F1_Industrial_Agriculture_New_Space Heating_Natural Gas_Gas Boiler - Burner Control Optimization_A_Achievable Technical Potential | F1 | Industrial | Agriculture | New | Space Heating | Natural Gas | Gas Boiler - Burner Control Optimization | A | Original Unit Energy Savings (kWh or therms) | Achievable Technical Potential | 0 | 0 | 0 | 0 | 0 | 0 | 0 | 0 | 0 | 0 | 0 | 0 | 0 | 0 | 0 | 0 | 0 | 0 | 0 | 0 | 0 | 0 | 0 | 0 | 0 | 0 | 0 | 0 | 0 | 0 | 0
F2_Industrial_Agriculture_New_Space Heating_Natural Gas_Gas Boiler - Burner Control Optimization_A_Achievable Technical Potential | F2 | Industrial | Agriculture | New | Space Heating | Natural Gas | Gas Boiler - Burner Control Optimization | A | Original Unit Summer Peak Savings (kW) | Achievable Technical Potential | 0 | 0 | 0 | 0 | 0 | 0 | 0 | 0 | 0 | 0 | 0 | 0 | 0 | 0 | 0 | 0 | 0 | 0 | 0 | 0 | 0 | 0 | 0 | 0 | 0 | 0 | 0 | 0 | 0 | 0 | 0
F3_Industrial_Agriculture_New_Space Heating_Natural Gas_Gas Boiler - Burner Control Optimization_A_Achievable Technical Potential | F3 | Industrial | Agriculture | New | Space Heating | Natural Gas | Gas Boiler - Burner Control Optimization | A | Original Unit Winter Peak Savings (kW) | Achievable Technical Potential | 0 | 0 | 0 | 0 | 0 | 0 | 0 | 0 | 0 | 0 | 0 | 0 | 0 | 0 | 0 | 0 | 0 | 0 | 0 | 0 | 0 | 0 | 0 | 0 | 0 | 0 | 0 | 0 | 0 | 0 | 0
F4_Industrial_Agriculture_New_Space Heating_Natural Gas_Gas Boiler - Burner Control Optimization_A_Achievable Technical Potential | F4 | Industrial | Agriculture | New | Space Heating | Natural Gas | Gas Boiler - Burner Control Optimization | A | Standalone Impact on Baseline Energy (%) | Achievable Technical Potential | 0% | 0% | 0% | 0% | 0% | 0% | 0% | 0% | 0% | 0% | 0% | 0% | 0% | 0% | 0% | 0% | 0% | 0% | 0% | 0% | 0% | 0% | 0% | 0% | 0 | 0 | 0 | 0 | 0 | 0 | 0
F5_Industrial_Agriculture_New_Space Heating_Natural Gas_Gas Boiler - Burner Control Optimization_A_Achievable Technical Potential | F5 | Industrial | Agriculture | New | Space Heating | Natural Gas | Gas Boiler - Burner Control Optimization | A | Standalone Impact on Baseline Summer Peak (%) | Achievable Technical Potential | 0% | 0% | 0% | 0% | 0% | 0% | 0% | 0% | 0% | 0% | 0% | 0% | 0% | 0% | 0% | 0% | 0% | 0% | 0% | 0% | 0% | 0% | 0% | 0% | 0 | 0 | 0 | 0 | 0 | 0 | 0
F6_Industrial_Agriculture_New_Space Heating_Natural Gas_Gas Boiler - Burner Control Optimization_A_Achievable Technical Potential | F6 | Industrial | Agriculture | New | Space Heating | Natural Gas | Gas Boiler - Burner Control Optimization | A | Standalone Impact on Baseline Winter Peak (%) | Achievable Technical Potential | 0% | 0% | 0% | 0% | 0% | 0% | 0% | 0% | 0% | 0% | 0% | 0% | 0% | 0% | 0% | 0% | 0% | 0% | 0% | 0% | 0% | 0% | 0% | 0% | 0 | 0 | 0 | 0 | 0 | 0 | 0
F7_Industrial_Agriculture_New_Space Heating_Natural Gas_Gas Boiler - Burner Control Optimization_A_Achievable Technical Potential | F7 | Industrial | Agriculture | New | Space Heating | Natural Gas | Gas Boiler - Burner Control Optimization | A | Incremental Energy Savings (MWh or mTherms) | Achievable Technical Potential | 0 | 0 | 0 | 0 | 0 | 0 | 0 | 0 | 0 | 0 | 0 | 0 | 0 | 0 | 0 | 0 | 0 | 0 | 0 | 0 | 0 | 0 | 0 | 0 | 0 | 0 | 0 | 0 | 0 | 0 | 0
F8_Industrial_Agriculture_New_Space Heating_Natural Gas_Gas Boiler - Burner Control Optimization_A_Achievable Technical Potential | F8 | Industrial | Agriculture | New | Space Heating | Natural Gas | Gas Boiler - Burner Control Optimization | A | Incremental Summer Peak Savings (MW) | Achievable Technical Potential | 0 | 0 | 0 | 0 | 0 | 0 | 0 | 0 | 0 | 0 | 0 | 0 | 0 | 0 | 0 | 0 | 0 | 0 | 0 | 0 | 0 | 0 | 0 | 0 | 0 | 0 | 0 | 0 | 0 | 0 | 0
F9_Industrial_Agriculture_New_Space Heating_Natural Gas_Gas Boiler - Burner Control Optimization_A_Achievable Technical Potential | F9 | Industrial | Agriculture | New | Space Heating | Natural Gas | Gas Boiler - Burner Control Optimization | A | Incremental Winter Peak Savings (MW) | Achievable Technical Potential | 0 | 0 | 0 | 0 | 0 | 0 | 0 | 0 | 0 | 0 | 0 | 0 | 0 | 0 | 0 | 0 | 0 | 0 | 0 | 0 | 0 | 0 | 0 | 0 | 0 | 0 | 0 | 0 | 0 | 0 | 0
F10_Industrial_Agriculture_New_Space Heating_Natural Gas_Gas Boiler - Burner Control Optimization_A_Achievable Technical Potential | F10 | Industrial | Agriculture | New | Space Heating | Natural Gas | Gas Boiler - Burner Control Optimization | A | Cumulative Energy Savings (MWh or mTherms) | Achievable Technical Potential | 0 | 0 | 0 | 0 | 0 | 0 | 0 | 0 | 0 | 0 | 0 | 0 | 0 | 0 | 0 | 0 | 0 | 0 | 0 | 0 | 0 | 0 | 0 | 0 | 0 | 0 | 0 | 0 | 0 | 0 | 0
F11_Industrial_Agriculture_New_Space Heating_Natural Gas_Gas Boiler - Burner Control Optimization_A_Achievable Technical Potential | F11 | Industrial | Agriculture | New | Space Heating | Natural Gas | Gas Boiler - Burner Control Optimization | A | Cumulative Summer Peak Savings (MW) | Achievable Technical Potential | 0 | 0 | 0 | 0 | 0 | 0 | 0 | 0 | 0 | 0 | 0 | 0 | 0 | 0 | 0 | 0 | 0 | 0 | 0 | 0 | 0 | 0 | 0 | 0 | 0 | 0 | 0 | 0 | 0 | 0 | 0
F12_Industrial_Agriculture_New_Space Heating_Natural Gas_Gas Boiler - Burner Control Optimization_A_Achievable Technical Potential | F12 | Industrial | Agriculture | New | Space Heating | Natural Gas | Gas Boiler - Burner Control Optimization | A | Cumulative Winter Peak Savings (MW) | Achievable Technical Potential | 0 | 0 | 0 | 0 | 0 | 0 | 0 | 0 | 0 | 0 | 0 | 0 | 0 | 0 | 0 | 0 | 0 | 0 | 0 | 0 | 0 | 0 | 0 | 0 | 0 | 0 | 0 | 0 | 0 | 0 | 0
F13_Industrial_Agriculture_New_Space Heating_Natural Gas_Gas Boiler - Burner Control Optimization_A_Achievable Technical Potential | F13 | Industrial | Agriculture | New | Space Heating | Natural Gas | Gas Boiler - Burner Control Optimization | A | Purchases (Incremental) | Achievable Technical Potential | 0 | 0 | 0 | 0 | 0 | 0 | 0 | 0 | 0 | 0 | 0 | 0 | 0 | 0 | 0 | 0 | 0 | 0 | 0 | 0 | 0 | 0 | 0 | 0 | 0 | 0 | 0 | 0 | 0 | 0 | 0
F14_Industrial_Agriculture_New_Space Heating_Natural Gas_Gas Boiler - Burner Control Optimization_A_Achievable Technical Potential | F14 | Industrial | Agriculture | New | Space Heating | Natural Gas | Gas Boiler - Burner Control Optimization | A | Purchases (Cumulative) | Achievable Technical Potential | 0 | 0 | 0 | 0 | 0 | 0 | 0 | 0 | 0 | 0 | 0 | 0 | 0 | 0 | 0 | 0 | 0 | 0 | 0 | 0 | 0 | 0 | 0 | 0 | 0 | 0 | 0 | 0 | 0 | 0 | 0
F1_Industrial_Agriculture_New_Process_Natural Gas_Gas Boiler - Burner Control Optimization_A_Achievable Technical Potential | F1 | Industrial | Agriculture | New | Process | Natural Gas | Gas Boiler - Burner Control Optimization | A | Original Unit Energy Savings (kWh or therms) | Achievable Technical Potential | 0 | 0 | 0 | 0 | 0 | 0.61528 | 0.61528 | 0.61528 | 0.61528 | 0.61528 | 0.61528 | 0.61528 | 0.61528 | 0.61528 | 0.61528 | 0.61528 | 0.61528 | 0.61528 | 0.61528 | 0.61528 | 0.61528 | 0.61528 | 0.61528 | 0.61528 | 0.61528 | 0.61528 | 0.61528 | 0.61528 | 0.61528 | 0.61528 | 0.61528
F2_Industrial_Agriculture_New_Process_Natural Gas_Gas Boiler - Burner Control Optimization_A_Achievable Technical Potential | F2 | Industrial | Agriculture | New | Process | Natural Gas | Gas Boiler - Burner Control Optimization | A | Original Unit Summer Peak Savings (kW) | Achievable Technical Potential | 0 | 0 | 0 | 0 | 0 | 0 | 0 | 0 | 0 | 0 | 0 | 0 | 0 | 0 | 0 | 0 | 0 | 0 | 0 | 0 | 0 | 0 | 0 | 0 | 0 | 0 | 0 | 0 | 0 | 0 | 0
F3_Industrial_Agriculture_New_Process_Natural Gas_Gas Boiler - Burner Control Optimization_A_Achievable Technical Potential | F3 | Industrial | Agriculture | New | Process | Natural Gas | Gas Boiler - Burner Control Optimization | A | Original Unit Winter Peak Savings (kW) | Achievable Technical Potential | 0 | 0 | 0 | 0 | 0 | 0 | 0 | 0 | 0 | 0 | 0 | 0 | 0 | 0 | 0 | 0 | 0 | 0 | 0 | 0 | 0 | 0 | 0 | 0 | 0 | 0 | 0 | 0 | 0 | 0 | 0
F4_Industrial_Agriculture_New_Process_Natural Gas_Gas Boiler - Burner Control Optimization_A_Achievable Technical Potential | F4 | Industrial | Agriculture | New | Process | Natural Gas | Gas Boiler - Burner Control Optimization | A | Standalone Impact on Baseline Energy (%) | Achievable Technical Potential | 0% | 0% | 0% | 0% | 0% | 0.001769% | 0.004274% | 0.009259% | 0.0179% | 0.03114% | 0.04936% | 0.07207% | 0.09783% | 0.1245% | 0.1501% | 0.1722% | 0.1897% | 0.2019% | 0.2091% | 0.2118% | 0.2109% | 0.2076% | 0.2026% | 0.1962% | 0.0018939 | 0.0018227 | 0.0017569 | 0.0016958 | 0 | 0 | 0
F5_Industrial_Agriculture_New_Process_Natural Gas_Gas Boiler - Burner Control Optimization_A_Achievable Technical Potential | F5 | Industrial | Agriculture | New | Process | Natural Gas | Gas Boiler - Burner Control Optimization | A | Standalone Impact on Baseline Summer Peak (%) | Achievable Technical Potential | 0% | 0% | 0% | 0% | 0% | 0% | 0% | 0% | 0% | 0% | 0% | 0% | 0% | 0% | 0% | 0% | 0% | 0% | 0% | 0% | 0% | 0% | 0% | 0% | 0 | 0 | 0 | 0 | 0 | 0 | 0
F6_Industrial_Agriculture_New_Process_Natural Gas_Gas Boiler - Burner Control Optimization_A_Achievable Technical Potential | F6 | Industrial | Agriculture | New | Process | Natural Gas | Gas Boiler - Burner Control Optimization | A | Standalone Impact on Baseline Winter Peak (%) | Achievable Technical Potential | 0% | 0% | 0% | 0% | 0% | 0% | 0% | 0% | 0% | 0% | 0% | 0% | 0% | 0% | 0% | 0% | 0% | 0% | 0% | 0% | 0% | 0% | 0% | 0% | 0 | 0 | 0 | 0 | 0 | 0 | 0
F7_Industrial_Agriculture_New_Process_Natural Gas_Gas Boiler - Burner Control Optimization_A_Achievable Technical Potential | F7 | Industrial | Agriculture | New | Process | Natural Gas | Gas Boiler - Burner Control Optimization | A | Incremental Energy Savings (MWh or mTherms) | Achievable Technical Potential | 0 | 0 | 0 | 0 | 0 | 0.0034306 | 0.0063887 | 0.014769 | 0.029309 | 0.050984 | 0.078931 | 0.10995 | 0.13932 | 0.16191 | 0.17359 | 0.17296 | 0.16082 | 0.14026 | 0.11513 | 0.08925 | 0.065569 | 0.045767 | 0.030426 | 0.01931 | 0.013607 | 0.014769 | 0.029309 | 0.050984 | 0.078931 | 0.10995 | 0.13932
F8_Industrial_Agriculture_New_Process_Natural Gas_Gas Boiler - Burner Control Optimization_A_Achievable Technical Potential | F8 | Industrial | Agriculture | New | Process | Natural Gas | Gas Boiler - Burner Control Optimization | A | Incremental Summer Peak Savings (MW) | Achievable Technical Potential | 0 | 0 | 0 | 0 | 0 | 0 | 0 | 0 | 0 | 0 | 0 | 0 | 0 | 0 | 0 | 0 | 0 | 0 | 0 | 0 | 0 | 0 | 0 | 0 | 0 | 0 | 0 | 0 | 0 | 0 | 0
F9_Industrial_Agriculture_New_Process_Natural Gas_Gas Boiler - Burner Control Optimization_A_Achievable Technical Potential | F9 | Industrial | Agriculture | New | Process | Natural Gas | Gas Boiler - Burner Control Optimization | A | Incremental Winter Peak Savings (MW) | Achievable Technical Potential | 0 | 0 | 0 | 0 | 0 | 0 | 0 | 0 | 0 | 0 | 0 | 0 | 0 | 0 | 0 | 0 | 0 | 0 | 0 | 0 | 0 | 0 | 0 | 0 | 0 | 0 | 0 | 0 | 0 | 0 | 0
F10_Industrial_Agriculture_New_Process_Natural Gas_Gas Boiler - Burner Control Optimization_A_Achievable Technical Potential | F10 | Industrial | Agriculture | New | Process | Natural Gas | Gas Boiler - Burner Control Optimization | A | Cumulative Energy Savings (MWh or mTherms) | Achievable Technical Potential | 0 | 0 | 0 | 0 | 0 | 0.0034306 | 0.0098193 | 0.024588 | 0.053897 | 0.10488 | 0.18381 | 0.29376 | 0.43308 | 0.59499 | 0.76858 | 0.94154 | 1.1024 | 1.2426 | 1.3578 | 1.447 | 1.5126 | 1.5583 | 1.5888 | 1.6046 | 1.6119 | 1.6119 | 1.6119 | 1.6119 | 1.6119 | 1.6119 | 1.6119
F11_Industrial_Agriculture_New_Process_Natural Gas_Gas Boiler - Burner Control Optimization_A_Achievable Technical Potential | F11 | Industrial | Agriculture | New | Process | Natural Gas | Gas Boiler - Burner Control Optimization | A | Cumulative Summer Peak Savings (MW) | Achievable Technical Potential | 0 | 0 | 0 | 0 | 0 | 0 | 0 | 0 | 0 | 0 | 0 | 0 | 0 | 0 | 0 | 0 | 0 | 0 | 0 | 0 | 0 | 0 | 0 | 0 | 0 | 0 | 0 | 0 | 0 | 0 | 0
F12_Industrial_Agriculture_New_Process_Natural Gas_Gas Boiler - Burner Control Optimization_A_Achievable Technical Potential | F12 | Industrial | Agriculture | New | Process | Natural Gas | Gas Boiler - Burner Control Optimization | A | Cumulative Winter Peak Savings (MW) | Achievable Technical Potential | 0 | 0 | 0 | 0 | 0 | 0 | 0 | 0 | 0 | 0 | 0 | 0 | 0 | 0 | 0 | 0 | 0 | 0 | 0 | 0 | 0 | 0 | 0 | 0 | 0 | 0 | 0 | 0 | 0 | 0 | 0
F13_Industrial_Agriculture_New_Process_Natural Gas_Gas Boiler - Burner Control Optimization_A_Achievable Technical Potential | F13 | Industrial | Agriculture | New | Process | Natural Gas | Gas Boiler - Burner Control Optimization | A | Purchases (Incremental) | Achievable Technical Potential | 0 | 0 | 0 | 0 | 0 | 5.5757 | 10.3835 | 24.0033 | 47.6358 | 82.8628 | 128.2858 | 178.7009 | 226.4344 | 263.1441 | 282.1294 | 281.108 | 261.3849 | 227.9549 | 187.1238 | 145.0559 | 106.5678 | 74.3838 | 49.4514 | 31.3843 | 22.1159 | 24.0033 | 47.6358 | 82.8628 | 128.2858 | 178.7009 | 226.4344
F14_Industrial_Agriculture_New_Process_Natural Gas_Gas Boiler - Burner Control Optimization_A_Achievable Technical Potential | F14 | Industrial | Agriculture | New | Process | Natural Gas | Gas Boiler - Burner Control Optimization | A | Purchases (Cumulative) | Achievable Technical Potential | 0 | 0 | 0 | 0 | 0 | 5.5757 | 15.9592 | 39.9624 | 87.5982 | 170.4611 | 298.7469 | 477.4478 | 703.8822 | 967.0263 | 1249.1557 | 1530.2637 | 1791.6486 | 2019.6035 | 2206.7273 | 2351.7833 | 2458.3511 | 2532.7348 | 2582.1862 | 2607.9949 | 2619.7273 | 2619.7273 | 2619.7273 | 2619.7273 | 2619.7273 | 2619.7273 | 2619.7273
F1_Industrial_Agriculture_New_Space Heating_Natural Gas_HVAC - Demand Controlled Ventilation_A_Achievable Technical Potential | F1 | Industrial | Agriculture | New | Space Heating | Natural Gas | HVAC - Demand Controlled Ventilation | A | Original Unit Energy Savings (kWh or therms) | Achievable Technical Potential | 0 | 0 | 0 | 0 | 0 | 0 | 0 | 0 | 0 | 0 | 0 | 0 | 0 | 0 | 0 | 0 | 0 | 0 | 0 | 0 | 0 | 0 | 0 | 0 | 0 | 0 | 0 | 0 | 0 | 0 | 0
F2_Industrial_Agriculture_New_Space Heating_Natural Gas_HVAC - Demand Controlled Ventilation_A_Achievable Technical Potential | F2 | Industrial | Agriculture | New | Space Heating | Natural Gas | HVAC - Demand Controlled Ventilation | A | Original Unit Summer Peak Savings (kW) | Achievable Technical Potential | 0 | 0 | 0 | 0 | 0 | 0 | 0 | 0 | 0 | 0 | 0 | 0 | 0 | 0 | 0 | 0 | 0 | 0 | 0 | 0 | 0 | 0 | 0 | 0 | 0 | 0 | 0 | 0 | 0 | 0 | 0
F3_Industrial_Agriculture_New_Space Heating_Natural Gas_HVAC - Demand Controlled Ventilation_A_Achievable Technical Potential | F3 | Industrial | Agriculture | New | Space Heating | Natural Gas | HVAC - Demand Controlled Ventilation | A | Original Unit Winter Peak Savings (kW) | Achievable Technical Potential | 0 | 0 | 0 | 0 | 0 | 0 | 0 | 0 | 0 | 0 | 0 | 0 | 0 | 0 | 0 | 0 | 0 | 0 | 0 | 0 | 0 | 0 | 0 | 0 | 0 | 0 | 0 | 0 | 0 | 0 | 0
F4_Industrial_Agriculture_New_Space Heating_Natural Gas_HVAC - Demand Controlled Ventilation_A_Achievable Technical Potential | F4 | Industrial | Agriculture | New | Space Heating | Natural Gas | HVAC - Demand Controlled Ventilation | A | Standalone Impact on Baseline Energy (%) | Achievable Technical Potential | 0% | 0% | 0% | 0% | 0% | 0% | 0% | 0% | 0% | 0% | 0% | 0% | 0% | 0% | 0% | 0% | 0% | 0% | 0% | 0% | 0% | 0% | 0% | 0% | 0 | 0 | 0 | 0 | 0 | 0 | 0
F5_Industrial_Agriculture_New_Space Heating_Natural Gas_HVAC - Demand Controlled Ventilation_A_Achievable Technical Potential | F5 | Industrial | Agriculture | New | Space Heating | Natural Gas | HVAC - Demand Controlled Ventilation | A | Standalone Impact on Baseline Summer Peak (%) | Achievable Technical Potential | 0% | 0% | 0% | 0% | 0% | 0% | 0% | 0% | 0% | 0% | 0% | 0% | 0% | 0% | 0% | 0% | 0% | 0% | 0% | 0% | 0% | 0% | 0% | 0% | 0 | 0 | 0 | 0 | 0 | 0 | 0
F6_Industrial_Agriculture_New_Space Heating_Natural Gas_HVAC - Demand Controlled Ventilation_A_Achievable Technical Potential | F6 | Industrial | Agriculture | New | Space Heating | Natural Gas | HVAC - Demand Controlled Ventilation | A | Standalone Impact on Baseline Winter Peak (%) | Achievable Technical Potential | 0% | 0% | 0% | 0% | 0% | 0% | 0% | 0% | 0% | 0% | 0% | 0% | 0% | 0% | 0% | 0% | 0% | 0% | 0% | 0% | 0% | 0% | 0% | 0% | 0 | 0 | 0 | 0 | 0 | 0 | 0
F7_Industrial_Agriculture_New_Space Heating_Natural Gas_HVAC - Demand Controlled Ventilation_A_Achievable Technical Potential | F7 | Industrial | Agriculture | New | Space Heating | Natural Gas | HVAC - Demand Controlled Ventilation | A | Incremental Energy Savings (MWh or mTherms) | Achievable Technical Potential | 0 | 0 | 0 | 0 | 0 | 0 | 0 | 0 | 0 | 0 | 0 | 0 | 0 | 0 | 0 | 0 | 0 | 0 | 0 | 0 | 0 | 0 | 0 | 0 | 0 | 0 | 0 | 0 | 0 | 0 | 0
F8_Industrial_Agriculture_New_Space Heating_Natural Gas_HVAC - Demand Controlled Ventilation_A_Achievable Technical Potential | F8 | Industrial | Agriculture | New | Space Heating | Natural Gas | HVAC - Demand Controlled Ventilation | A | Incremental Summer Peak Savings (MW) | Achievable Technical Potential | 0 | 0 | 0 | 0 | 0 | 0 | 0 | 0 | 0 | 0 | 0 | 0 | 0 | 0 | 0 | 0 | 0 | 0 | 0 | 0 | 0 | 0 | 0 | 0 | 0 | 0 | 0 | 0 | 0 | 0 | 0
F9_Industrial_Agriculture_New_Space Heating_Natural Gas_HVAC - Demand Controlled Ventilation_A_Achievable Technical Potential | F9 | Industrial | Agriculture | New | Space Heating | Natural Gas | HVAC - Demand Controlled Ventilation | A | Incremental Winter Peak Savings (MW) | Achievable Technical Potential | 0 | 0 | 0 | 0 | 0 | 0 | 0 | 0 | 0 | 0 | 0 | 0 | 0 | 0 | 0 | 0 | 0 | 0 | 0 | 0 | 0 | 0 | 0 | 0 | 0 | 0 | 0 | 0 | 0 | 0 | 0
F10_Industrial_Agriculture_New_Space Heating_Natural Gas_HVAC - Demand Controlled Ventilation_A_Achievable Technical Potential | F10 | Industrial | Agriculture | New | Space Heating | Natural Gas | HVAC - Demand Controlled Ventilation | A | Cumulative Energy Savings (MWh or mTherms) | Achievable Technical Potential | 0 | 0 | 0 | 0 | 0 | 0 | 0 | 0 | 0 | 0 | 0 | 0 | 0 | 0 | 0 | 0 | 0 | 0 | 0 | 0 | 0 | 0 | 0 | 0 | 0 | 0 | 0 | 0 | 0 | 0 | 0
F11_Industrial_Agriculture_New_Space Heating_Natural Gas_HVAC - Demand Controlled Ventilation_A_Achievable Technical Potential | F11 | Industrial | Agriculture | New | Space Heating | Natural Gas | HVAC - Demand Controlled Ventilation | A | Cumulative Summer Peak Savings (MW) | Achievable Technical Potential | 0 | 0 | 0 | 0 | 0 | 0 | 0 | 0 | 0 | 0 | 0 | 0 | 0 | 0 | 0 | 0 | 0 | 0 | 0 | 0 | 0 | 0 | 0 | 0 | 0 | 0 | 0 | 0 | 0 | 0 | 0
F12_Industrial_Agriculture_New_Space Heating_Natural Gas_HVAC - Demand Controlled Ventilation_A_Achievable Technical Potential | F12 | Industrial | Agriculture | New | Space Heating | Natural Gas | HVAC - Demand Controlled Ventilation | A | Cumulative Winter Peak Savings (MW) | Achievable Technical Potential | 0 | 0 | 0 | 0 | 0 | 0 | 0 | 0 | 0 | 0 | 0 | 0 | 0 | 0 | 0 | 0 | 0 | 0 | 0 | 0 | 0 | 0 | 0 | 0 | 0 | 0 | 0 | 0 | 0 | 0 | 0
F13_Industrial_Agriculture_New_Space Heating_Natural Gas_HVAC - Demand Controlled Ventilation_A_Achievable Technical Potential | F13 | Industrial | Agriculture | New | Space Heating | Natural Gas | HVAC - Demand Controlled Ventilation | A | Purchases (Incremental) | Achievable Technical Potential | 0 | 0 | 0 | 0 | 0 | 0 | 0 | 0 | 0 | 0 | 0 | 0 | 0 | 0 | 0 | 0 | 0 | 0 | 0 | 0 | 0 | 0 | 0 | 0 | 0 | 0 | 0 | 0 | 0 | 0 | 0
F14_Industrial_Agriculture_New_Space Heating_Natural Gas_HVAC - Demand Controlled Ventilation_A_Achievable Technical Potential | F14 | Industrial | Agriculture | New | Space Heating | Natural Gas | HVAC - Demand Controlled Ventilation | A | Purchases (Cumulative) | Achievable Technical Potential | 0 | 0 | 0 | 0 | 0 | 0 | 0 | 0 | 0 | 0 | 0 | 0 | 0 | 0 | 0 | 0 | 0 | 0 | 0 | 0 | 0 | 0 | 0 | 0 | 0 | 0 | 0 | 0 | 0 | 0 | 0
F1_Industrial_Agriculture_New_Space Heating_Natural Gas_Gas Boiler - Stack Economizer_A_Achievable Technical Potential | F1 | Industrial | Agriculture | New | Space Heating | Natural Gas | Gas Boiler - Stack Economizer | A | Original Unit Energy Savings (kWh or therms) | Achievable Technical Potential | 0 | 0 | 0 | 0 | 0 | 0 | 0 | 0 | 0 | 0 | 0 | 0 | 0 | 0 | 0 | 0 | 0 | 0 | 0 | 0 | 0 | 0 | 0 | 0 | 0 | 0 | 0 | 0 | 0 | 0 | 0
F2_Industrial_Agriculture_New_Space Heating_Natural Gas_Gas Boiler - Stack Economizer_A_Achievable Technical Potential | F2 | Industrial | Agriculture | New | Space Heating | Natural Gas | Gas Boiler - Stack Economizer | A | Original Unit Summer Peak Savings (kW) | Achievable Technical Potential | 0 | 0 | 0 | 0 | 0 | 0 | 0 | 0 | 0 | 0 | 0 | 0 | 0 | 0 | 0 | 0 | 0 | 0 | 0 | 0 | 0 | 0 | 0 | 0 | 0 | 0 | 0 | 0 | 0 | 0 | 0
F3_Industrial_Agriculture_New_Space Heating_Natural Gas_Gas Boiler - Stack Economizer_A_Achievable Technical Potential | F3 | Industrial | Agriculture | New | Space Heating | Natural Gas | Gas Boiler - Stack Economizer | A | Original Unit Winter Peak Savings (kW) | Achievable Technical Potential | 0 | 0 | 0 | 0 | 0 | 0 | 0 | 0 | 0 | 0 | 0 | 0 | 0 | 0 | 0 | 0 | 0 | 0 | 0 | 0 | 0 | 0 | 0 | 0 | 0 | 0 | 0 | 0 | 0 | 0 | 0
F4_Industrial_Agriculture_New_Space Heating_Natural Gas_Gas Boiler - Stack Economizer_A_Achievable Technical Potential | F4 | Industrial | Agriculture | New | Space Heating | Natural Gas | Gas Boiler - Stack Economizer | A | Standalone Impact on Baseline Energy (%) | Achievable Technical Potential | 0% | 0% | 0% | 0% | 0% | 0% | 0% | 0% | 0% | 0% | 0% | 0% | 0% | 0% | 0% | 0% | 0% | 0% | 0% | 0% | 0% | 0% | 0% | 0% | 0 | 0 | 0 | 0 | 0 | 0 | 0
F5_Industrial_Agriculture_New_Space Heating_Natural Gas_Gas Boiler - Stack Economizer_A_Achievable Technical Potential | F5 | Industrial | Agriculture | New | Space Heating | Natural Gas | Gas Boiler - Stack Economizer | A | Standalone Impact on Baseline Summer Peak (%) | Achievable Technical Potential | 0% | 0% | 0% | 0% | 0% | 0% | 0% | 0% | 0% | 0% | 0% | 0% | 0% | 0% | 0% | 0% | 0% | 0% | 0% | 0% | 0% | 0% | 0% | 0% | 0 | 0 | 0 | 0 | 0 | 0 | 0
F6_Industrial_Agriculture_New_Space Heating_Natural Gas_Gas Boiler - Stack Economizer_A_Achievable Technical Potential | F6 | Industrial | Agriculture | New | Space Heating | Natural Gas | Gas Boiler - Stack Economizer | A | Standalone Impact on Baseline Winter Peak (%) | Achievable Technical Potential | 0% | 0% | 0% | 0% | 0% | 0% | 0% | 0% | 0% | 0% | 0% | 0% | 0% | 0% | 0% | 0% | 0% | 0% | 0% | 0% | 0% | 0% | 0% | 0% | 0 | 0 | 0 | 0 | 0 | 0 | 0
F7_Industrial_Agriculture_New_Space Heating_Natural Gas_Gas Boiler - Stack Economizer_A_Achievable Technical Potential | F7 | Industrial | Agriculture | New | Space Heating | Natural Gas | Gas Boiler - Stack Economizer | A | Incremental Energy Savings (MWh or mTherms) | Achievable Technical Potential | 0 | 0 | 0 | 0 | 0 | 0 | 0 | 0 | 0 | 0 | 0 | 0 | 0 | 0 | 0 | 0 | 0 | 0 | 0 | 0 | 0 | 0 | 0 | 0 | 0 | 0 | 0 | 0 | 0 | 0 | 0
F8_Industrial_Agriculture_New_Space Heating_Natural Gas_Gas Boiler - Stack Economizer_A_Achievable Technical Potential | F8 | Industrial | Agriculture | New | Space Heating | Natural Gas | Gas Boiler - Stack Economizer | A | Incremental Summer Peak Savings (MW) | Achievable Technical Potential | 0 | 0 | 0 | 0 | 0 | 0 | 0 | 0 | 0 | 0 | 0 | 0 | 0 | 0 | 0 | 0 | 0 | 0 | 0 | 0 | 0 | 0 | 0 | 0 | 0 | 0 | 0 | 0 | 0 | 0 | 0
F9_Industrial_Agriculture_New_Space Heating_Natural Gas_Gas Boiler - Stack Economizer_A_Achievable Technical Potential | F9 | Industrial | Agriculture | New | Space Heating | Natural Gas | Gas Boiler - Stack Economizer | A | Incremental Winter Peak Savings (MW) | Achievable Technical Potential | 0 | 0 | 0 | 0 | 0 | 0 | 0 | 0 | 0 | 0 | 0 | 0 | 0 | 0 | 0 | 0 | 0 | 0 | 0 | 0 | 0 | 0 | 0 | 0 | 0 | 0 | 0 | 0 | 0 | 0 | 0
F10_Industrial_Agriculture_New_Space Heating_Natural Gas_Gas Boiler - Stack Economizer_A_Achievable Technical Potential | F10 | Industrial | Agriculture | New | Space Heating | Natural Gas | Gas Boiler - Stack Economizer | A | Cumulative Energy Savings (MWh or mTherms) | Achievable Technical Potential | 0 | 0 | 0 | 0 | 0 | 0 | 0 | 0 | 0 | 0 | 0 | 0 | 0 | 0 | 0 | 0 | 0 | 0 | 0 | 0 | 0 | 0 | 0 | 0 | 0 | 0 | 0 | 0 | 0 | 0 | 0
F11_Industrial_Agriculture_New_Space Heating_Natural Gas_Gas Boiler - Stack Economizer_A_Achievable Technical Potential | F11 | Industrial | Agriculture | New | Space Heating | Natural Gas | Gas Boiler - Stack Economizer | A | Cumulative Summer Peak Savings (MW) | Achievable Technical Potential | 0 | 0 | 0 | 0 | 0 | 0 | 0 | 0 | 0 | 0 | 0 | 0 | 0 | 0 | 0 | 0 | 0 | 0 | 0 | 0 | 0 | 0 | 0 | 0 | 0 | 0 | 0 | 0 | 0 | 0 | 0
F12_Industrial_Agriculture_New_Space Heating_Natural Gas_Gas Boiler - Stack Economizer_A_Achievable Technical Potential | F12 | Industrial | Agriculture | New | Space Heating | Natural Gas | Gas Boiler - Stack Economizer | A | Cumulative Winter Peak Savings (MW) | Achievable Technical Potential | 0 | 0 | 0 | 0 | 0 | 0 | 0 | 0 | 0 | 0 | 0 | 0 | 0 | 0 | 0 | 0 | 0 | 0 | 0 | 0 | 0 | 0 | 0 | 0 | 0 | 0 | 0 | 0 | 0 | 0 | 0
F13_Industrial_Agriculture_New_Space Heating_Natural Gas_Gas Boiler - Stack Economizer_A_Achievable Technical Potential | F13 | Industrial | Agriculture | New | Space Heating | Natural Gas | Gas Boiler - Stack Economizer | A | Purchases (Incremental) | Achievable Technical Potential | 0 | 0 | 0 | 0 | 0 | 0 | 0 | 0 | 0 | 0 | 0 | 0 | 0 | 0 | 0 | 0 | 0 | 0 | 0 | 0 | 0 | 0 | 0 | 0 | 0 | 0 | 0 | 0 | 0 | 0 | 0
F14_Industrial_Agriculture_New_Space Heating_Natural Gas_Gas Boiler - Stack Economizer_A_Achievable Technical Potential | F14 | Industrial | Agriculture | New | Space Heating | Natural Gas | Gas Boiler - Stack Economizer | A | Purchases (Cumulative) | Achievable Technical Potential | 0 | 0 | 0 | 0 | 0 | 0 | 0 | 0 | 0 | 0 | 0 | 0 | 0 | 0 | 0 | 0 | 0 | 0 | 0 | 0 | 0 | 0 | 0 | 0 | 0 | 0 | 0 | 0 | 0 | 0 | 0
F1_Industrial_Agriculture_New_Process_Natural Gas_Gas Boiler - Stack Economizer_A_Achievable Technical Potential | F1 | Industrial | Agriculture | New | Process | Natural Gas | Gas Boiler - Stack Economizer | A | Original Unit Energy Savings (kWh or therms) | Achievable Technical Potential | 0 | 0 | 0 | 0 | 0 | 2.0368 | 2.0368 | 2.0368 | 2.0368 | 2.0368 | 2.0368 | 2.0368 | 2.0368 | 2.0368 | 2.0368 | 2.0368 | 2.0368 | 2.0368 | 2.0368 | 2.0368 | 2.0368 | 2.0368 | 2.0368 | 2.0368 | 2.0368 | 2.0368 | 2.0368 | 2.0368 | 2.0368 | 2.0368 | 2.0368
F2_Industrial_Agriculture_New_Process_Natural Gas_Gas Boiler - Stack Economizer_A_Achievable Technical Potential | F2 | Industrial | Agriculture | New | Process | Natural Gas | Gas Boiler - Stack Economizer | A | Original Unit Summer Peak Savings (kW) | Achievable Technical Potential | 0 | 0 | 0 | 0 | 0 | 0 | 0 | 0 | 0 | 0 | 0 | 0 | 0 | 0 | 0 | 0 | 0 | 0 | 0 | 0 | 0 | 0 | 0 | 0 | 0 | 0 | 0 | 0 | 0 | 0 | 0
F3_Industrial_Agriculture_New_Process_Natural Gas_Gas Boiler - Stack Economizer_A_Achievable Technical Potential | F3 | Industrial | Agriculture | New | Process | Natural Gas | Gas Boiler - Stack Economizer | A | Original Unit Winter Peak Savings (kW) | Achievable Technical Potential | 0 | 0 | 0 | 0 | 0 | 0 | 0 | 0 | 0 | 0 | 0 | 0 | 0 | 0 | 0 | 0 | 0 | 0 | 0 | 0 | 0 | 0 | 0 | 0 | 0 | 0 | 0 | 0 | 0 | 0 | 0
F4_Industrial_Agriculture_New_Process_Natural Gas_Gas Boiler - Stack Economizer_A_Achievable Technical Potential | F4 | Industrial | Agriculture | New | Process | Natural Gas | Gas Boiler - Stack Economizer | A | Standalone Impact on Baseline Energy (%) | Achievable Technical Potential | 0% | 0% | 0% | 0% | 0% | 0.05789% | 0.1068% | 0.1502% | 0.1904% | 0.2281% | 0.2584% | 0.2778% | 0.2891% | 0.2946% | 0.2961% | 0.2944% | 0.2907% | 0.2855% | 0.2792% | 0.2724% | 0.2595% | 0.2479% | 0.2373% | 0.2276% | 0.0021866 | 0.0021045 | 0.0020285 | 0.001958 | 0 | 0 | 0
F5_Industrial_Agriculture_New_Process_Natural Gas_Gas Boiler - Stack Economizer_A_Achievable Technical Potential | F5 | Industrial | Agriculture | New | Process | Natural Gas | Gas Boiler - Stack Economizer | A | Standalone Impact on Baseline Summer Peak (%) | Achievable Technical Potential | 0% | 0% | 0% | 0% | 0% | 0% | 0% | 0% | 0% | 0% | 0% | 0% | 0% | 0% | 0% | 0% | 0% | 0% | 0% | 0% | 0% | 0% | 0% | 0% | 0 | 0 | 0 | 0 | 0 | 0 | 0
F6_Industrial_Agriculture_New_Process_Natural Gas_Gas Boiler - Stack Economizer_A_Achievable Technical Potential | F6 | Industrial | Agriculture | New | Process | Natural Gas | Gas Boiler - Stack Economizer | A | Standalone Impact on Baseline Winter Peak (%) | Achievable Technical Potential | 0% | 0% | 0% | 0% | 0% | 0% | 0% | 0% | 0% | 0% | 0% | 0% | 0% | 0% | 0% | 0% | 0% | 0% | 0% | 0% | 0% | 0% | 0% | 0% | 0 | 0 | 0 | 0 | 0 | 0 | 0
F7_Industrial_Agriculture_New_Process_Natural Gas_Gas Boiler - Stack Economizer_A_Achievable Technical Potential | F7 | Industrial | Agriculture | New | Process | Natural Gas | Gas Boiler - Stack Economizer | A | Incremental Energy Savings (MWh or mTherms) | Achievable Technical Potential | 0 | 0 | 0 | 0 | 0 | 0.11226 | 0.133 | 0.15373 | 0.17433 | 0.19495 | 0.19403 | 0.16989 | 0.14761 | 0.12743 | 0.1093 | 0.093347 | 0.079358 | 0.067231 | 0.056765 | 0.047775 | 0.11226 | 0.133 | 0.15373 | 0.17433 | 0.19495 | 0.19403 | 0.16989 | 0.14761 | 0.12743 | 0.1093 | 0.093347
F8_Industrial_Agriculture_New_Process_Natural Gas_Gas Boiler - Stack Economizer_A_Achievable Technical Potential | F8 | Industrial | Agriculture | New | Process | Natural Gas | Gas Boiler - Stack Economizer | A | Incremental Summer Peak Savings (MW) | Achievable Technical Potential | 0 | 0 | 0 | 0 | 0 | 0 | 0 | 0 | 0 | 0 | 0 | 0 | 0 | 0 | 0 | 0 | 0 | 0 | 0 | 0 | 0 | 0 | 0 | 0 | 0 | 0 | 0 | 0 | 0 | 0 | 0
F9_Industrial_Agriculture_New_Process_Natural Gas_Gas Boiler - Stack Economizer_A_Achievable Technical Potential | F9 | Industrial | Agriculture | New | Process | Natural Gas | Gas Boiler - Stack Economizer | A | Incremental Winter Peak Savings (MW) | Achievable Technical Potential | 0 | 0 | 0 | 0 | 0 | 0 | 0 | 0 | 0 | 0 | 0 | 0 | 0 | 0 | 0 | 0 | 0 | 0 | 0 | 0 | 0 | 0 | 0 | 0 | 0 | 0 | 0 | 0 | 0 | 0 | 0
F10_Industrial_Agriculture_New_Process_Natural Gas_Gas Boiler - Stack Economizer_A_Achievable Technical Potential | F10 | Industrial | Agriculture | New | Process | Natural Gas | Gas Boiler - Stack Economizer | A | Cumulative Energy Savings (MWh or mTherms) | Achievable Technical Potential | 0 | 0 | 0 | 0 | 0 | 0.11226 | 0.24527 | 0.399 | 0.57333 | 0.76828 | 0.96231 | 1.1322 | 1.2798 | 1.4072 | 1.5165 | 1.6099 | 1.6892 | 1.7565 | 1.8132 | 1.861 | 1.861 | 1.861 | 1.861 | 1.861 | 1.861 | 1.861 | 1.861 | 1.861 | 1.861 | 1.861 | 1.861
F11_Industrial_Agriculture_New_Process_Natural Gas_Gas Boiler - Stack Economizer_A_Achievable Technical Potential | F11 | Industrial | Agriculture | New | Process | Natural Gas | Gas Boiler - Stack Economizer | A | Cumulative Summer Peak Savings (MW) | Achievable Technical Potential | 0 | 0 | 0 | 0 | 0 | 0 | 0 | 0 | 0 | 0 | 0 | 0 | 0 | 0 | 0 | 0 | 0 | 0 | 0 | 0 | 0 | 0 | 0 | 0 | 0 | 0 | 0 | 0 | 0 | 0 | 0
F12_Industrial_Agriculture_New_Process_Natural Gas_Gas Boiler - Stack Economizer_A_Achievable Technical Potential | F12 | Industrial | Agriculture | New | Process | Natural Gas | Gas Boiler - Stack Economizer | A | Cumulative Winter Peak Savings (MW) | Achievable Technical Potential | 0 | 0 | 0 | 0 | 0 | 0 | 0 | 0 | 0 | 0 | 0 | 0 | 0 | 0 | 0 | 0 | 0 | 0 | 0 | 0 | 0 | 0 | 0 | 0 | 0 | 0 | 0 | 0 | 0 | 0 | 0
F13_Industrial_Agriculture_New_Process_Natural Gas_Gas Boiler - Stack Economizer_A_Achievable Technical Potential | F13 | Industrial | Agriculture | New | Process | Natural Gas | Gas Boiler - Stack Economizer | A | Purchases (Incremental) | Achievable Technical Potential | 0 | 0 | 0 | 0 | 0 | 55.1186 | 65.3005 | 75.4768 | 85.5931 | 95.7149 | 95.2606 | 83.4095 | 72.4727 | 62.565 | 53.6631 | 45.8304 | 38.9622 | 33.0082 | 27.87 | 23.4563 | 55.1186 | 65.3005 | 75.4768 | 85.5931 | 95.7149 | 95.2606 | 83.4095 | 72.4727 | 62.565 | 53.6631 | 45.8304
F14_Industrial_Agriculture_New_Process_Natural Gas_Gas Boiler - Stack Economizer_A_Achievable Technical Potential | F14 | Industrial | Agriculture | New | Process | Natural Gas | Gas Boiler - Stack Economizer | A | Purchases (Cumulative) | Achievable Technical Potential | 0 | 0 | 0 | 0 | 0 | 55.1186 | 120.4191 | 195.896 | 281.4891 | 377.2041 | 472.4646 | 555.8741 | 628.3469 | 690.9118 | 744.575 | 790.4054 | 829.3676 | 862.3758 | 890.2458 | 913.7021 | 913.7021 | 913.7021 | 913.7021 | 913.7021 | 913.7021 | 913.7021 | 913.7021 | 913.7021 | 913.7021 | 913.7021 | 913.7021
F1_Industrial_Agriculture_New_Space Heating_Natural Gas_Gas Furnace Tube Inserts_A_Achievable Technical Potential | F1 | Industrial | Agriculture | New | Space Heating | Natural Gas | Gas Furnace Tube Inserts | A | Original Unit Energy Savings (kWh or therms) | Achievable Technical Potential | 0 | 0 | 0 | 0 | 0 | 0 | 0 | 0 | 0 | 0 | 0 | 0 | 0 | 0 | 0 | 0 | 0 | 0 | 0 | 0 | 0 | 0 | 0 | 0 | 0 | 0 | 0 | 0 | 0 | 0 | 0
F2_Industrial_Agriculture_New_Space Heating_Natural Gas_Gas Furnace Tube Inserts_A_Achievable Technical Potential | F2 | Industrial | Agriculture | New | Space Heating | Natural Gas | Gas Furnace Tube Inserts | A | Original Unit Summer Peak Savings (kW) | Achievable Technical Potential | 0 | 0 | 0 | 0 | 0 | 0 | 0 | 0 | 0 | 0 | 0 | 0 | 0 | 0 | 0 | 0 | 0 | 0 | 0 | 0 | 0 | 0 | 0 | 0 | 0 | 0 | 0 | 0 | 0 | 0 | 0
F3_Industrial_Agriculture_New_Space Heating_Natural Gas_Gas Furnace Tube Inserts_A_Achievable Technical Potential | F3 | Industrial | Agriculture | New | Space Heating | Natural Gas | Gas Furnace Tube Inserts | A | Original Unit Winter Peak Savings (kW) | Achievable Technical Potential | 0 | 0 | 0 | 0 | 0 | 0 | 0 | 0 | 0 | 0 | 0 | 0 | 0 | 0 | 0 | 0 | 0 | 0 | 0 | 0 | 0 | 0 | 0 | 0 | 0 | 0 | 0 | 0 | 0 | 0 | 0
F4_Industrial_Agriculture_New_Space Heating_Natural Gas_Gas Furnace Tube Inserts_A_Achievable Technical Potential | F4 | Industrial | Agriculture | New | Space Heating | Natural Gas | Gas Furnace Tube Inserts | A | Standalone Impact on Baseline Energy (%) | Achievable Technical Potential | 0% | 0% | 0% | 0% | 0% | 0% | 0% | 0% | 0% | 0% | 0% | 0% | 0% | 0% | 0% | 0% | 0% | 0% | 0% | 0% | 0% | 0% | 0% | 0% | 0 | 0 | 0 | 0 | 0 | 0 | 0
F5_Industrial_Agriculture_New_Space Heating_Natural Gas_Gas Furnace Tube Inserts_A_Achievable Technical Potential | F5 | Industrial | Agriculture | New | Space Heating | Natural Gas | Gas Furnace Tube Inserts | A | Standalone Impact on Baseline Summer Peak (%) | Achievable Technical Potential | 0% | 0% | 0% | 0% | 0% | 0% | 0% | 0% | 0% | 0% | 0% | 0% | 0% | 0% | 0% | 0% | 0% | 0% | 0% | 0% | 0% | 0% | 0% | 0% | 0 | 0 | 0 | 0 | 0 | 0 | 0
F6_Industrial_Agriculture_New_Space Heating_Natural Gas_Gas Furnace Tube Inserts_A_Achievable Technical Potential | F6 | Industrial | Agriculture | New | Space Heating | Natural Gas | Gas Furnace Tube Inserts | A | Standalone Impact on Baseline Winter Peak (%) | Achievable Technical Potential | 0% | 0% | 0% | 0% | 0% | 0% | 0% | 0% | 0% | 0% | 0% | 0% | 0% | 0% | 0% | 0% | 0% | 0% | 0% | 0% | 0% | 0% | 0% | 0% | 0 | 0 | 0 | 0 | 0 | 0 | 0
F7_Industrial_Agriculture_New_Space Heating_Natural Gas_Gas Furnace Tube Inserts_A_Achievable Technical Potential | F7 | Industrial | Agriculture | New | Space Heating | Natural Gas | Gas Furnace Tube Inserts | A | Incremental Energy Savings (MWh or mTherms) | Achievable Technical Potential | 0 | 0 | 0 | 0 | 0 | 0 | 0 | 0 | 0 | 0 | 0 | 0 | 0 | 0 | 0 | 0 | 0 | 0 | 0 | 0 | 0 | 0 | 0 | 0 | 0 | 0 | 0 | 0 | 0 | 0 | 0
F8_Industrial_Agriculture_New_Space Heating_Natural Gas_Gas Furnace Tube Inserts_A_Achievable Technical Potential | F8 | Industrial | Agriculture | New | Space Heating | Natural Gas | Gas Furnace Tube Inserts | A | Incremental Summer Peak Savings (MW) | Achievable Technical Potential | 0 | 0 | 0 | 0 | 0 | 0 | 0 | 0 | 0 | 0 | 0 | 0 | 0 | 0 | 0 | 0 | 0 | 0 | 0 | 0 | 0 | 0 | 0 | 0 | 0 | 0 | 0 | 0 | 0 | 0 | 0
F9_Industrial_Agriculture_New_Space Heating_Natural Gas_Gas Furnace Tube Inserts_A_Achievable Technical Potential | F9 | Industrial | Agriculture | New | Space Heating | Natural Gas | Gas Furnace Tube Inserts | A | Incremental Winter Peak Savings (MW) | Achievable Technical Potential | 0 | 0 | 0 | 0 | 0 | 0 | 0 | 0 | 0 | 0 | 0 | 0 | 0 | 0 | 0 | 0 | 0 | 0 | 0 | 0 | 0 | 0 | 0 | 0 | 0 | 0 | 0 | 0 | 0 | 0 | 0
F10_Industrial_Agriculture_New_Space Heating_Natural Gas_Gas Furnace Tube Inserts_A_Achievable Technical Potential | F10 | Industrial | Agriculture | New | Space Heating | Natural Gas | Gas Furnace Tube Inserts | A | Cumulative Energy Savings (MWh or mTherms) | Achievable Technical Potential | 0 | 0 | 0 | 0 | 0 | 0 | 0 | 0 | 0 | 0 | 0 | 0 | 0 | 0 | 0 | 0 | 0 | 0 | 0 | 0 | 0 | 0 | 0 | 0 | 0 | 0 | 0 | 0 | 0 | 0 | 0
F11_Industrial_Agriculture_New_Space Heating_Natural Gas_Gas Furnace Tube Inserts_A_Achievable Technical Potential | F11 | Industrial | Agriculture | New | Space Heating | Natural Gas | Gas Furnace Tube Inserts | A | Cumulative Summer Peak Savings (MW) | Achievable Technical Potential | 0 | 0 | 0 | 0 | 0 | 0 | 0 | 0 | 0 | 0 | 0 | 0 | 0 | 0 | 0 | 0 | 0 | 0 | 0 | 0 | 0 | 0 | 0 | 0 | 0 | 0 | 0 | 0 | 0 | 0 | 0
F12_Industrial_Agriculture_New_Space Heating_Natural Gas_Gas Furnace Tube Inserts_A_Achievable Technical Potential | F12 | Industrial | Agriculture | New | Space Heating | Natural Gas | Gas Furnace Tube Inserts | A | Cumulative Winter Peak Savings (MW) | Achievable Technical Potential | 0 | 0 | 0 | 0 | 0 | 0 | 0 | 0 | 0 | 0 | 0 | 0 | 0 | 0 | 0 | 0 | 0 | 0 | 0 | 0 | 0 | 0 | 0 | 0 | 0 | 0 | 0 | 0 | 0 | 0 | 0
F13_Industrial_Agriculture_New_Space Heating_Natural Gas_Gas Furnace Tube Inserts_A_Achievable Technical Potential | F13 | Industrial | Agriculture | New | Space Heating | Natural Gas | Gas Furnace Tube Inserts | A | Purchases (Incremental) | Achievable Technical Potential | 0 | 0 | 0 | 0 | 0 | 0 | 0 | 0 | 0 | 0 | 0 | 0 | 0 | 0 | 0 | 0 | 0 | 0 | 0 | 0 | 0 | 0 | 0 | 0 | 0 | 0 | 0 | 0 | 0 | 0 | 0
F14_Industrial_Agriculture_New_Space Heating_Natural Gas_Gas Furnace Tube Inserts_A_Achievable Technical Potential | F14 | Industrial | Agriculture | New | Space Heating | Natural Gas | Gas Furnace Tube Inserts | A | Purchases (Cumulative) | Achievable Technical Potential | 0 | 0 | 0 | 0 | 0 | 0 | 0 | 0 | 0 | 0 | 0 | 0 | 0 | 0 | 0 | 0 | 0 | 0 | 0 | 0 | 0 | 0 | 0 | 0 | 0 | 0 | 0 | 0 | 0 | 0 | 0
F1_Industrial_Agriculture_New_Space Heating_Natural Gas_Space Heating - Heat Recovery Ventilator_A_Achievable Technical Potential | F1 | Industrial | Agriculture | New | Space Heating | Natural Gas | Space Heating - Heat Recovery Ventilator | A | Original Unit Energy Savings (kWh or therms) | Achievable Technical Potential | 0 | 0 | 0 | 0 | 0 | 0.012468 | 0.012307 | 0.01219 | 0.0121 | 0.01203 | 0.011973 | 0.011906 | 0.011837 | 0.011768 | 0.011701 | 0.011649 | 0.011607 | 0.011574 | 0.011522 | 0.011484 | 0.011457 | 0.011435 | 0.011435 | 0.011435 | 0.011435 | 0.011435 | 0.011435 | 0.011435 | 0 | 0 | 0
F2_Industrial_Agriculture_New_Space Heating_Natural Gas_Space Heating - Heat Recovery Ventilator_A_Achievable Technical Potential | F2 | Industrial | Agriculture | New | Space Heating | Natural Gas | Space Heating - Heat Recovery Ventilator | A | Original Unit Summer Peak Savings (kW) | Achievable Technical Potential | 0 | 0 | 0 | 0 | 0 | 0 | 0 | 0 | 0 | 0 | 0 | 0 | 0 | 0 | 0 | 0 | 0 | 0 | 0 | 0 | 0 | 0 | 0 | 0 | 0 | 0 | 0 | 0 | 0 | 0 | 0
F3_Industrial_Agriculture_New_Space Heating_Natural Gas_Space Heating - Heat Recovery Ventilator_A_Achievable Technical Potential | F3 | Industrial | Agriculture | New | Space Heating | Natural Gas | Space Heating - Heat Recovery Ventilator | A | Original Unit Winter Peak Savings (kW) | Achievable Technical Potential | 0 | 0 | 0 | 0 | 0 | 0 | 0 | 0 | 0 | 0 | 0 | 0 | 0 | 0 | 0 | 0 | 0 | 0 | 0 | 0 | 0 | 0 | 0 | 0 | 0 | 0 | 0 | 0 | 0 | 0 | 0
F4_Industrial_Agriculture_New_Space Heating_Natural Gas_Space Heating - Heat Recovery Ventilator_A_Achievable Technical Potential | F4 | Industrial | Agriculture | New | Space Heating | Natural Gas | Space Heating - Heat Recovery Ventilator | A | Standalone Impact on Baseline Energy (%) | Achievable Technical Potential | 0% | 0% | 0% | 0% | 0% | 0.01503% | 0.02771% | 0.039% | 0.04942% | 0.05922% | 0.06858% | 0.07769% | 0.08656% | 0.09524% | 0.1039% | 0.1123% | 0.1207% | 0.129% | 0.1373% | 0.1455% | 0.1496% | 0.1533% | 0.1567% | 0.1598% | 0.0016261 | 0.001565 | 0.0015085 | 0.0014561 | 0 | 0 | 0
F5_Industrial_Agriculture_New_Space Heating_Natural Gas_Space Heating - Heat Recovery Ventilator_A_Achievable Technical Potential | F5 | Industrial | Agriculture | New | Space Heating | Natural Gas | Space Heating - Heat Recovery Ventilator | A | Standalone Impact on Baseline Summer Peak (%) | Achievable Technical Potential | 0% | 0% | 0% | 0% | 0% | 0% | 0% | 0% | 0% | 0% | 0% | 0% | 0% | 0% | 0% | 0% | 0% | 0% | 0% | 0% | 0% | 0% | 0% | 0% | 0 | 0 | 0 | 0 | 0 | 0 | 0
F6_Industrial_Agriculture_New_Space Heating_Natural Gas_Space Heating - Heat Recovery Ventilator_A_Achievable Technical Potential | F6 | Industrial | Agriculture | New | Space Heating | Natural Gas | Space Heating - Heat Recovery Ventilator | A | Standalone Impact on Baseline Winter Peak (%) | Achievable Technical Potential | 0% | 0% | 0% | 0% | 0% | 0% | 0% | 0% | 0% | 0% | 0% | 0% | 0% | 0% | 0% | 0% | 0% | 0% | 0% | 0% | 0% | 0% | 0% | 0% | 0 | 0 | 0 | 0 | 0 | 0 | 0
F7_Industrial_Agriculture_New_Space Heating_Natural Gas_Space Heating - Heat Recovery Ventilator_A_Achievable Technical Potential | F7 | Industrial | Agriculture | New | Space Heating | Natural Gas | Space Heating - Heat Recovery Ventilator | A | Incremental Energy Savings (MWh or mTherms) | Achievable Technical Potential | 0 | 0 | 0 | 0 | 0 | 0.0014255 | 0.0016671 | 0.0019084 | 0.0021484 | 0.0023885 | 0.0026288 | 0.0028612 | 0.0030893 | 0.0033142 | 0.0035332 | 0.003755 | 0.0039762 | 0.0041988 | 0.0044116 | 0.0046258 | 0.0048433 | 0.0050613 | 0.0052876 | 0.005513 | 0.0057377 | 0.0025107 | 0.0027479 | 0.0029845 | 0 | 0 | 0
F8_Industrial_Agriculture_New_Space Heating_Natural Gas_Space Heating - Heat Recovery Ventilator_A_Achievable Technical Potential | F8 | Industrial | Agriculture | New | Space Heating | Natural Gas | Space Heating - Heat Recovery Ventilator | A | Incremental Summer Peak Savings (MW) | Achievable Technical Potential | 0 | 0 | 0 | 0 | 0 | 0 | 0 | 0 | 0 | 0 | 0 | 0 | 0 | 0 | 0 | 0 | 0 | 0 | 0 | 0 | 0 | 0 | 0 | 0 | 0 | 0 | 0 | 0 | 0 | 0 | 0
F9_Industrial_Agriculture_New_Space Heating_Natural Gas_Space Heating - Heat Recovery Ventilator_A_Achievable Technical Potential | F9 | Industrial | Agriculture | New | Space Heating | Natural Gas | Space Heating - Heat Recovery Ventilator | A | Incremental Winter Peak Savings (MW) | Achievable Technical Potential | 0 | 0 | 0 | 0 | 0 | 0 | 0 | 0 | 0 | 0 | 0 | 0 | 0 | 0 | 0 | 0 | 0 | 0 | 0 | 0 | 0 | 0 | 0 | 0 | 0 | 0 | 0 | 0 | 0 | 0 | 0
F10_Industrial_Agriculture_New_Space Heating_Natural Gas_Space Heating - Heat Recovery Ventilator_A_Achievable Technical Potential | F10 | Industrial | Agriculture | New | Space Heating | Natural Gas | Space Heating - Heat Recovery Ventilator | A | Cumulative Energy Savings (MWh or mTherms) | Achievable Technical Potential | 0 | 0 | 0 | 0 | 0 | 0.0014255 | 0.0030742 | 0.0049532 | 0.0070654 | 0.0094128 | 0.011997 | 0.014791 | 0.017794 | 0.021004 | 0.024419 | 0.028064 | 0.031941 | 0.03605 | 0.040299 | 0.044792 | 0.048217 | 0.051639 | 0.055136 | 0.058619 | 0.062086 | 0.062086 | 0.062086 | 0.062086 | 0 | 0 | 0
F11_Industrial_Agriculture_New_Space Heating_Natural Gas_Space Heating - Heat Recovery Ventilator_A_Achievable Technical Potential | F11 | Industrial | Agriculture | New | Space Heating | Natural Gas | Space Heating - Heat Recovery Ventilator | A | Cumulative Summer Peak Savings (MW) | Achievable Technical Potential | 0 | 0 | 0 | 0 | 0 | 0 | 0 | 0 | 0 | 0 | 0 | 0 | 0 | 0 | 0 | 0 | 0 | 0 | 0 | 0 | 0 | 0 | 0 | 0 | 0 | 0 | 0 | 0 | 0 | 0 | 0
F12_Industrial_Agriculture_New_Space Heating_Natural Gas_Space Heating - Heat Recovery Ventilator_A_Achievable Technical Potential | F12 | Industrial | Agriculture | New | Space Heating | Natural Gas | Space Heating - Heat Recovery Ventilator | A | Cumulative Winter Peak Savings (MW) | Achievable Technical Potential | 0 | 0 | 0 | 0 | 0 | 0 | 0 | 0 | 0 | 0 | 0 | 0 | 0 | 0 | 0 | 0 | 0 | 0 | 0 | 0 | 0 | 0 | 0 | 0 | 0 | 0 | 0 | 0 | 0 | 0 | 0
F13_Industrial_Agriculture_New_Space Heating_Natural Gas_Space Heating - Heat Recovery Ventilator_A_Achievable Technical Potential | F13 | Industrial | Agriculture | New | Space Heating | Natural Gas | Space Heating - Heat Recovery Ventilator | A | Purchases (Incremental) | Achievable Technical Potential | 0 | 0 | 0 | 0 | 0 | 114.334 | 135.4546 | 156.5637 | 177.5482 | 198.544 | 219.5573 | 240.3037 | 260.9933 | 281.641 | 301.9608 | 322.3582 | 342.5611 | 362.7666 | 382.8704 | 402.7948 | 422.7429 | 442.6085 | 462.3968 | 482.113 | 501.7622 | 219.5573 | 240.3037 | 260.9933 | 281.641 | 301.9608 | 322.3582
F14_Industrial_Agriculture_New_Space Heating_Natural Gas_Space Heating - Heat Recovery Ventilator_A_Achievable Technical Potential | F14 | Industrial | Agriculture | New | Space Heating | Natural Gas | Space Heating - Heat Recovery Ventilator | A | Purchases (Cumulative) | Achievable Technical Potential | 0 | 0 | 0 | 0 | 0 | 114.334 | 249.7887 | 406.3523 | 583.9005 | 782.4446 | 1002.0018 | 1242.3055 | 1503.2989 | 1784.9399 | 2086.9007 | 2409.2589 | 2751.82 | 3114.5866 | 3497.457 | 3900.2518 | 4208.6607 | 4515.8145 | 4821.6477 | 5126.2125 | 5429.4307 | 5429.4307 | 5429.4307 | 5429.4307 | 5429.4307 | 5429.4307 | 5429.4307
F1_Industrial_Agriculture_New_Space Heating_Natural Gas_Thermostat - Programmable_A_Achievable Technical Potential | F1 | Industrial | Agriculture | New | Space Heating | Natural Gas | Thermostat - Programmable | A | Original Unit Energy Savings (kWh or therms) | Achievable Technical Potential | 0 | 0 | 0 | 0 | 0 | 0.006194 | 0.006114 | 0.0060556 | 0.0060113 | 0.0059764 | 0.0059481 | 0.005915 | 0.0058802 | 0.005846 | 0.0058129 | 0.0057868 | 0.0057663 | 0.00575 | 0.0057242 | 0.0057053 | 0.0056915 | 0.0056808 | 0.0056808 | 0.0056808 | 0.0056808 | 0.0056808 | 0.0056808 | 0.0056808 | 0 | 0 | 0
F2_Industrial_Agriculture_New_Space Heating_Natural Gas_Thermostat - Programmable_A_Achievable Technical Potential | F2 | Industrial | Agriculture | New | Space Heating | Natural Gas | Thermostat - Programmable | A | Original Unit Summer Peak Savings (kW) | Achievable Technical Potential | 0 | 0 | 0 | 0 | 0 | 0 | 0 | 0 | 0 | 0 | 0 | 0 | 0 | 0 | 0 | 0 | 0 | 0 | 0 | 0 | 0 | 0 | 0 | 0 | 0 | 0 | 0 | 0 | 0 | 0 | 0
F3_Industrial_Agriculture_New_Space Heating_Natural Gas_Thermostat - Programmable_A_Achievable Technical Potential | F3 | Industrial | Agriculture | New | Space Heating | Natural Gas | Thermostat - Programmable | A | Original Unit Winter Peak Savings (kW) | Achievable Technical Potential | 0 | 0 | 0 | 0 | 0 | 0 | 0 | 0 | 0 | 0 | 0 | 0 | 0 | 0 | 0 | 0 | 0 | 0 | 0 | 0 | 0 | 0 | 0 | 0 | 0 | 0 | 0 | 0 | 0 | 0 | 0
F4_Industrial_Agriculture_New_Space Heating_Natural Gas_Thermostat - Programmable_A_Achievable Technical Potential | F4 | Industrial | Agriculture | New | Space Heating | Natural Gas | Thermostat - Programmable | A | Standalone Impact on Baseline Energy (%) | Achievable Technical Potential | 0% | 0% | 0% | 0% | 0% | 0.0224% | 0.0413% | 0.05813% | 0.07366% | 0.08826% | 0.1022% | 0.1158% | 0.129% | 0.1419% | 0.1548% | 0.1674% | 0.1724% | 0.1769% | 0.1808% | 0.1844% | 0.1876% | 0.1904% | 0.193% | 0.1954% | 0.001976 | 0.0019018 | 0.0018331 | 0.0017694 | 0 | 0 | 0
F5_Industrial_Agriculture_New_Space Heating_Natural Gas_Thermostat - Programmable_A_Achievable Technical Potential | F5 | Industrial | Agriculture | New | Space Heating | Natural Gas | Thermostat - Programmable | A | Standalone Impact on Baseline Summer Peak (%) | Achievable Technical Potential | 0% | 0% | 0% | 0% | 0% | 0% | 0% | 0% | 0% | 0% | 0% | 0% | 0% | 0% | 0% | 0% | 0% | 0% | 0% | 0% | 0% | 0% | 0% | 0% | 0 | 0 | 0 | 0 | 0 | 0 | 0
F6_Industrial_Agriculture_New_Space Heating_Natural Gas_Thermostat - Programmable_A_Achievable Technical Potential | F6 | Industrial | Agriculture | New | Space Heating | Natural Gas | Thermostat - Programmable | A | Standalone Impact on Baseline Winter Peak (%) | Achievable Technical Potential | 0% | 0% | 0% | 0% | 0% | 0% | 0% | 0% | 0% | 0% | 0% | 0% | 0% | 0% | 0% | 0% | 0% | 0% | 0% | 0% | 0% | 0% | 0% | 0% | 0 | 0 | 0 | 0 | 0 | 0 | 0
F7_Industrial_Agriculture_New_Space Heating_Natural Gas_Thermostat - Programmable_A_Achievable Technical Potential | F7 | Industrial | Agriculture | New | Space Heating | Natural Gas | Thermostat - Programmable | A | Incremental Energy Savings (MWh or mTherms) | Achievable Technical Potential | 0 | 0 | 0 | 0 | 0 | 0.0021246 | 0.0024845 | 0.0028443 | 0.0032019 | 0.0035597 | 0.0039178 | 0.0042642 | 0.0046041 | 0.0049394 | 0.0052658 | 0.0055963 | 0.005926 | 0.0062578 | 0.0065749 | 0.0068941 | 0.0072182 | 0.0075431 | 0.0078804 | 0.0082164 | 0.0085513 | 0.0051462 | 0.0054938 | 0.0058381 | 0 | 0 | 0
F8_Industrial_Agriculture_New_Space Heating_Natural Gas_Thermostat - Programmable_A_Achievable Technical Potential | F8 | Industrial | Agriculture | New | Space Heating | Natural Gas | Thermostat - Programmable | A | Incremental Summer Peak Savings (MW) | Achievable Technical Potential | 0 | 0 | 0 | 0 | 0 | 0 | 0 | 0 | 0 | 0 | 0 | 0 | 0 | 0 | 0 | 0 | 0 | 0 | 0 | 0 | 0 | 0 | 0 | 0 | 0 | 0 | 0 | 0 | 0 | 0 | 0
F9_Industrial_Agriculture_New_Space Heating_Natural Gas_Thermostat - Programmable_A_Achievable Technical Potential | F9 | Industrial | Agriculture | New | Space Heating | Natural Gas | Thermostat - Programmable | A | Incremental Winter Peak Savings (MW) | Achievable Technical Potential | 0 | 0 | 0 | 0 | 0 | 0 | 0 | 0 | 0 | 0 | 0 | 0 | 0 | 0 | 0 | 0 | 0 | 0 | 0 | 0 | 0 | 0 | 0 | 0 | 0 | 0 | 0 | 0 | 0 | 0 | 0
F10_Industrial_Agriculture_New_Space Heating_Natural Gas_Thermostat - Programmable_A_Achievable Technical Potential | F10 | Industrial | Agriculture | New | Space Heating | Natural Gas | Thermostat - Programmable | A | Cumulative Energy Savings (MWh or mTherms) | Achievable Technical Potential | 0 | 0 | 0 | 0 | 0 | 0.0021246 | 0.0045816 | 0.0073821 | 0.01053 | 0.014028 | 0.01788 | 0.022045 | 0.026519 | 0.031304 | 0.036393 | 0.041826 | 0.045626 | 0.049418 | 0.053082 | 0.056762 | 0.060454 | 0.064141 | 0.067926 | 0.071694 | 0.075446 | 0.075446 | 0.075446 | 0.075446 | 0 | 0 | 0
F11_Industrial_Agriculture_New_Space Heating_Natural Gas_Thermostat - Programmable_A_Achievable Technical Potential | F11 | Industrial | Agriculture | New | Space Heating | Natural Gas | Thermostat - Programmable | A | Cumulative Summer Peak Savings (MW) | Achievable Technical Potential | 0 | 0 | 0 | 0 | 0 | 0 | 0 | 0 | 0 | 0 | 0 | 0 | 0 | 0 | 0 | 0 | 0 | 0 | 0 | 0 | 0 | 0 | 0 | 0 | 0 | 0 | 0 | 0 | 0 | 0 | 0
F12_Industrial_Agriculture_New_Space Heating_Natural Gas_Thermostat - Programmable_A_Achievable Technical Potential | F12 | Industrial | Agriculture | New | Space Heating | Natural Gas | Thermostat - Programmable | A | Cumulative Winter Peak Savings (MW) | Achievable Technical Potential | 0 | 0 | 0 | 0 | 0 | 0 | 0 | 0 | 0 | 0 | 0 | 0 | 0 | 0 | 0 | 0 | 0 | 0 | 0 | 0 | 0 | 0 | 0 | 0 | 0 | 0 | 0 | 0 | 0 | 0 | 0
F13_Industrial_Agriculture_New_Space Heating_Natural Gas_Thermostat - Programmable_A_Achievable Technical Potential | F13 | Industrial | Agriculture | New | Space Heating | Natural Gas | Thermostat - Programmable | A | Purchases (Incremental) | Achievable Technical Potential | 0 | 0 | 0 | 0 | 0 | 343.0021 | 406.3639 | 469.691 | 532.6445 | 595.6321 | 658.6718 | 720.911 | 782.98 | 844.9231 | 905.8825 | 967.0746 | 1027.6833 | 1088.2997 | 1148.6111 | 1208.3845 | 1268.2287 | 1327.8255 | 1387.1904 | 1446.3391 | 1505.2867 | 905.8825 | 967.0746 | 1027.6833 | 1088.2997 | 1148.6111 | 1208.3845
F14_Industrial_Agriculture_New_Space Heating_Natural Gas_Thermostat - Programmable_A_Achievable Technical Potential | F14 | Industrial | Agriculture | New | Space Heating | Natural Gas | Thermostat - Programmable | A | Purchases (Cumulative) | Achievable Technical Potential | 0 | 0 | 0 | 0 | 0 | 343.0021 | 749.3661 | 1219.057 | 1751.7016 | 2347.3337 | 3006.0055 | 3726.9165 | 4509.8966 | 5354.8197 | 6260.7021 | 7227.7768 | 7912.4579 | 8594.3937 | 9273.3138 | 9949.0538 | 10621.6504 | 11290.8041 | 11957.0836 | 12620.4426 | 13280.8062 | 13280.8062 | 13280.8062 | 13280.8062 | 13280.8062 | 13280.8062 | 13280.8062
F1_Industrial_Agriculture_New_Space Heating_Natural Gas_ENERGY STAR Connected Thermostat_A_Achievable Technical Potential | F1 | Industrial | Agriculture | New | Space Heating | Natural Gas | ENERGY STAR Connected Thermostat | A | Original Unit Energy Savings (kWh or therms) | Achievable Technical Potential | 0 | 0 | 0 | 0 | 0 | 0.014581 | 0.014392 | 0.014255 | 0.014151 | 0.014068 | 0.014002 | 0.013924 | 0.013842 | 0.013762 | 0.013684 | 0.013622 | 0.013574 | 0.013536 | 0.013475 | 0.01343 | 0.013398 | 0.013373 | 0.013373 | 0.013373 | 0.013373 | 0.013373 | 0.013373 | 0.013373 | 0 | 0 | 0
F2_Industrial_Agriculture_New_Space Heating_Natural Gas_ENERGY STAR Connected Thermostat_A_Achievable Technical Potential | F2 | Industrial | Agriculture | New | Space Heating | Natural Gas | ENERGY STAR Connected Thermostat | A | Original Unit Summer Peak Savings (kW) | Achievable Technical Potential | 0 | 0 | 0 | 0 | 0 | 0 | 0 | 0 | 0 | 0 | 0 | 0 | 0 | 0 | 0 | 0 | 0 | 0 | 0 | 0 | 0 | 0 | 0 | 0 | 0 | 0 | 0 | 0 | 0 | 0 | 0
F3_Industrial_Agriculture_New_Space Heating_Natural Gas_ENERGY STAR Connected Thermostat_A_Achievable Technical Potential | F3 | Industrial | Agriculture | New | Space Heating | Natural Gas | ENERGY STAR Connected Thermostat | A | Original Unit Winter Peak Savings (kW) | Achievable Technical Potential | 0 | 0 | 0 | 0 | 0 | 0 | 0 | 0 | 0 | 0 | 0 | 0 | 0 | 0 | 0 | 0 | 0 | 0 | 0 | 0 | 0 | 0 | 0 | 0 | 0 | 0 | 0 | 0 | 0 | 0 | 0
F4_Industrial_Agriculture_New_Space Heating_Natural Gas_ENERGY STAR Connected Thermostat_A_Achievable Technical Potential | F4 | Industrial | Agriculture | New | Space Heating | Natural Gas | ENERGY STAR Connected Thermostat | A | Standalone Impact on Baseline Energy (%) | Achievable Technical Potential | 0% | 0% | 0% | 0% | 0% | 0.05272% | 0.09722% | 0.1368% | 0.1734% | 0.2078% | 0.2132% | 0.2178% | 0.2216% | 0.2248% | 0.2278% | 0.2302% | 0.2323% | 0.2342% | 0.2358% | 0.2373% | 0.2387% | 0.2399% | 0.241% | 0.242% | 0.0024289 | 0.0023376 | 0.0022532 | 0.0021749 | 0 | 0 | 0
F5_Industrial_Agriculture_New_Space Heating_Natural Gas_ENERGY STAR Connected Thermostat_A_Achievable Technical Potential | F5 | Industrial | Agriculture | New | Space Heating | Natural Gas | ENERGY STAR Connected Thermostat | A | Standalone Impact on Baseline Summer Peak (%) | Achievable Technical Potential | 0% | 0% | 0% | 0% | 0% | 0% | 0% | 0% | 0% | 0% | 0% | 0% | 0% | 0% | 0% | 0% | 0% | 0% | 0% | 0% | 0% | 0% | 0% | 0% | 0 | 0 | 0 | 0 | 0 | 0 | 0
F6_Industrial_Agriculture_New_Space Heating_Natural Gas_ENERGY STAR Connected Thermostat_A_Achievable Technical Potential | F6 | Industrial | Agriculture | New | Space Heating | Natural Gas | ENERGY STAR Connected Thermostat | A | Standalone Impact on Baseline Winter Peak (%) | Achievable Technical Potential | 0% | 0% | 0% | 0% | 0% | 0% | 0% | 0% | 0% | 0% | 0% | 0% | 0% | 0% | 0% | 0% | 0% | 0% | 0% | 0% | 0% | 0% | 0% | 0% | 0 | 0 | 0 | 0 | 0 | 0 | 0
F7_Industrial_Agriculture_New_Space Heating_Natural Gas_ENERGY STAR Connected Thermostat_A_Achievable Technical Potential | F7 | Industrial | Agriculture | New | Space Heating | Natural Gas | ENERGY STAR Connected Thermostat | A | Incremental Energy Savings (MWh or mTherms) | Achievable Technical Potential | 0 | 0 | 0 | 0 | 0 | 0.0050013 | 0.0058486 | 0.0066954 | 0.0075373 | 0.0083796 | 0.0092226 | 0.010038 | 0.010838 | 0.011627 | 0.012396 | 0.013174 | 0.01395 | 0.014731 | 0.015477 | 0.016229 | 0.016992 | 0.017757 | 0.018551 | 0.019342 | 0.02013 | 0.01696 | 0.017757 | 0.018551 | 0 | 0 | 0
F8_Industrial_Agriculture_New_Space Heating_Natural Gas_ENERGY STAR Connected Thermostat_A_Achievable Technical Potential | F8 | Industrial | Agriculture | New | Space Heating | Natural Gas | ENERGY STAR Connected Thermostat | A | Incremental Summer Peak Savings (MW) | Achievable Technical Potential | 0 | 0 | 0 | 0 | 0 | 0 | 0 | 0 | 0 | 0 | 0 | 0 | 0 | 0 | 0 | 0 | 0 | 0 | 0 | 0 | 0 | 0 | 0 | 0 | 0 | 0 | 0 | 0 | 0 | 0 | 0
F9_Industrial_Agriculture_New_Space Heating_Natural Gas_ENERGY STAR Connected Thermostat_A_Achievable Technical Potential | F9 | Industrial | Agriculture | New | Space Heating | Natural Gas | ENERGY STAR Connected Thermostat | A | Incremental Winter Peak Savings (MW) | Achievable Technical Potential | 0 | 0 | 0 | 0 | 0 | 0 | 0 | 0 | 0 | 0 | 0 | 0 | 0 | 0 | 0 | 0 | 0 | 0 | 0 | 0 | 0 | 0 | 0 | 0 | 0 | 0 | 0 | 0 | 0 | 0 | 0
F10_Industrial_Agriculture_New_Space Heating_Natural Gas_ENERGY STAR Connected Thermostat_A_Achievable Technical Potential | F10 | Industrial | Agriculture | New | Space Heating | Natural Gas | ENERGY STAR Connected Thermostat | A | Cumulative Energy Savings (MWh or mTherms) | Achievable Technical Potential | 0 | 0 | 0 | 0 | 0 | 0.0050013 | 0.010785 | 0.017378 | 0.024788 | 0.033023 | 0.037287 | 0.041459 | 0.045552 | 0.049585 | 0.053549 | 0.05751 | 0.061471 | 0.06543 | 0.069228 | 0.073061 | 0.076921 | 0.080789 | 0.084786 | 0.088768 | 0.092738 | 0.092738 | 0.092738 | 0.092738 | 0 | 0 | 0
F11_Industrial_Agriculture_New_Space Heating_Natural Gas_ENERGY STAR Connected Thermostat_A_Achievable Technical Potential | F11 | Industrial | Agriculture | New | Space Heating | Natural Gas | ENERGY STAR Connected Thermostat | A | Cumulative Summer Peak Savings (MW) | Achievable Technical Potential | 0 | 0 | 0 | 0 | 0 | 0 | 0 | 0 | 0 | 0 | 0 | 0 | 0 | 0 | 0 | 0 | 0 | 0 | 0 | 0 | 0 | 0 | 0 | 0 | 0 | 0 | 0 | 0 | 0 | 0 | 0
F12_Industrial_Agriculture_New_Space Heating_Natural Gas_ENERGY STAR Connected Thermostat_A_Achievable Technical Potential | F12 | Industrial | Agriculture | New | Space Heating | Natural Gas | ENERGY STAR Connected Thermostat | A | Cumulative Winter Peak Savings (MW) | Achievable Technical Potential | 0 | 0 | 0 | 0 | 0 | 0 | 0 | 0 | 0 | 0 | 0 | 0 | 0 | 0 | 0 | 0 | 0 | 0 | 0 | 0 | 0 | 0 | 0 | 0 | 0 | 0 | 0 | 0 | 0 | 0 | 0
F13_Industrial_Agriculture_New_Space Heating_Natural Gas_ENERGY STAR Connected Thermostat_A_Achievable Technical Potential | F13 | Industrial | Agriculture | New | Space Heating | Natural Gas | ENERGY STAR Connected Thermostat | A | Purchases (Incremental) | Achievable Technical Potential | 0 | 0 | 0 | 0 | 0 | 343.0021 | 406.3639 | 469.691 | 532.6445 | 595.6321 | 658.6718 | 720.911 | 782.98 | 844.9231 | 905.8825 | 967.0746 | 1027.6833 | 1088.2997 | 1148.6111 | 1208.3845 | 1268.2287 | 1327.8255 | 1387.1904 | 1446.3391 | 1505.2867 | 1268.2287 | 1327.8255 | 1387.1904 | 1446.3391 | 1505.2867 | 1268.2287
F14_Industrial_Agriculture_New_Space Heating_Natural Gas_ENERGY STAR Connected Thermostat_A_Achievable Technical Potential | F14 | Industrial | Agriculture | New | Space Heating | Natural Gas | ENERGY STAR Connected Thermostat | A | Purchases (Cumulative) | Achievable Technical Potential | 0 | 0 | 0 | 0 | 0 | 343.0021 | 749.3661 | 1219.057 | 1751.7016 | 2347.3337 | 2663.0034 | 2977.5505 | 3290.8395 | 3603.1181 | 3913.3684 | 4221.7713 | 4528.5435 | 4833.8632 | 5137.5512 | 5440.0533 | 5741.2074 | 6041.3496 | 6340.2403 | 6637.9683 | 6934.8705 | 6934.8705 | 6934.8705 | 6934.8705 | 6934.8705 | 6934.8705 | 6934.8705
F1_Industrial_Agriculture_New_Space Heating_Natural Gas_Destratification Fans (HVLS)_A_Achievable Technical Potential | F1 | Industrial | Agriculture | New | Space Heating | Natural Gas | Destratification Fans (HVLS) | A | Original Unit Energy Savings (kWh or therms) | Achievable Technical Potential | 0 | 0 | 0 | 0 | 0 | 0.014581 | 0.014392 | 0.014255 | 0.014151 | 0.014068 | 0.014002 | 0.013924 | 0.013842 | 0.013762 | 0.013684 | 0.013622 | 0.013574 | 0.013536 | 0.013475 | 0.01343 | 0.013398 | 0.013373 | 0.013373 | 0.013373 | 0.013373 | 0.013373 | 0.013373 | 0.013373 | 0 | 0 | 0
F2_Industrial_Agriculture_New_Space Heating_Natural Gas_Destratification Fans (HVLS)_A_Achievable Technical Potential | F2 | Industrial | Agriculture | New | Space Heating | Natural Gas | Destratification Fans (HVLS) | A | Original Unit Summer Peak Savings (kW) | Achievable Technical Potential | 0 | 0 | 0 | 0 | 0 | 0 | 0 | 0 | 0 | 0 | 0 | 0 | 0 | 0 | 0 | 0 | 0 | 0 | 0 | 0 | 0 | 0 | 0 | 0 | 0 | 0 | 0 | 0 | 0 | 0 | 0
F3_Industrial_Agriculture_New_Space Heating_Natural Gas_Destratification Fans (HVLS)_A_Achievable Technical Potential | F3 | Industrial | Agriculture | New | Space Heating | Natural Gas | Destratification Fans (HVLS) | A | Original Unit Winter Peak Savings (kW) | Achievable Technical Potential | 0 | 0 | 0 | 0 | 0 | 0 | 0 | 0 | 0 | 0 | 0 | 0 | 0 | 0 | 0 | 0 | 0 | 0 | 0 | 0 | 0 | 0 | 0 | 0 | 0 | 0 | 0 | 0 | 0 | 0 | 0
F4_Industrial_Agriculture_New_Space Heating_Natural Gas_Destratification Fans (HVLS)_A_Achievable Technical Potential | F4 | Industrial | Agriculture | New | Space Heating | Natural Gas | Destratification Fans (HVLS) | A | Standalone Impact on Baseline Energy (%) | Achievable Technical Potential | 0% | 0% | 0% | 0% | 0% | 0.05272% | 0.09722% | 0.1368% | 0.1734% | 0.2078% | 0.2406% | 0.2726% | 0.3037% | 0.3341% | 0.3644% | 0.3753% | 0.3851% | 0.3936% | 0.4012% | 0.4081% | 0.4142% | 0.4197% | 0.4247% | 0.4292% | 0.0043342 | 0.0041714 | 0.0040208 | 0.003881 | 0 | 0 | 0
F5_Industrial_Agriculture_New_Space Heating_Natural Gas_Destratification Fans (HVLS)_A_Achievable Technical Potential | F5 | Industrial | Agriculture | New | Space Heating | Natural Gas | Destratification Fans (HVLS) | A | Standalone Impact on Baseline Summer Peak (%) | Achievable Technical Potential | 0% | 0% | 0% | 0% | 0% | 0% | 0% | 0% | 0% | 0% | 0% | 0% | 0% | 0% | 0% | 0% | 0% | 0% | 0% | 0% | 0% | 0% | 0% | 0% | 0 | 0 | 0 | 0 | 0 | 0 | 0
F6_Industrial_Agriculture_New_Space Heating_Natural Gas_Destratification Fans (HVLS)_A_Achievable Technical Potential | F6 | Industrial | Agriculture | New | Space Heating | Natural Gas | Destratification Fans (HVLS) | A | Standalone Impact on Baseline Winter Peak (%) | Achievable Technical Potential | 0% | 0% | 0% | 0% | 0% | 0% | 0% | 0% | 0% | 0% | 0% | 0% | 0% | 0% | 0% | 0% | 0% | 0% | 0% | 0% | 0% | 0% | 0% | 0% | 0 | 0 | 0 | 0 | 0 | 0 | 0
F7_Industrial_Agriculture_New_Space Heating_Natural Gas_Destratification Fans (HVLS)_A_Achievable Technical Potential | F7 | Industrial | Agriculture | New | Space Heating | Natural Gas | Destratification Fans (HVLS) | A | Incremental Energy Savings (MWh or mTherms) | Achievable Technical Potential | 0 | 0 | 0 | 0 | 0 | 0.0050013 | 0.0058486 | 0.0066954 | 0.0075373 | 0.0083796 | 0.0092226 | 0.010038 | 0.010838 | 0.011627 | 0.012396 | 0.013174 | 0.01395 | 0.014731 | 0.015477 | 0.016229 | 0.016992 | 0.017757 | 0.018551 | 0.019342 | 0.02013 | 0.012932 | 0.013743 | 0.014554 | 0 | 0 | 0
F8_Industrial_Agriculture_New_Space Heating_Natural Gas_Destratification Fans (HVLS)_A_Achievable Technical Potential | F8 | Industrial | Agriculture | New | Space Heating | Natural Gas | Destratification Fans (HVLS) | A | Incremental Summer Peak Savings (MW) | Achievable Technical Potential | 0 | 0 | 0 | 0 | 0 | 0 | 0 | 0 | 0 | 0 | 0 | 0 | 0 | 0 | 0 | 0 | 0 | 0 | 0 | 0 | 0 | 0 | 0 | 0 | 0 | 0 | 0 | 0 | 0 | 0 | 0
F9_Industrial_Agriculture_New_Space Heating_Natural Gas_Destratification Fans (HVLS)_A_Achievable Technical Potential | F9 | Industrial | Agriculture | New | Space Heating | Natural Gas | Destratification Fans (HVLS) | A | Incremental Winter Peak Savings (MW) | Achievable Technical Potential | 0 | 0 | 0 | 0 | 0 | 0 | 0 | 0 | 0 | 0 | 0 | 0 | 0 | 0 | 0 | 0 | 0 | 0 | 0 | 0 | 0 | 0 | 0 | 0 | 0 | 0 | 0 | 0 | 0 | 0 | 0
F10_Industrial_Agriculture_New_Space Heating_Natural Gas_Destratification Fans (HVLS)_A_Achievable Technical Potential | F10 | Industrial | Agriculture | New | Space Heating | Natural Gas | Destratification Fans (HVLS) | A | Cumulative Energy Savings (MWh or mTherms) | Achievable Technical Potential | 0 | 0 | 0 | 0 | 0 | 0.0050013 | 0.010785 | 0.017378 | 0.024788 | 0.033023 | 0.04209 | 0.051893 | 0.062427 | 0.073691 | 0.085669 | 0.093787 | 0.10189 | 0.10997 | 0.11778 | 0.12562 | 0.13348 | 0.14135 | 0.14943 | 0.15747 | 0.16549 | 0.16549 | 0.16549 | 0.16549 | 0 | 0 | 0
F11_Industrial_Agriculture_New_Space Heating_Natural Gas_Destratification Fans (HVLS)_A_Achievable Technical Potential | F11 | Industrial | Agriculture | New | Space Heating | Natural Gas | Destratification Fans (HVLS) | A | Cumulative Summer Peak Savings (MW) | Achievable Technical Potential | 0 | 0 | 0 | 0 | 0 | 0 | 0 | 0 | 0 | 0 | 0 | 0 | 0 | 0 | 0 | 0 | 0 | 0 | 0 | 0 | 0 | 0 | 0 | 0 | 0 | 0 | 0 | 0 | 0 | 0 | 0
F12_Industrial_Agriculture_New_Space Heating_Natural Gas_Destratification Fans (HVLS)_A_Achievable Technical Potential | F12 | Industrial | Agriculture | New | Space Heating | Natural Gas | Destratification Fans (HVLS) | A | Cumulative Winter Peak Savings (MW) | Achievable Technical Potential | 0 | 0 | 0 | 0 | 0 | 0 | 0 | 0 | 0 | 0 | 0 | 0 | 0 | 0 | 0 | 0 | 0 | 0 | 0 | 0 | 0 | 0 | 0 | 0 | 0 | 0 | 0 | 0 | 0 | 0 | 0
F13_Industrial_Agriculture_New_Space Heating_Natural Gas_Destratification Fans (HVLS)_A_Achievable Technical Potential | F13 | Industrial | Agriculture | New | Space Heating | Natural Gas | Destratification Fans (HVLS) | A | Purchases (Incremental) | Achievable Technical Potential | 0 | 0 | 0 | 0 | 0 | 343.0021 | 406.3639 | 469.691 | 532.6445 | 595.6321 | 658.6718 | 720.911 | 782.98 | 844.9231 | 905.8825 | 967.0746 | 1027.6833 | 1088.2997 | 1148.6111 | 1208.3845 | 1268.2287 | 1327.8255 | 1387.1904 | 1446.3391 | 1505.2867 | 967.0746 | 1027.6833 | 1088.2997 | 1148.6111 | 1208.3845 | 1268.2287
F14_Industrial_Agriculture_New_Space Heating_Natural Gas_Destratification Fans (HVLS)_A_Achievable Technical Potential | F14 | Industrial | Agriculture | New | Space Heating | Natural Gas | Destratification Fans (HVLS) | A | Purchases (Cumulative) | Achievable Technical Potential | 0 | 0 | 0 | 0 | 0 | 343.0021 | 749.3661 | 1219.057 | 1751.7016 | 2347.3337 | 3006.0055 | 3726.9165 | 4509.8966 | 5354.8197 | 6260.7021 | 6884.7747 | 7506.094 | 8124.7027 | 8740.6693 | 9353.4217 | 9962.9786 | 10569.8931 | 11174.1035 | 11775.5195 | 12374.9238 | 12374.9238 | 12374.9238 | 12374.9238 | 12374.9238 | 12374.9238 | 12374.9238
F1_Industrial_Agriculture_New_Space Heating_Natural Gas_Gas Boiler - Insulate Steam Lines/Condensate Tank_A_Achievable Technical Potential | F1 | Industrial | Agriculture | New | Space Heating | Natural Gas | Gas Boiler - Insulate Steam Lines/Condensate Tank | A | Original Unit Energy Savings (kWh or therms) | Achievable Technical Potential | 0 | 0 | 0 | 0 | 0 | 0 | 0 | 0 | 0 | 0 | 0 | 0 | 0 | 0 | 0 | 0 | 0 | 0 | 0 | 0 | 0 | 0 | 0 | 0 | 0 | 0 | 0 | 0 | 0 | 0 | 0
F2_Industrial_Agriculture_New_Space Heating_Natural Gas_Gas Boiler - Insulate Steam Lines/Condensate Tank_A_Achievable Technical Potential | F2 | Industrial | Agriculture | New | Space Heating | Natural Gas | Gas Boiler - Insulate Steam Lines/Condensate Tank | A | Original Unit Summer Peak Savings (kW) | Achievable Technical Potential | 0 | 0 | 0 | 0 | 0 | 0 | 0 | 0 | 0 | 0 | 0 | 0 | 0 | 0 | 0 | 0 | 0 | 0 | 0 | 0 | 0 | 0 | 0 | 0 | 0 | 0 | 0 | 0 | 0 | 0 | 0
F3_Industrial_Agriculture_New_Space Heating_Natural Gas_Gas Boiler - Insulate Steam Lines/Condensate Tank_A_Achievable Technical Potential | F3 | Industrial | Agriculture | New | Space Heating | Natural Gas | Gas Boiler - Insulate Steam Lines/Condensate Tank | A | Original Unit Winter Peak Savings (kW) | Achievable Technical Potential | 0 | 0 | 0 | 0 | 0 | 0 | 0 | 0 | 0 | 0 | 0 | 0 | 0 | 0 | 0 | 0 | 0 | 0 | 0 | 0 | 0 | 0 | 0 | 0 | 0 | 0 | 0 | 0 | 0 | 0 | 0
F4_Industrial_Agriculture_New_Space Heating_Natural Gas_Gas Boiler - Insulate Steam Lines/Condensate Tank_A_Achievable Technical Potential | F4 | Industrial | Agriculture | New | Space Heating | Natural Gas | Gas Boiler - Insulate Steam Lines/Condensate Tank | A | Standalone Impact on Baseline Energy (%) | Achievable Technical Potential | 0% | 0% | 0% | 0% | 0% | 0% | 0% | 0% | 0% | 0% | 0% | 0% | 0% | 0% | 0% | 0% | 0% | 0% | 0% | 0% | 0% | 0% | 0% | 0% | 0 | 0 | 0 | 0 | 0 | 0 | 0
F5_Industrial_Agriculture_New_Space Heating_Natural Gas_Gas Boiler - Insulate Steam Lines/Condensate Tank_A_Achievable Technical Potential | F5 | Industrial | Agriculture | New | Space Heating | Natural Gas | Gas Boiler - Insulate Steam Lines/Condensate Tank | A | Standalone Impact on Baseline Summer Peak (%) | Achievable Technical Potential | 0% | 0% | 0% | 0% | 0% | 0% | 0% | 0% | 0% | 0% | 0% | 0% | 0% | 0% | 0% | 0% | 0% | 0% | 0% | 0% | 0% | 0% | 0% | 0% | 0 | 0 | 0 | 0 | 0 | 0 | 0
F6_Industrial_Agriculture_New_Space Heating_Natural Gas_Gas Boiler - Insulate Steam Lines/Condensate Tank_A_Achievable Technical Potential | F6 | Industrial | Agriculture | New | Space Heating | Natural Gas | Gas Boiler - Insulate Steam Lines/Condensate Tank | A | Standalone Impact on Baseline Winter Peak (%) | Achievable Technical Potential | 0% | 0% | 0% | 0% | 0% | 0% | 0% | 0% | 0% | 0% | 0% | 0% | 0% | 0% | 0% | 0% | 0% | 0% | 0% | 0% | 0% | 0% | 0% | 0% | 0 | 0 | 0 | 0 | 0 | 0 | 0
F7_Industrial_Agriculture_New_Space Heating_Natural Gas_Gas Boiler - Insulate Steam Lines/Condensate Tank_A_Achievable Technical Potential | F7 | Industrial | Agriculture | New | Space Heating | Natural Gas | Gas Boiler - Insulate Steam Lines/Condensate Tank | A | Incremental Energy Savings (MWh or mTherms) | Achievable Technical Potential | 0 | 0 | 0 | 0 | 0 | 0 | 0 | 0 | 0 | 0 | 0 | 0 | 0 | 0 | 0 | 0 | 0 | 0 | 0 | 0 | 0 | 0 | 0 | 0 | 0 | 0 | 0 | 0 | 0 | 0 | 0
F8_Industrial_Agriculture_New_Space Heating_Natural Gas_Gas Boiler - Insulate Steam Lines/Condensate Tank_A_Achievable Technical Potential | F8 | Industrial | Agriculture | New | Space Heating | Natural Gas | Gas Boiler - Insulate Steam Lines/Condensate Tank | A | Incremental Summer Peak Savings (MW) | Achievable Technical Potential | 0 | 0 | 0 | 0 | 0 | 0 | 0 | 0 | 0 | 0 | 0 | 0 | 0 | 0 | 0 | 0 | 0 | 0 | 0 | 0 | 0 | 0 | 0 | 0 | 0 | 0 | 0 | 0 | 0 | 0 | 0
F9_Industrial_Agriculture_New_Space Heating_Natural Gas_Gas Boiler - Insulate Steam Lines/Condensate Tank_A_Achievable Technical Potential | F9 | Industrial | Agriculture | New | Space Heating | Natural Gas | Gas Boiler - Insulate Steam Lines/Condensate Tank | A | Incremental Winter Peak Savings (MW) | Achievable Technical Potential | 0 | 0 | 0 | 0 | 0 | 0 | 0 | 0 | 0 | 0 | 0 | 0 | 0 | 0 | 0 | 0 | 0 | 0 | 0 | 0 | 0 | 0 | 0 | 0 | 0 | 0 | 0 | 0 | 0 | 0 | 0
F10_Industrial_Agriculture_New_Space Heating_Natural Gas_Gas Boiler - Insulate Steam Lines/Condensate Tank_A_Achievable Technical Potential | F10 | Industrial | Agriculture | New | Space Heating | Natural Gas | Gas Boiler - Insulate Steam Lines/Condensate Tank | A | Cumulative Energy Savings (MWh or mTherms) | Achievable Technical Potential | 0 | 0 | 0 | 0 | 0 | 0 | 0 | 0 | 0 | 0 | 0 | 0 | 0 | 0 | 0 | 0 | 0 | 0 | 0 | 0 | 0 | 0 | 0 | 0 | 0 | 0 | 0 | 0 | 0 | 0 | 0
F11_Industrial_Agriculture_New_Space Heating_Natural Gas_Gas Boiler - Insulate Steam Lines/Condensate Tank_A_Achievable Technical Potential | F11 | Industrial | Agriculture | New | Space Heating | Natural Gas | Gas Boiler - Insulate Steam Lines/Condensate Tank | A | Cumulative Summer Peak Savings (MW) | Achievable Technical Potential | 0 | 0 | 0 | 0 | 0 | 0 | 0 | 0 | 0 | 0 | 0 | 0 | 0 | 0 | 0 | 0 | 0 | 0 | 0 | 0 | 0 | 0 | 0 | 0 | 0 | 0 | 0 | 0 | 0 | 0 | 0
F12_Industrial_Agriculture_New_Space Heating_Natural Gas_Gas Boiler - Insulate Steam Lines/Condensate Tank_A_Achievable Technical Potential | F12 | Industrial | Agriculture | New | Space Heating | Natural Gas | Gas Boiler - Insulate Steam Lines/Condensate Tank | A | Cumulative Winter Peak Savings (MW) | Achievable Technical Potential | 0 | 0 | 0 | 0 | 0 | 0 | 0 | 0 | 0 | 0 | 0 | 0 | 0 | 0 | 0 | 0 | 0 | 0 | 0 | 0 | 0 | 0 | 0 | 0 | 0 | 0 | 0 | 0 | 0 | 0 | 0
F13_Industrial_Agriculture_New_Space Heating_Natural Gas_Gas Boiler - Insulate Steam Lines/Condensate Tank_A_Achievable Technical Potential | F13 | Industrial | Agriculture | New | Space Heating | Natural Gas | Gas Boiler - Insulate Steam Lines/Condensate Tank | A | Purchases (Incremental) | Achievable Technical Potential | 0 | 0 | 0 | 0 | 0 | 0 | 0 | 0 | 0 | 0 | 0 | 0 | 0 | 0 | 0 | 0 | 0 | 0 | 0 | 0 | 0 | 0 | 0 | 0 | 0 | 0 | 0 | 0 | 0 | 0 | 0
F14_Industrial_Agriculture_New_Space Heating_Natural Gas_Gas Boiler - Insulate Steam Lines/Condensate Tank_A_Achievable Technical Potential | F14 | Industrial | Agriculture | New | Space Heating | Natural Gas | Gas Boiler - Insulate Steam Lines/Condensate Tank | A | Purchases (Cumulative) | Achievable Technical Potential | 0 | 0 | 0 | 0 | 0 | 0 | 0 | 0 | 0 | 0 | 0 | 0 | 0 | 0 | 0 | 0 | 0 | 0 | 0 | 0 | 0 | 0 | 0 | 0 | 0 | 0 | 0 | 0 | 0 | 0 | 0
F1_Industrial_Agriculture_New_Process_Natural Gas_Gas Boiler - Insulate Steam Lines/Condensate Tank_A_Achievable Technical Potential | F1 | Industrial | Agriculture | New | Process | Natural Gas | Gas Boiler - Insulate Steam Lines/Condensate Tank | A | Original Unit Energy Savings (kWh or therms) | Achievable Technical Potential | 0 | 0 | 0 | 0 | 0 | 16.8499 | 16.8499 | 16.8499 | 16.8499 | 16.8499 | 16.8499 | 16.8499 | 16.8499 | 16.8499 | 16.8499 | 16.8499 | 16.8499 | 16.8499 | 16.8499 | 16.8499 | 16.8499 | 16.8499 | 16.8499 | 16.8499 | 16.8499 | 16.8499 | 16.8499 | 16.8499 | 16.8499 | 16.8499 | 16.8499
F2_Industrial_Agriculture_New_Process_Natural Gas_Gas Boiler - Insulate Steam Lines/Condensate Tank_A_Achievable Technical Potential | F2 | Industrial | Agriculture | New | Process | Natural Gas | Gas Boiler - Insulate Steam Lines/Condensate Tank | A | Original Unit Summer Peak Savings (kW) | Achievable Technical Potential | 0 | 0 | 0 | 0 | 0 | 0 | 0 | 0 | 0 | 0 | 0 | 0 | 0 | 0 | 0 | 0 | 0 | 0 | 0 | 0 | 0 | 0 | 0 | 0 | 0 | 0 | 0 | 0 | 0 | 0 | 0
F3_Industrial_Agriculture_New_Process_Natural Gas_Gas Boiler - Insulate Steam Lines/Condensate Tank_A_Achievable Technical Potential | F3 | Industrial | Agriculture | New | Process | Natural Gas | Gas Boiler - Insulate Steam Lines/Condensate Tank | A | Original Unit Winter Peak Savings (kW) | Achievable Technical Potential | 0 | 0 | 0 | 0 | 0 | 0 | 0 | 0 | 0 | 0 | 0 | 0 | 0 | 0 | 0 | 0 | 0 | 0 | 0 | 0 | 0 | 0 | 0 | 0 | 0 | 0 | 0 | 0 | 0 | 0 | 0
F4_Industrial_Agriculture_New_Process_Natural Gas_Gas Boiler - Insulate Steam Lines/Condensate Tank_A_Achievable Technical Potential | F4 | Industrial | Agriculture | New | Process | Natural Gas | Gas Boiler - Insulate Steam Lines/Condensate Tank | A | Standalone Impact on Baseline Energy (%) | Achievable Technical Potential | 0% | 0% | 0% | 0% | 0% | 0.02737% | 0.05046% | 0.07103% | 0.09% | 0.1078% | 0.1249% | 0.1415% | 0.1576% | 0.1734% | 0.1891% | 0.2045% | 0.2198% | 0.235% | 0.25% | 0.265% | 0.2798% | 0.2946% | 0.3094% | 0.3241% | 0.0033879 | 0.0032606 | 0.0031429 | 0.0030336 | 0 | 0 | 0
F5_Industrial_Agriculture_New_Process_Natural Gas_Gas Boiler - Insulate Steam Lines/Condensate Tank_A_Achievable Technical Potential | F5 | Industrial | Agriculture | New | Process | Natural Gas | Gas Boiler - Insulate Steam Lines/Condensate Tank | A | Standalone Impact on Baseline Summer Peak (%) | Achievable Technical Potential | 0% | 0% | 0% | 0% | 0% | 0% | 0% | 0% | 0% | 0% | 0% | 0% | 0% | 0% | 0% | 0% | 0% | 0% | 0% | 0% | 0% | 0% | 0% | 0% | 0 | 0 | 0 | 0 | 0 | 0 | 0
F6_Industrial_Agriculture_New_Process_Natural Gas_Gas Boiler - Insulate Steam Lines/Condensate Tank_A_Achievable Technical Potential | F6 | Industrial | Agriculture | New | Process | Natural Gas | Gas Boiler - Insulate Steam Lines/Condensate Tank | A | Standalone Impact on Baseline Winter Peak (%) | Achievable Technical Potential | 0% | 0% | 0% | 0% | 0% | 0% | 0% | 0% | 0% | 0% | 0% | 0% | 0% | 0% | 0% | 0% | 0% | 0% | 0% | 0% | 0% | 0% | 0% | 0% | 0 | 0 | 0 | 0 | 0 | 0 | 0
F7_Industrial_Agriculture_New_Process_Natural Gas_Gas Boiler - Insulate Steam Lines/Condensate Tank_A_Achievable Technical Potential | F7 | Industrial | Agriculture | New | Process | Natural Gas | Gas Boiler - Insulate Steam Lines/Condensate Tank | A | Incremental Energy Savings (MWh or mTherms) | Achievable Technical Potential | 0 | 0 | 0 | 0 | 0 | 0.053071 | 0.062875 | 0.072673 | 0.082414 | 0.09216 | 0.10191 | 0.11154 | 0.12115 | 0.13073 | 0.14016 | 0.14963 | 0.15901 | 0.16839 | 0.17772 | 0.18697 | 0.19623 | 0.20545 | 0.21463 | 0.22379 | 0.23291 | 0.053071 | 0.062875 | 0.072673 | 0.082414 | 0.09216 | 0.10191
F8_Industrial_Agriculture_New_Process_Natural Gas_Gas Boiler - Insulate Steam Lines/Condensate Tank_A_Achievable Technical Potential | F8 | Industrial | Agriculture | New | Process | Natural Gas | Gas Boiler - Insulate Steam Lines/Condensate Tank | A | Incremental Summer Peak Savings (MW) | Achievable Technical Potential | 0 | 0 | 0 | 0 | 0 | 0 | 0 | 0 | 0 | 0 | 0 | 0 | 0 | 0 | 0 | 0 | 0 | 0 | 0 | 0 | 0 | 0 | 0 | 0 | 0 | 0 | 0 | 0 | 0 | 0 | 0
F9_Industrial_Agriculture_New_Process_Natural Gas_Gas Boiler - Insulate Steam Lines/Condensate Tank_A_Achievable Technical Potential | F9 | Industrial | Agriculture | New | Process | Natural Gas | Gas Boiler - Insulate Steam Lines/Condensate Tank | A | Incremental Winter Peak Savings (MW) | Achievable Technical Potential | 0 | 0 | 0 | 0 | 0 | 0 | 0 | 0 | 0 | 0 | 0 | 0 | 0 | 0 | 0 | 0 | 0 | 0 | 0 | 0 | 0 | 0 | 0 | 0 | 0 | 0 | 0 | 0 | 0 | 0 | 0
F10_Industrial_Agriculture_New_Process_Natural Gas_Gas Boiler - Insulate Steam Lines/Condensate Tank_A_Achievable Technical Potential | F10 | Industrial | Agriculture | New | Process | Natural Gas | Gas Boiler - Insulate Steam Lines/Condensate Tank | A | Cumulative Energy Savings (MWh or mTherms) | Achievable Technical Potential | 0 | 0 | 0 | 0 | 0 | 0.053071 | 0.11595 | 0.18862 | 0.27103 | 0.36319 | 0.46511 | 0.57665 | 0.6978 | 0.82853 | 0.96869 | 1.1183 | 1.2773 | 1.4457 | 1.6234 | 1.8104 | 2.0066 | 2.2121 | 2.4267 | 2.6505 | 2.8834 | 2.8834 | 2.8834 | 2.8834 | 2.8834 | 2.8834 | 2.8834
F11_Industrial_Agriculture_New_Process_Natural Gas_Gas Boiler - Insulate Steam Lines/Condensate Tank_A_Achievable Technical Potential | F11 | Industrial | Agriculture | New | Process | Natural Gas | Gas Boiler - Insulate Steam Lines/Condensate Tank | A | Cumulative Summer Peak Savings (MW) | Achievable Technical Potential | 0 | 0 | 0 | 0 | 0 | 0 | 0 | 0 | 0 | 0 | 0 | 0 | 0 | 0 | 0 | 0 | 0 | 0 | 0 | 0 | 0 | 0 | 0 | 0 | 0 | 0 | 0 | 0 | 0 | 0 | 0
F12_Industrial_Agriculture_New_Process_Natural Gas_Gas Boiler - Insulate Steam Lines/Condensate Tank_A_Achievable Technical Potential | F12 | Industrial | Agriculture | New | Process | Natural Gas | Gas Boiler - Insulate Steam Lines/Condensate Tank | A | Cumulative Winter Peak Savings (MW) | Achievable Technical Potential | 0 | 0 | 0 | 0 | 0 | 0 | 0 | 0 | 0 | 0 | 0 | 0 | 0 | 0 | 0 | 0 | 0 | 0 | 0 | 0 | 0 | 0 | 0 | 0 | 0 | 0 | 0 | 0 | 0 | 0 | 0
F13_Industrial_Agriculture_New_Process_Natural Gas_Gas Boiler - Insulate Steam Lines/Condensate Tank_A_Achievable Technical Potential | F13 | Industrial | Agriculture | New | Process | Natural Gas | Gas Boiler - Insulate Steam Lines/Condensate Tank | A | Purchases (Incremental) | Achievable Technical Potential | 0 | 0 | 0 | 0 | 0 | 3.1496 | 3.7315 | 4.313 | 4.8911 | 5.4694 | 6.0483 | 6.6198 | 7.1898 | 7.7586 | 8.3183 | 8.8802 | 9.4368 | 9.9934 | 10.5472 | 11.0961 | 11.6456 | 12.1929 | 12.738 | 13.2811 | 13.8224 | 3.1496 | 3.7315 | 4.313 | 4.8911 | 5.4694 | 6.0483
F14_Industrial_Agriculture_New_Process_Natural Gas_Gas Boiler - Insulate Steam Lines/Condensate Tank_A_Achievable Technical Potential | F14 | Industrial | Agriculture | New | Process | Natural Gas | Gas Boiler - Insulate Steam Lines/Condensate Tank | A | Purchases (Cumulative) | Achievable Technical Potential | 0 | 0 | 0 | 0 | 0 | 3.1496 | 6.8811 | 11.1941 | 16.0852 | 21.5546 | 27.6029 | 34.2227 | 41.4125 | 49.1711 | 57.4894 | 66.3697 | 75.8065 | 85.7999 | 96.3471 | 107.4432 | 119.0888 | 131.2817 | 144.0197 | 157.3008 | 171.1233 | 171.1233 | 171.1233 | 171.1233 | 171.1233 | 171.1233 | 171.1233
F1_Industrial_Agriculture_New_Space Heating_Natural Gas_Gas Boiler - Insulate Hot Water Lines_A_Achievable Technical Potential | F1 | Industrial | Agriculture | New | Space Heating | Natural Gas | Gas Boiler - Insulate Hot Water Lines | A | Original Unit Energy Savings (kWh or therms) | Achievable Technical Potential | 0 | 0 | 0 | 0 | 0 | 0 | 0 | 0 | 0 | 0 | 0 | 0 | 0 | 0 | 0 | 0 | 0 | 0 | 0 | 0 | 0 | 0 | 0 | 0 | 0 | 0 | 0 | 0 | 0 | 0 | 0
F2_Industrial_Agriculture_New_Space Heating_Natural Gas_Gas Boiler - Insulate Hot Water Lines_A_Achievable Technical Potential | F2 | Industrial | Agriculture | New | Space Heating | Natural Gas | Gas Boiler - Insulate Hot Water Lines | A | Original Unit Summer Peak Savings (kW) | Achievable Technical Potential | 0 | 0 | 0 | 0 | 0 | 0 | 0 | 0 | 0 | 0 | 0 | 0 | 0 | 0 | 0 | 0 | 0 | 0 | 0 | 0 | 0 | 0 | 0 | 0 | 0 | 0 | 0 | 0 | 0 | 0 | 0
F3_Industrial_Agriculture_New_Space Heating_Natural Gas_Gas Boiler - Insulate Hot Water Lines_A_Achievable Technical Potential | F3 | Industrial | Agriculture | New | Space Heating | Natural Gas | Gas Boiler - Insulate Hot Water Lines | A | Original Unit Winter Peak Savings (kW) | Achievable Technical Potential | 0 | 0 | 0 | 0 | 0 | 0 | 0 | 0 | 0 | 0 | 0 | 0 | 0 | 0 | 0 | 0 | 0 | 0 | 0 | 0 | 0 | 0 | 0 | 0 | 0 | 0 | 0 | 0 | 0 | 0 | 0
F4_Industrial_Agriculture_New_Space Heating_Natural Gas_Gas Boiler - Insulate Hot Water Lines_A_Achievable Technical Potential | F4 | Industrial | Agriculture | New | Space Heating | Natural Gas | Gas Boiler - Insulate Hot Water Lines | A | Standalone Impact on Baseline Energy (%) | Achievable Technical Potential | 0% | 0% | 0% | 0% | 0% | 0% | 0% | 0% | 0% | 0% | 0% | 0% | 0% | 0% | 0% | 0% | 0% | 0% | 0% | 0% | 0% | 0% | 0% | 0% | 0 | 0 | 0 | 0 | 0 | 0 | 0
F5_Industrial_Agriculture_New_Space Heating_Natural Gas_Gas Boiler - Insulate Hot Water Lines_A_Achievable Technical Potential | F5 | Industrial | Agriculture | New | Space Heating | Natural Gas | Gas Boiler - Insulate Hot Water Lines | A | Standalone Impact on Baseline Summer Peak (%) | Achievable Technical Potential | 0% | 0% | 0% | 0% | 0% | 0% | 0% | 0% | 0% | 0% | 0% | 0% | 0% | 0% | 0% | 0% | 0% | 0% | 0% | 0% | 0% | 0% | 0% | 0% | 0 | 0 | 0 | 0 | 0 | 0 | 0
F6_Industrial_Agriculture_New_Space Heating_Natural Gas_Gas Boiler - Insulate Hot Water Lines_A_Achievable Technical Potential | F6 | Industrial | Agriculture | New | Space Heating | Natural Gas | Gas Boiler - Insulate Hot Water Lines | A | Standalone Impact on Baseline Winter Peak (%) | Achievable Technical Potential | 0% | 0% | 0% | 0% | 0% | 0% | 0% | 0% | 0% | 0% | 0% | 0% | 0% | 0% | 0% | 0% | 0% | 0% | 0% | 0% | 0% | 0% | 0% | 0% | 0 | 0 | 0 | 0 | 0 | 0 | 0
F7_Industrial_Agriculture_New_Space Heating_Natural Gas_Gas Boiler - Insulate Hot Water Lines_A_Achievable Technical Potential | F7 | Industrial | Agriculture | New | Space Heating | Natural Gas | Gas Boiler - Insulate Hot Water Lines | A | Incremental Energy Savings (MWh or mTherms) | Achievable Technical Potential | 0 | 0 | 0 | 0 | 0 | 0 | 0 | 0 | 0 | 0 | 0 | 0 | 0 | 0 | 0 | 0 | 0 | 0 | 0 | 0 | 0 | 0 | 0 | 0 | 0 | 0 | 0 | 0 | 0 | 0 | 0
F8_Industrial_Agriculture_New_Space Heating_Natural Gas_Gas Boiler - Insulate Hot Water Lines_A_Achievable Technical Potential | F8 | Industrial | Agriculture | New | Space Heating | Natural Gas | Gas Boiler - Insulate Hot Water Lines | A | Incremental Summer Peak Savings (MW) | Achievable Technical Potential | 0 | 0 | 0 | 0 | 0 | 0 | 0 | 0 | 0 | 0 | 0 | 0 | 0 | 0 | 0 | 0 | 0 | 0 | 0 | 0 | 0 | 0 | 0 | 0 | 0 | 0 | 0 | 0 | 0 | 0 | 0
F9_Industrial_Agriculture_New_Space Heating_Natural Gas_Gas Boiler - Insulate Hot Water Lines_A_Achievable Technical Potential | F9 | Industrial | Agriculture | New | Space Heating | Natural Gas | Gas Boiler - Insulate Hot Water Lines | A | Incremental Winter Peak Savings (MW) | Achievable Technical Potential | 0 | 0 | 0 | 0 | 0 | 0 | 0 | 0 | 0 | 0 | 0 | 0 | 0 | 0 | 0 | 0 | 0 | 0 | 0 | 0 | 0 | 0 | 0 | 0 | 0 | 0 | 0 | 0 | 0 | 0 | 0
F10_Industrial_Agriculture_New_Space Heating_Natural Gas_Gas Boiler - Insulate Hot Water Lines_A_Achievable Technical Potential | F10 | Industrial | Agriculture | New | Space Heating | Natural Gas | Gas Boiler - Insulate Hot Water Lines | A | Cumulative Energy Savings (MWh or mTherms) | Achievable Technical Potential | 0 | 0 | 0 | 0 | 0 | 0 | 0 | 0 | 0 | 0 | 0 | 0 | 0 | 0 | 0 | 0 | 0 | 0 | 0 | 0 | 0 | 0 | 0 | 0 | 0 | 0 | 0 | 0 | 0 | 0 | 0
F11_Industrial_Agriculture_New_Space Heating_Natural Gas_Gas Boiler - Insulate Hot Water Lines_A_Achievable Technical Potential | F11 | Industrial | Agriculture | New | Space Heating | Natural Gas | Gas Boiler - Insulate Hot Water Lines | A | Cumulative Summer Peak Savings (MW) | Achievable Technical Potential | 0 | 0 | 0 | 0 | 0 | 0 | 0 | 0 | 0 | 0 | 0 | 0 | 0 | 0 | 0 | 0 | 0 | 0 | 0 | 0 | 0 | 0 | 0 | 0 | 0 | 0 | 0 | 0 | 0 | 0 | 0
F12_Industrial_Agriculture_New_Space Heating_Natural Gas_Gas Boiler - Insulate Hot Water Lines_A_Achievable Technical Potential | F12 | Industrial | Agriculture | New | Space Heating | Natural Gas | Gas Boiler - Insulate Hot Water Lines | A | Cumulative Winter Peak Savings (MW) | Achievable Technical Potential | 0 | 0 | 0 | 0 | 0 | 0 | 0 | 0 | 0 | 0 | 0 | 0 | 0 | 0 | 0 | 0 | 0 | 0 | 0 | 0 | 0 | 0 | 0 | 0 | 0 | 0 | 0 | 0 | 0 | 0 | 0
F13_Industrial_Agriculture_New_Space Heating_Natural Gas_Gas Boiler - Insulate Hot Water Lines_A_Achievable Technical Potential | F13 | Industrial | Agriculture | New | Space Heating | Natural Gas | Gas Boiler - Insulate Hot Water Lines | A | Purchases (Incremental) | Achievable Technical Potential | 0 | 0 | 0 | 0 | 0 | 0 | 0 | 0 | 0 | 0 | 0 | 0 | 0 | 0 | 0 | 0 | 0 | 0 | 0 | 0 | 0 | 0 | 0 | 0 | 0 | 0 | 0 | 0 | 0 | 0 | 0
F14_Industrial_Agriculture_New_Space Heating_Natural Gas_Gas Boiler - Insulate Hot Water Lines_A_Achievable Technical Potential | F14 | Industrial | Agriculture | New | Space Heating | Natural Gas | Gas Boiler - Insulate Hot Water Lines | A | Purchases (Cumulative) | Achievable Technical Potential | 0 | 0 | 0 | 0 | 0 | 0 | 0 | 0 | 0 | 0 | 0 | 0 | 0 | 0 | 0 | 0 | 0 | 0 | 0 | 0 | 0 | 0 | 0 | 0 | 0 | 0 | 0 | 0 | 0 | 0 | 0
F1_Industrial_Agriculture_New_Process_Natural Gas_Gas Boiler - Insulate Hot Water Lines_A_Achievable Technical Potential | F1 | Industrial | Agriculture | New | Process | Natural Gas | Gas Boiler - Insulate Hot Water Lines | A | Original Unit Energy Savings (kWh or therms) | Achievable Technical Potential | 0 | 0 | 0 | 0 | 0 | 19.0457 | 19.0457 | 19.0457 | 19.0457 | 19.0457 | 19.0457 | 19.0457 | 19.0457 | 19.0457 | 19.0457 | 19.0457 | 19.0457 | 19.0457 | 19.0457 | 19.0457 | 19.0457 | 19.0457 | 19.0457 | 19.0457 | 19.0457 | 19.0457 | 19.0457 | 19.0457 | 19.0457 | 19.0457 | 19.0457
F2_Industrial_Agriculture_New_Process_Natural Gas_Gas Boiler - Insulate Hot Water Lines_A_Achievable Technical Potential | F2 | Industrial | Agriculture | New | Process | Natural Gas | Gas Boiler - Insulate Hot Water Lines | A | Original Unit Summer Peak Savings (kW) | Achievable Technical Potential | 0 | 0 | 0 | 0 | 0 | 0 | 0 | 0 | 0 | 0 | 0 | 0 | 0 | 0 | 0 | 0 | 0 | 0 | 0 | 0 | 0 | 0 | 0 | 0 | 0 | 0 | 0 | 0 | 0 | 0 | 0
F3_Industrial_Agriculture_New_Process_Natural Gas_Gas Boiler - Insulate Hot Water Lines_A_Achievable Technical Potential | F3 | Industrial | Agriculture | New | Process | Natural Gas | Gas Boiler - Insulate Hot Water Lines | A | Original Unit Winter Peak Savings (kW) | Achievable Technical Potential | 0 | 0 | 0 | 0 | 0 | 0 | 0 | 0 | 0 | 0 | 0 | 0 | 0 | 0 | 0 | 0 | 0 | 0 | 0 | 0 | 0 | 0 | 0 | 0 | 0 | 0 | 0 | 0 | 0 | 0 | 0
F4_Industrial_Agriculture_New_Process_Natural Gas_Gas Boiler - Insulate Hot Water Lines_A_Achievable Technical Potential | F4 | Industrial | Agriculture | New | Process | Natural Gas | Gas Boiler - Insulate Hot Water Lines | A | Standalone Impact on Baseline Energy (%) | Achievable Technical Potential | 0% | 0% | 0% | 0% | 0% | 0.03093% | 0.05704% | 0.08028% | 0.1017% | 0.1219% | 0.1412% | 0.1599% | 0.1782% | 0.196% | 0.2138% | 0.2312% | 0.2485% | 0.2656% | 0.2826% | 0.2995% | 0.3163% | 0.333% | 0.3497% | 0.3664% | 0.0038294 | 0.0036855 | 0.0035525 | 0.003429 | 0 | 0 | 0
F5_Industrial_Agriculture_New_Process_Natural Gas_Gas Boiler - Insulate Hot Water Lines_A_Achievable Technical Potential | F5 | Industrial | Agriculture | New | Process | Natural Gas | Gas Boiler - Insulate Hot Water Lines | A | Standalone Impact on Baseline Summer Peak (%) | Achievable Technical Potential | 0% | 0% | 0% | 0% | 0% | 0% | 0% | 0% | 0% | 0% | 0% | 0% | 0% | 0% | 0% | 0% | 0% | 0% | 0% | 0% | 0% | 0% | 0% | 0% | 0 | 0 | 0 | 0 | 0 | 0 | 0
F6_Industrial_Agriculture_New_Process_Natural Gas_Gas Boiler - Insulate Hot Water Lines_A_Achievable Technical Potential | F6 | Industrial | Agriculture | New | Process | Natural Gas | Gas Boiler - Insulate Hot Water Lines | A | Standalone Impact on Baseline Winter Peak (%) | Achievable Technical Potential | 0% | 0% | 0% | 0% | 0% | 0% | 0% | 0% | 0% | 0% | 0% | 0% | 0% | 0% | 0% | 0% | 0% | 0% | 0% | 0% | 0% | 0% | 0% | 0% | 0 | 0 | 0 | 0 | 0 | 0 | 0
F7_Industrial_Agriculture_New_Process_Natural Gas_Gas Boiler - Insulate Hot Water Lines_A_Achievable Technical Potential | F7 | Industrial | Agriculture | New | Process | Natural Gas | Gas Boiler - Insulate Hot Water Lines | A | Incremental Energy Savings (MWh or mTherms) | Achievable Technical Potential | 0 | 0 | 0 | 0 | 0 | 0.059987 | 0.071069 | 0.082144 | 0.093154 | 0.10417 | 0.11519 | 0.12608 | 0.13693 | 0.14777 | 0.15843 | 0.16913 | 0.17973 | 0.19033 | 0.20088 | 0.21133 | 0.2218 | 0.23222 | 0.2426 | 0.25295 | 0.26326 | 0.059987 | 0.071069 | 0.082144 | 0.093154 | 0.10417 | 0.11519
F8_Industrial_Agriculture_New_Process_Natural Gas_Gas Boiler - Insulate Hot Water Lines_A_Achievable Technical Potential | F8 | Industrial | Agriculture | New | Process | Natural Gas | Gas Boiler - Insulate Hot Water Lines | A | Incremental Summer Peak Savings (MW) | Achievable Technical Potential | 0 | 0 | 0 | 0 | 0 | 0 | 0 | 0 | 0 | 0 | 0 | 0 | 0 | 0 | 0 | 0 | 0 | 0 | 0 | 0 | 0 | 0 | 0 | 0 | 0 | 0 | 0 | 0 | 0 | 0 | 0
F9_Industrial_Agriculture_New_Process_Natural Gas_Gas Boiler - Insulate Hot Water Lines_A_Achievable Technical Potential | F9 | Industrial | Agriculture | New | Process | Natural Gas | Gas Boiler - Insulate Hot Water Lines | A | Incremental Winter Peak Savings (MW) | Achievable Technical Potential | 0 | 0 | 0 | 0 | 0 | 0 | 0 | 0 | 0 | 0 | 0 | 0 | 0 | 0 | 0 | 0 | 0 | 0 | 0 | 0 | 0 | 0 | 0 | 0 | 0 | 0 | 0 | 0 | 0 | 0 | 0
F10_Industrial_Agriculture_New_Process_Natural Gas_Gas Boiler - Insulate Hot Water Lines_A_Achievable Technical Potential | F10 | Industrial | Agriculture | New | Process | Natural Gas | Gas Boiler - Insulate Hot Water Lines | A | Cumulative Energy Savings (MWh or mTherms) | Achievable Technical Potential | 0 | 0 | 0 | 0 | 0 | 0.059987 | 0.13106 | 0.2132 | 0.30635 | 0.41052 | 0.52572 | 0.6518 | 0.78873 | 0.9365 | 1.0949 | 1.2641 | 1.4438 | 1.6341 | 1.835 | 2.0463 | 2.2681 | 2.5004 | 2.743 | 2.9959 | 3.2592 | 3.2592 | 3.2592 | 3.2592 | 3.2592 | 3.2592 | 3.2592
F11_Industrial_Agriculture_New_Process_Natural Gas_Gas Boiler - Insulate Hot Water Lines_A_Achievable Technical Potential | F11 | Industrial | Agriculture | New | Process | Natural Gas | Gas Boiler - Insulate Hot Water Lines | A | Cumulative Summer Peak Savings (MW) | Achievable Technical Potential | 0 | 0 | 0 | 0 | 0 | 0 | 0 | 0 | 0 | 0 | 0 | 0 | 0 | 0 | 0 | 0 | 0 | 0 | 0 | 0 | 0 | 0 | 0 | 0 | 0 | 0 | 0 | 0 | 0 | 0 | 0
F12_Industrial_Agriculture_New_Process_Natural Gas_Gas Boiler - Insulate Hot Water Lines_A_Achievable Technical Potential | F12 | Industrial | Agriculture | New | Process | Natural Gas | Gas Boiler - Insulate Hot Water Lines | A | Cumulative Winter Peak Savings (MW) | Achievable Technical Potential | 0 | 0 | 0 | 0 | 0 | 0 | 0 | 0 | 0 | 0 | 0 | 0 | 0 | 0 | 0 | 0 | 0 | 0 | 0 | 0 | 0 | 0 | 0 | 0 | 0 | 0 | 0 | 0 | 0 | 0 | 0
F13_Industrial_Agriculture_New_Process_Natural Gas_Gas Boiler - Insulate Hot Water Lines_A_Achievable Technical Potential | F13 | Industrial | Agriculture | New | Process | Natural Gas | Gas Boiler - Insulate Hot Water Lines | A | Purchases (Incremental) | Achievable Technical Potential | 0 | 0 | 0 | 0 | 0 | 3.1496 | 3.7315 | 4.313 | 4.8911 | 5.4694 | 6.0483 | 6.6198 | 7.1898 | 7.7586 | 8.3183 | 8.8802 | 9.4368 | 9.9934 | 10.5472 | 11.0961 | 11.6456 | 12.1929 | 12.738 | 13.2811 | 13.8224 | 3.1496 | 3.7315 | 4.313 | 4.8911 | 5.4694 | 6.0483
F14_Industrial_Agriculture_New_Process_Natural Gas_Gas Boiler - Insulate Hot Water Lines_A_Achievable Technical Potential | F14 | Industrial | Agriculture | New | Process | Natural Gas | Gas Boiler - Insulate Hot Water Lines | A | Purchases (Cumulative) | Achievable Technical Potential | 0 | 0 | 0 | 0 | 0 | 3.1496 | 6.8811 | 11.1941 | 16.0852 | 21.5546 | 27.6029 | 34.2227 | 41.4125 | 49.1711 | 57.4894 | 66.3697 | 75.8065 | 85.7999 | 96.3471 | 107.4432 | 119.0888 | 131.2817 | 144.0197 | 157.3008 | 171.1233 | 171.1233 | 171.1233 | 171.1233 | 171.1233 | 171.1233 | 171.1233
F1_Industrial_Agriculture_New_Process_Natural Gas_Process - Insulate Heated Process Fluids_A_Achievable Technical Potential | F1 | Industrial | Agriculture | New | Process | Natural Gas | Process - Insulate Heated Process Fluids | A | Original Unit Energy Savings (kWh or therms) | Achievable Technical Potential | 0 | 0 | 0 | 0 | 0 | 13.6092 | 13.6092 | 13.6092 | 13.6092 | 13.6092 | 13.6092 | 13.6092 | 13.6092 | 13.6092 | 13.6092 | 13.6092 | 13.6092 | 13.6092 | 13.6092 | 13.6092 | 13.6092 | 13.6092 | 13.6092 | 13.6092 | 13.6092 | 13.6092 | 13.6092 | 13.6092 | 13.6092 | 13.6092 | 13.6092
F2_Industrial_Agriculture_New_Process_Natural Gas_Process - Insulate Heated Process Fluids_A_Achievable Technical Potential | F2 | Industrial | Agriculture | New | Process | Natural Gas | Process - Insulate Heated Process Fluids | A | Original Unit Summer Peak Savings (kW) | Achievable Technical Potential | 0 | 0 | 0 | 0 | 0 | 0 | 0 | 0 | 0 | 0 | 0 | 0 | 0 | 0 | 0 | 0 | 0 | 0 | 0 | 0 | 0 | 0 | 0 | 0 | 0 | 0 | 0 | 0 | 0 | 0 | 0
F3_Industrial_Agriculture_New_Process_Natural Gas_Process - Insulate Heated Process Fluids_A_Achievable Technical Potential | F3 | Industrial | Agriculture | New | Process | Natural Gas | Process - Insulate Heated Process Fluids | A | Original Unit Winter Peak Savings (kW) | Achievable Technical Potential | 0 | 0 | 0 | 0 | 0 | 0 | 0 | 0 | 0 | 0 | 0 | 0 | 0 | 0 | 0 | 0 | 0 | 0 | 0 | 0 | 0 | 0 | 0 | 0 | 0 | 0 | 0 | 0 | 0 | 0 | 0
F4_Industrial_Agriculture_New_Process_Natural Gas_Process - Insulate Heated Process Fluids_A_Achievable Technical Potential | F4 | Industrial | Agriculture | New | Process | Natural Gas | Process - Insulate Heated Process Fluids | A | Standalone Impact on Baseline Energy (%) | Achievable Technical Potential | 0% | 0% | 0% | 0% | 0% | 0.04835% | 0.08916% | 0.1255% | 0.159% | 0.1905% | 0.2158% | 0.232% | 0.2415% | 0.246% | 0.2473% | 0.2459% | 0.2428% | 0.2384% | 0.2332% | 0.2275% | 0.2214% | 0.2115% | 0.2025% | 0.1942% | 0.0018661 | 0.001796 | 0.0017311 | 0.001671 | 0 | 0 | 0
F5_Industrial_Agriculture_New_Process_Natural Gas_Process - Insulate Heated Process Fluids_A_Achievable Technical Potential | F5 | Industrial | Agriculture | New | Process | Natural Gas | Process - Insulate Heated Process Fluids | A | Standalone Impact on Baseline Summer Peak (%) | Achievable Technical Potential | 0% | 0% | 0% | 0% | 0% | 0% | 0% | 0% | 0% | 0% | 0% | 0% | 0% | 0% | 0% | 0% | 0% | 0% | 0% | 0% | 0% | 0% | 0% | 0% | 0 | 0 | 0 | 0 | 0 | 0 | 0
F6_Industrial_Agriculture_New_Process_Natural Gas_Process - Insulate Heated Process Fluids_A_Achievable Technical Potential | F6 | Industrial | Agriculture | New | Process | Natural Gas | Process - Insulate Heated Process Fluids | A | Standalone Impact on Baseline Winter Peak (%) | Achievable Technical Potential | 0% | 0% | 0% | 0% | 0% | 0% | 0% | 0% | 0% | 0% | 0% | 0% | 0% | 0% | 0% | 0% | 0% | 0% | 0% | 0% | 0% | 0% | 0% | 0% | 0 | 0 | 0 | 0 | 0 | 0 | 0
F7_Industrial_Agriculture_New_Process_Natural Gas_Process - Insulate Heated Process Fluids_A_Achievable Technical Potential | F7 | Industrial | Agriculture | New | Process | Natural Gas | Process - Insulate Heated Process Fluids | A | Incremental Energy Savings (MWh or mTherms) | Achievable Technical Potential | 0 | 0 | 0 | 0 | 0 | 0.093765 | 0.11109 | 0.1284 | 0.14561 | 0.16283 | 0.16205 | 0.14189 | 0.12329 | 0.10643 | 0.091289 | 0.077964 | 0.066281 | 0.056152 | 0.047411 | 0.039903 | 0.033503 | 0.00023925 | 8.9268e-05 | 3.173e-05 | 1.0768e-05 | 0.093765 | 0.11109 | 0.1284 | 0.14561 | 0.16283 | 0.16205
F8_Industrial_Agriculture_New_Process_Natural Gas_Process - Insulate Heated Process Fluids_A_Achievable Technical Potential | F8 | Industrial | Agriculture | New | Process | Natural Gas | Process - Insulate Heated Process Fluids | A | Incremental Summer Peak Savings (MW) | Achievable Technical Potential | 0 | 0 | 0 | 0 | 0 | 0 | 0 | 0 | 0 | 0 | 0 | 0 | 0 | 0 | 0 | 0 | 0 | 0 | 0 | 0 | 0 | 0 | 0 | 0 | 0 | 0 | 0 | 0 | 0 | 0 | 0
F9_Industrial_Agriculture_New_Process_Natural Gas_Process - Insulate Heated Process Fluids_A_Achievable Technical Potential | F9 | Industrial | Agriculture | New | Process | Natural Gas | Process - Insulate Heated Process Fluids | A | Incremental Winter Peak Savings (MW) | Achievable Technical Potential | 0 | 0 | 0 | 0 | 0 | 0 | 0 | 0 | 0 | 0 | 0 | 0 | 0 | 0 | 0 | 0 | 0 | 0 | 0 | 0 | 0 | 0 | 0 | 0 | 0 | 0 | 0 | 0 | 0 | 0 | 0
F10_Industrial_Agriculture_New_Process_Natural Gas_Process - Insulate Heated Process Fluids_A_Achievable Technical Potential | F10 | Industrial | Agriculture | New | Process | Natural Gas | Process - Insulate Heated Process Fluids | A | Cumulative Energy Savings (MWh or mTherms) | Achievable Technical Potential | 0 | 0 | 0 | 0 | 0 | 0.093765 | 0.20485 | 0.33325 | 0.47886 | 0.64168 | 0.80373 | 0.94563 | 1.0689 | 1.1753 | 1.2666 | 1.3446 | 1.4109 | 1.467 | 1.5144 | 1.5543 | 1.5878 | 1.5881 | 1.5882 | 1.5882 | 1.5882 | 1.5882 | 1.5882 | 1.5882 | 1.5882 | 1.5882 | 1.5882
F11_Industrial_Agriculture_New_Process_Natural Gas_Process - Insulate Heated Process Fluids_A_Achievable Technical Potential | F11 | Industrial | Agriculture | New | Process | Natural Gas | Process - Insulate Heated Process Fluids | A | Cumulative Summer Peak Savings (MW) | Achievable Technical Potential | 0 | 0 | 0 | 0 | 0 | 0 | 0 | 0 | 0 | 0 | 0 | 0 | 0 | 0 | 0 | 0 | 0 | 0 | 0 | 0 | 0 | 0 | 0 | 0 | 0 | 0 | 0 | 0 | 0 | 0 | 0
F12_Industrial_Agriculture_New_Process_Natural Gas_Process - Insulate Heated Process Fluids_A_Achievable Technical Potential | F12 | Industrial | Agriculture | New | Process | Natural Gas | Process - Insulate Heated Process Fluids | A | Cumulative Winter Peak Savings (MW) | Achievable Technical Potential | 0 | 0 | 0 | 0 | 0 | 0 | 0 | 0 | 0 | 0 | 0 | 0 | 0 | 0 | 0 | 0 | 0 | 0 | 0 | 0 | 0 | 0 | 0 | 0 | 0 | 0 | 0 | 0 | 0 | 0 | 0
F13_Industrial_Agriculture_New_Process_Natural Gas_Process - Insulate Heated Process Fluids_A_Achievable Technical Potential | F13 | Industrial | Agriculture | New | Process | Natural Gas | Process - Insulate Heated Process Fluids | A | Purchases (Incremental) | Achievable Technical Potential | 0 | 0 | 0 | 0 | 0 | 6.8898 | 8.1626 | 9.4346 | 10.6991 | 11.9644 | 11.9076 | 10.4262 | 9.0591 | 7.8206 | 6.7079 | 5.7288 | 4.8703 | 4.126 | 3.4837 | 2.932 | 2.4618 | 0.01758 | 0.0065594 | 0.0023315 | 0.00079126 | 6.8898 | 8.1626 | 9.4346 | 10.6991 | 11.9644 | 11.9076
F14_Industrial_Agriculture_New_Process_Natural Gas_Process - Insulate Heated Process Fluids_A_Achievable Technical Potential | F14 | Industrial | Agriculture | New | Process | Natural Gas | Process - Insulate Heated Process Fluids | A | Purchases (Cumulative) | Achievable Technical Potential | 0 | 0 | 0 | 0 | 0 | 6.8898 | 15.0524 | 24.487 | 35.1861 | 47.1505 | 59.0581 | 69.4843 | 78.5434 | 86.364 | 93.0719 | 98.8007 | 103.6709 | 107.797 | 111.2807 | 114.2128 | 116.6746 | 116.6921 | 116.6987 | 116.701 | 116.7018 | 116.7018 | 116.7018 | 116.7018 | 116.7018 | 116.7018 | 116.7018
F1_Industrial_Agriculture_New_Process_Natural Gas_Process Heat Recovery_A_Achievable Technical Potential | F1 | Industrial | Agriculture | New | Process | Natural Gas | Process Heat Recovery | A | Original Unit Energy Savings (kWh or therms) | Achievable Technical Potential | 0 | 0 | 0 | 0 | 0 | 0.13629 | 0.13629 | 0.13629 | 0.13629 | 0.13629 | 0.13629 | 0.13629 | 0.13629 | 0.13629 | 0.13629 | 0.13629 | 0.13629 | 0.13629 | 0.13629 | 0.13629 | 0.13629 | 0.13629 | 0.13629 | 0.13629 | 0.13629 | 0.13629 | 0.13629 | 0.13629 | 0 | 0 | 0
F2_Industrial_Agriculture_New_Process_Natural Gas_Process Heat Recovery_A_Achievable Technical Potential | F2 | Industrial | Agriculture | New | Process | Natural Gas | Process Heat Recovery | A | Original Unit Summer Peak Savings (kW) | Achievable Technical Potential | 0 | 0 | 0 | 0 | 0 | 0 | 0 | 0 | 0 | 0 | 0 | 0 | 0 | 0 | 0 | 0 | 0 | 0 | 0 | 0 | 0 | 0 | 0 | 0 | 0 | 0 | 0 | 0 | 0 | 0 | 0
F3_Industrial_Agriculture_New_Process_Natural Gas_Process Heat Recovery_A_Achievable Technical Potential | F3 | Industrial | Agriculture | New | Process | Natural Gas | Process Heat Recovery | A | Original Unit Winter Peak Savings (kW) | Achievable Technical Potential | 0 | 0 | 0 | 0 | 0 | 0 | 0 | 0 | 0 | 0 | 0 | 0 | 0 | 0 | 0 | 0 | 0 | 0 | 0 | 0 | 0 | 0 | 0 | 0 | 0 | 0 | 0 | 0 | 0 | 0 | 0
F4_Industrial_Agriculture_New_Process_Natural Gas_Process Heat Recovery_A_Achievable Technical Potential | F4 | Industrial | Agriculture | New | Process | Natural Gas | Process Heat Recovery | A | Standalone Impact on Baseline Energy (%) | Achievable Technical Potential | 0% | 0% | 0% | 0% | 0% | 0.01743% | 0.03215% | 0.04524% | 0.05733% | 0.0687% | 0.07781% | 0.08364% | 0.08705% | 0.0887% | 0.08916% | 0.08866% | 0.08754% | 0.08596% | 0.08408% | 0.08202% | 0.07815% | 0.07464% | 0.07145% | 0.06853% | 0.00065845 | 0.00063371 | 0.00061083 | 0.00058959 | 0 | 0 | 0
F5_Industrial_Agriculture_New_Process_Natural Gas_Process Heat Recovery_A_Achievable Technical Potential | F5 | Industrial | Agriculture | New | Process | Natural Gas | Process Heat Recovery | A | Standalone Impact on Baseline Summer Peak (%) | Achievable Technical Potential | 0% | 0% | 0% | 0% | 0% | 0% | 0% | 0% | 0% | 0% | 0% | 0% | 0% | 0% | 0% | 0% | 0% | 0% | 0% | 0% | 0% | 0% | 0% | 0% | 0 | 0 | 0 | 0 | 0 | 0 | 0
F6_Industrial_Agriculture_New_Process_Natural Gas_Process Heat Recovery_A_Achievable Technical Potential | F6 | Industrial | Agriculture | New | Process | Natural Gas | Process Heat Recovery | A | Standalone Impact on Baseline Winter Peak (%) | Achievable Technical Potential | 0% | 0% | 0% | 0% | 0% | 0% | 0% | 0% | 0% | 0% | 0% | 0% | 0% | 0% | 0% | 0% | 0% | 0% | 0% | 0% | 0% | 0% | 0% | 0% | 0 | 0 | 0 | 0 | 0 | 0 | 0
F7_Industrial_Agriculture_New_Process_Natural Gas_Process Heat Recovery_A_Achievable Technical Potential | F7 | Industrial | Agriculture | New | Process | Natural Gas | Process Heat Recovery | A | Incremental Energy Savings (MWh or mTherms) | Achievable Technical Potential | 0 | 0 | 0 | 0 | 0 | 0.033806 | 0.04005 | 0.046292 | 0.052496 | 0.058704 | 0.058426 | 0.051157 | 0.044449 | 0.038373 | 0.032913 | 0.028109 | 0.023896 | 0.020245 | 0.017093 | 0.014386 | 0.033806 | 0.04005 | 0.046292 | 0.052496 | 0.058704 | 0.058426 | 0.051157 | 0.044449 | 0 | 0 | 0
F8_Industrial_Agriculture_New_Process_Natural Gas_Process Heat Recovery_A_Achievable Technical Potential | F8 | Industrial | Agriculture | New | Process | Natural Gas | Process Heat Recovery | A | Incremental Summer Peak Savings (MW) | Achievable Technical Potential | 0 | 0 | 0 | 0 | 0 | 0 | 0 | 0 | 0 | 0 | 0 | 0 | 0 | 0 | 0 | 0 | 0 | 0 | 0 | 0 | 0 | 0 | 0 | 0 | 0 | 0 | 0 | 0 | 0 | 0 | 0
F9_Industrial_Agriculture_New_Process_Natural Gas_Process Heat Recovery_A_Achievable Technical Potential | F9 | Industrial | Agriculture | New | Process | Natural Gas | Process Heat Recovery | A | Incremental Winter Peak Savings (MW) | Achievable Technical Potential | 0 | 0 | 0 | 0 | 0 | 0 | 0 | 0 | 0 | 0 | 0 | 0 | 0 | 0 | 0 | 0 | 0 | 0 | 0 | 0 | 0 | 0 | 0 | 0 | 0 | 0 | 0 | 0 | 0 | 0 | 0
F10_Industrial_Agriculture_New_Process_Natural Gas_Process Heat Recovery_A_Achievable Technical Potential | F10 | Industrial | Agriculture | New | Process | Natural Gas | Process Heat Recovery | A | Cumulative Energy Savings (MWh or mTherms) | Achievable Technical Potential | 0 | 0 | 0 | 0 | 0 | 0.033806 | 0.073856 | 0.12015 | 0.17264 | 0.23135 | 0.28977 | 0.34093 | 0.38538 | 0.42375 | 0.45667 | 0.48478 | 0.50867 | 0.52892 | 0.54601 | 0.5604 | 0.5604 | 0.5604 | 0.5604 | 0.5604 | 0.5604 | 0.5604 | 0.5604 | 0.5604 | 0 | 0 | 0
F11_Industrial_Agriculture_New_Process_Natural Gas_Process Heat Recovery_A_Achievable Technical Potential | F11 | Industrial | Agriculture | New | Process | Natural Gas | Process Heat Recovery | A | Cumulative Summer Peak Savings (MW) | Achievable Technical Potential | 0 | 0 | 0 | 0 | 0 | 0 | 0 | 0 | 0 | 0 | 0 | 0 | 0 | 0 | 0 | 0 | 0 | 0 | 0 | 0 | 0 | 0 | 0 | 0 | 0 | 0 | 0 | 0 | 0 | 0 | 0
F12_Industrial_Agriculture_New_Process_Natural Gas_Process Heat Recovery_A_Achievable Technical Potential | F12 | Industrial | Agriculture | New | Process | Natural Gas | Process Heat Recovery | A | Cumulative Winter Peak Savings (MW) | Achievable Technical Potential | 0 | 0 | 0 | 0 | 0 | 0 | 0 | 0 | 0 | 0 | 0 | 0 | 0 | 0 | 0 | 0 | 0 | 0 | 0 | 0 | 0 | 0 | 0 | 0 | 0 | 0 | 0 | 0 | 0 | 0 | 0
F13_Industrial_Agriculture_New_Process_Natural Gas_Process Heat Recovery_A_Achievable Technical Potential | F13 | Industrial | Agriculture | New | Process | Natural Gas | Process Heat Recovery | A | Purchases (Incremental) | Achievable Technical Potential | 0 | 0 | 0 | 0 | 0 | 248.0338 | 293.8524 | 339.6458 | 385.1692 | 430.7171 | 428.6725 | 375.3429 | 326.1273 | 281.5423 | 241.484 | 206.237 | 175.3298 | 148.5371 | 125.415 | 105.5532 | 248.0338 | 293.8524 | 339.6458 | 385.1692 | 430.7171 | 428.6725 | 375.3429 | 326.1273 | 281.5423 | 241.484 | 206.237
F14_Industrial_Agriculture_New_Process_Natural Gas_Process Heat Recovery_A_Achievable Technical Potential | F14 | Industrial | Agriculture | New | Process | Natural Gas | Process Heat Recovery | A | Purchases (Cumulative) | Achievable Technical Potential | 0 | 0 | 0 | 0 | 0 | 248.0338 | 541.8862 | 881.532 | 1266.7011 | 1697.4183 | 2126.0908 | 2501.4337 | 2827.561 | 3109.1033 | 3350.5873 | 3556.8243 | 3732.1541 | 3880.6912 | 4006.1062 | 4111.6594 | 4111.6594 | 4111.6594 | 4111.6594 | 4111.6594 | 4111.6594 | 4111.6594 | 4111.6594 | 4111.6594 | 4111.6594 | 4111.6594 | 4111.6594
F1_Industrial_Agriculture_New_Space Heating_Natural Gas_Building Automation System_A_Achievable Technical Potential | F1 | Industrial | Agriculture | New | Space Heating | Natural Gas | Building Automation System | A | Original Unit Energy Savings (kWh or therms) | Achievable Technical Potential | 0 | 0 | 0 | 0 | 0 | 0.014581 | 0.014392 | 0.014255 | 0.014151 | 0.014068 | 0.014002 | 0.013924 | 0.013842 | 0.013762 | 0.013684 | 0.013622 | 0.013574 | 0.013536 | 0.013475 | 0.01343 | 0.013398 | 0.013373 | 0.013373 | 0.013373 | 0.013373 | 0.013373 | 0.013373 | 0.013373 | 0 | 0 | 0
F2_Industrial_Agriculture_New_Space Heating_Natural Gas_Building Automation System_A_Achievable Technical Potential | F2 | Industrial | Agriculture | New | Space Heating | Natural Gas | Building Automation System | A | Original Unit Summer Peak Savings (kW) | Achievable Technical Potential | 0 | 0 | 0 | 0 | 0 | 0 | 0 | 0 | 0 | 0 | 0 | 0 | 0 | 0 | 0 | 0 | 0 | 0 | 0 | 0 | 0 | 0 | 0 | 0 | 0 | 0 | 0 | 0 | 0 | 0 | 0
F3_Industrial_Agriculture_New_Space Heating_Natural Gas_Building Automation System_A_Achievable Technical Potential | F3 | Industrial | Agriculture | New | Space Heating | Natural Gas | Building Automation System | A | Original Unit Winter Peak Savings (kW) | Achievable Technical Potential | 0 | 0 | 0 | 0 | 0 | 0 | 0 | 0 | 0 | 0 | 0 | 0 | 0 | 0 | 0 | 0 | 0 | 0 | 0 | 0 | 0 | 0 | 0 | 0 | 0 | 0 | 0 | 0 | 0 | 0 | 0
F4_Industrial_Agriculture_New_Space Heating_Natural Gas_Building Automation System_A_Achievable Technical Potential | F4 | Industrial | Agriculture | New | Space Heating | Natural Gas | Building Automation System | A | Standalone Impact on Baseline Energy (%) | Achievable Technical Potential | 0% | 0% | 0% | 0% | 0% | 0.01082% | 0.03075% | 0.06499% | 0.1198% | 0.2019% | 0.3183% | 0.4755% | 0.6772% | 0.9236% | 1.211% | 1.526% | 1.852% | 2.168% | 2.448% | 2.674% | 2.832% | 2.917% | 2.931% | 2.885% | 0.027982 | 0.026931 | 0.025958 | 0.025056 | 0 | 0 | 0
F5_Industrial_Agriculture_New_Space Heating_Natural Gas_Building Automation System_A_Achievable Technical Potential | F5 | Industrial | Agriculture | New | Space Heating | Natural Gas | Building Automation System | A | Standalone Impact on Baseline Summer Peak (%) | Achievable Technical Potential | 0% | 0% | 0% | 0% | 0% | 0% | 0% | 0% | 0% | 0% | 0% | 0% | 0% | 0% | 0% | 0% | 0% | 0% | 0% | 0% | 0% | 0% | 0% | 0% | 0 | 0 | 0 | 0 | 0 | 0 | 0
F6_Industrial_Agriculture_New_Space Heating_Natural Gas_Building Automation System_A_Achievable Technical Potential | F6 | Industrial | Agriculture | New | Space Heating | Natural Gas | Building Automation System | A | Standalone Impact on Baseline Winter Peak (%) | Achievable Technical Potential | 0% | 0% | 0% | 0% | 0% | 0% | 0% | 0% | 0% | 0% | 0% | 0% | 0% | 0% | 0% | 0% | 0% | 0% | 0% | 0% | 0% | 0% | 0% | 0% | 0 | 0 | 0 | 0 | 0 | 0 | 0
F7_Industrial_Agriculture_New_Space Heating_Natural Gas_Building Automation System_A_Achievable Technical Potential | F7 | Industrial | Agriculture | New | Space Heating | Natural Gas | Building Automation System | A | Incremental Energy Savings (MWh or mTherms) | Achievable Technical Potential | 0 | 0 | 0 | 0 | 0 | 0.001026 | 0.0023984 | 0.0048751 | 0.0089271 | 0.015064 | 0.023746 | 0.035157 | 0.049209 | 0.065295 | 0.082086 | 0.097876 | 0.11026 | 0.11691 | 0.1158 | 0.10676 | 0.092435 | 0.073868 | 0.053426 | 0.035588 | 0.024156 | 0.022679 | 0.033765 | 0.04754 | 0 | 0 | 0
F8_Industrial_Agriculture_New_Space Heating_Natural Gas_Building Automation System_A_Achievable Technical Potential | F8 | Industrial | Agriculture | New | Space Heating | Natural Gas | Building Automation System | A | Incremental Summer Peak Savings (MW) | Achievable Technical Potential | 0 | 0 | 0 | 0 | 0 | 0 | 0 | 0 | 0 | 0 | 0 | 0 | 0 | 0 | 0 | 0 | 0 | 0 | 0 | 0 | 0 | 0 | 0 | 0 | 0 | 0 | 0 | 0 | 0 | 0 | 0
F9_Industrial_Agriculture_New_Space Heating_Natural Gas_Building Automation System_A_Achievable Technical Potential | F9 | Industrial | Agriculture | New | Space Heating | Natural Gas | Building Automation System | A | Incremental Winter Peak Savings (MW) | Achievable Technical Potential | 0 | 0 | 0 | 0 | 0 | 0 | 0 | 0 | 0 | 0 | 0 | 0 | 0 | 0 | 0 | 0 | 0 | 0 | 0 | 0 | 0 | 0 | 0 | 0 | 0 | 0 | 0 | 0 | 0 | 0 | 0
F10_Industrial_Agriculture_New_Space Heating_Natural Gas_Building Automation System_A_Achievable Technical Potential | F10 | Industrial | Agriculture | New | Space Heating | Natural Gas | Building Automation System | A | Cumulative Energy Savings (MWh or mTherms) | Achievable Technical Potential | 0 | 0 | 0 | 0 | 0 | 0.001026 | 0.0034112 | 0.0082537 | 0.01712 | 0.032085 | 0.055679 | 0.090526 | 0.1392 | 0.20369 | 0.28462 | 0.38122 | 0.49013 | 0.60566 | 0.71873 | 0.82311 | 0.91262 | 0.98254 | 1.0314 | 1.0585 | 1.0684 | 1.0684 | 1.0684 | 1.0684 | 0 | 0 | 0
F11_Industrial_Agriculture_New_Space Heating_Natural Gas_Building Automation System_A_Achievable Technical Potential | F11 | Industrial | Agriculture | New | Space Heating | Natural Gas | Building Automation System | A | Cumulative Summer Peak Savings (MW) | Achievable Technical Potential | 0 | 0 | 0 | 0 | 0 | 0 | 0 | 0 | 0 | 0 | 0 | 0 | 0 | 0 | 0 | 0 | 0 | 0 | 0 | 0 | 0 | 0 | 0 | 0 | 0 | 0 | 0 | 0 | 0 | 0 | 0
F12_Industrial_Agriculture_New_Space Heating_Natural Gas_Building Automation System_A_Achievable Technical Potential | F12 | Industrial | Agriculture | New | Space Heating | Natural Gas | Building Automation System | A | Cumulative Winter Peak Savings (MW) | Achievable Technical Potential | 0 | 0 | 0 | 0 | 0 | 0 | 0 | 0 | 0 | 0 | 0 | 0 | 0 | 0 | 0 | 0 | 0 | 0 | 0 | 0 | 0 | 0 | 0 | 0 | 0 | 0 | 0 | 0 | 0 | 0 | 0
F13_Industrial_Agriculture_New_Space Heating_Natural Gas_Building Automation System_A_Achievable Technical Potential | F13 | Industrial | Agriculture | New | Space Heating | Natural Gas | Building Automation System | A | Purchases (Incremental) | Achievable Technical Potential | 0 | 0 | 0 | 0 | 0 | 70.3675 | 166.6437 | 341.9934 | 630.861 | 1070.7946 | 1695.9183 | 2524.8994 | 3554.9963 | 4744.7662 | 5998.8888 | 7184.9979 | 8122.5183 | 8637.5243 | 8593.5546 | 7948.8508 | 6899.1643 | 5523.754 | 3995.1085 | 2661.2639 | 1806.3441 | 1695.9183 | 2524.8994 | 3554.9963 | 4744.7662 | 5998.8888 | 7184.9979
F14_Industrial_Agriculture_New_Space Heating_Natural Gas_Building Automation System_A_Achievable Technical Potential | F14 | Industrial | Agriculture | New | Space Heating | Natural Gas | Building Automation System | A | Purchases (Cumulative) | Achievable Technical Potential | 0 | 0 | 0 | 0 | 0 | 70.3675 | 237.0112 | 579.0047 | 1209.8657 | 2280.6602 | 3976.5786 | 6501.478 | 10056.4743 | 14801.2405 | 20800.1293 | 27985.1272 | 36107.6455 | 44745.1698 | 53338.7244 | 61287.5752 | 68116.3721 | 73473.4824 | 77126.5974 | 79157.0003 | 79892.5499 | 79892.5499 | 79892.5499 | 79892.5499 | 79892.5499 | 79892.5499 | 79892.5499
F1_Industrial_Agriculture_New_Space Heating_Natural Gas_Steam System Efficiency Improvements_A_Achievable Technical Potential | F1 | Industrial | Agriculture | New | Space Heating | Natural Gas | Steam System Efficiency Improvements | A | Original Unit Energy Savings (kWh or therms) | Achievable Technical Potential | 0 | 0 | 0 | 0 | 0 | 0 | 0 | 0 | 0 | 0 | 0 | 0 | 0 | 0 | 0 | 0 | 0 | 0 | 0 | 0 | 0 | 0 | 0 | 0 | 0 | 0 | 0 | 0 | 0 | 0 | 0
F2_Industrial_Agriculture_New_Space Heating_Natural Gas_Steam System Efficiency Improvements_A_Achievable Technical Potential | F2 | Industrial | Agriculture | New | Space Heating | Natural Gas | Steam System Efficiency Improvements | A | Original Unit Summer Peak Savings (kW) | Achievable Technical Potential | 0 | 0 | 0 | 0 | 0 | 0 | 0 | 0 | 0 | 0 | 0 | 0 | 0 | 0 | 0 | 0 | 0 | 0 | 0 | 0 | 0 | 0 | 0 | 0 | 0 | 0 | 0 | 0 | 0 | 0 | 0
F3_Industrial_Agriculture_New_Space Heating_Natural Gas_Steam System Efficiency Improvements_A_Achievable Technical Potential | F3 | Industrial | Agriculture | New | Space Heating | Natural Gas | Steam System Efficiency Improvements | A | Original Unit Winter Peak Savings (kW) | Achievable Technical Potential | 0 | 0 | 0 | 0 | 0 | 0 | 0 | 0 | 0 | 0 | 0 | 0 | 0 | 0 | 0 | 0 | 0 | 0 | 0 | 0 | 0 | 0 | 0 | 0 | 0 | 0 | 0 | 0 | 0 | 0 | 0
F4_Industrial_Agriculture_New_Space Heating_Natural Gas_Steam System Efficiency Improvements_A_Achievable Technical Potential | F4 | Industrial | Agriculture | New | Space Heating | Natural Gas | Steam System Efficiency Improvements | A | Standalone Impact on Baseline Energy (%) | Achievable Technical Potential | 0% | 0% | 0% | 0% | 0% | 0% | 0% | 0% | 0% | 0% | 0% | 0% | 0% | 0% | 0% | 0% | 0% | 0% | 0% | 0% | 0% | 0% | 0% | 0% | 0 | 0 | 0 | 0 | 0 | 0 | 0
F5_Industrial_Agriculture_New_Space Heating_Natural Gas_Steam System Efficiency Improvements_A_Achievable Technical Potential | F5 | Industrial | Agriculture | New | Space Heating | Natural Gas | Steam System Efficiency Improvements | A | Standalone Impact on Baseline Summer Peak (%) | Achievable Technical Potential | 0% | 0% | 0% | 0% | 0% | 0% | 0% | 0% | 0% | 0% | 0% | 0% | 0% | 0% | 0% | 0% | 0% | 0% | 0% | 0% | 0% | 0% | 0% | 0% | 0 | 0 | 0 | 0 | 0 | 0 | 0
F6_Industrial_Agriculture_New_Space Heating_Natural Gas_Steam System Efficiency Improvements_A_Achievable Technical Potential | F6 | Industrial | Agriculture | New | Space Heating | Natural Gas | Steam System Efficiency Improvements | A | Standalone Impact on Baseline Winter Peak (%) | Achievable Technical Potential | 0% | 0% | 0% | 0% | 0% | 0% | 0% | 0% | 0% | 0% | 0% | 0% | 0% | 0% | 0% | 0% | 0% | 0% | 0% | 0% | 0% | 0% | 0% | 0% | 0 | 0 | 0 | 0 | 0 | 0 | 0
F7_Industrial_Agriculture_New_Space Heating_Natural Gas_Steam System Efficiency Improvements_A_Achievable Technical Potential | F7 | Industrial | Agriculture | New | Space Heating | Natural Gas | Steam System Efficiency Improvements | A | Incremental Energy Savings (MWh or mTherms) | Achievable Technical Potential | 0 | 0 | 0 | 0 | 0 | 0 | 0 | 0 | 0 | 0 | 0 | 0 | 0 | 0 | 0 | 0 | 0 | 0 | 0 | 0 | 0 | 0 | 0 | 0 | 0 | 0 | 0 | 0 | 0 | 0 | 0
F8_Industrial_Agriculture_New_Space Heating_Natural Gas_Steam System Efficiency Improvements_A_Achievable Technical Potential | F8 | Industrial | Agriculture | New | Space Heating | Natural Gas | Steam System Efficiency Improvements | A | Incremental Summer Peak Savings (MW) | Achievable Technical Potential | 0 | 0 | 0 | 0 | 0 | 0 | 0 | 0 | 0 | 0 | 0 | 0 | 0 | 0 | 0 | 0 | 0 | 0 | 0 | 0 | 0 | 0 | 0 | 0 | 0 | 0 | 0 | 0 | 0 | 0 | 0
F9_Industrial_Agriculture_New_Space Heating_Natural Gas_Steam System Efficiency Improvements_A_Achievable Technical Potential | F9 | Industrial | Agriculture | New | Space Heating | Natural Gas | Steam System Efficiency Improvements | A | Incremental Winter Peak Savings (MW) | Achievable Technical Potential | 0 | 0 | 0 | 0 | 0 | 0 | 0 | 0 | 0 | 0 | 0 | 0 | 0 | 0 | 0 | 0 | 0 | 0 | 0 | 0 | 0 | 0 | 0 | 0 | 0 | 0 | 0 | 0 | 0 | 0 | 0
F10_Industrial_Agriculture_New_Space Heating_Natural Gas_Steam System Efficiency Improvements_A_Achievable Technical Potential | F10 | Industrial | Agriculture | New | Space Heating | Natural Gas | Steam System Efficiency Improvements | A | Cumulative Energy Savings (MWh or mTherms) | Achievable Technical Potential | 0 | 0 | 0 | 0 | 0 | 0 | 0 | 0 | 0 | 0 | 0 | 0 | 0 | 0 | 0 | 0 | 0 | 0 | 0 | 0 | 0 | 0 | 0 | 0 | 0 | 0 | 0 | 0 | 0 | 0 | 0
F11_Industrial_Agriculture_New_Space Heating_Natural Gas_Steam System Efficiency Improvements_A_Achievable Technical Potential | F11 | Industrial | Agriculture | New | Space Heating | Natural Gas | Steam System Efficiency Improvements | A | Cumulative Summer Peak Savings (MW) | Achievable Technical Potential | 0 | 0 | 0 | 0 | 0 | 0 | 0 | 0 | 0 | 0 | 0 | 0 | 0 | 0 | 0 | 0 | 0 | 0 | 0 | 0 | 0 | 0 | 0 | 0 | 0 | 0 | 0 | 0 | 0 | 0 | 0
F12_Industrial_Agriculture_New_Space Heating_Natural Gas_Steam System Efficiency Improvements_A_Achievable Technical Potential | F12 | Industrial | Agriculture | New | Space Heating | Natural Gas | Steam System Efficiency Improvements | A | Cumulative Winter Peak Savings (MW) | Achievable Technical Potential | 0 | 0 | 0 | 0 | 0 | 0 | 0 | 0 | 0 | 0 | 0 | 0 | 0 | 0 | 0 | 0 | 0 | 0 | 0 | 0 | 0 | 0 | 0 | 0 | 0 | 0 | 0 | 0 | 0 | 0 | 0
F13_Industrial_Agriculture_New_Space Heating_Natural Gas_Steam System Efficiency Improvements_A_Achievable Technical Potential | F13 | Industrial | Agriculture | New | Space Heating | Natural Gas | Steam System Efficiency Improvements | A | Purchases (Incremental) | Achievable Technical Potential | 0 | 0 | 0 | 0 | 0 | 0 | 0 | 0 | 0 | 0 | 0 | 0 | 0 | 0 | 0 | 0 | 0 | 0 | 0 | 0 | 0 | 0 | 0 | 0 | 0 | 0 | 0 | 0 | 0 | 0 | 0
F14_Industrial_Agriculture_New_Space Heating_Natural Gas_Steam System Efficiency Improvements_A_Achievable Technical Potential | F14 | Industrial | Agriculture | New | Space Heating | Natural Gas | Steam System Efficiency Improvements | A | Purchases (Cumulative) | Achievable Technical Potential | 0 | 0 | 0 | 0 | 0 | 0 | 0 | 0 | 0 | 0 | 0 | 0 | 0 | 0 | 0 | 0 | 0 | 0 | 0 | 0 | 0 | 0 | 0 | 0 | 0 | 0 | 0 | 0 | 0 | 0 | 0
F1_Industrial_Agriculture_New_Process_Natural Gas_Steam System Efficiency Improvements_A_Achievable Technical Potential | F1 | Industrial | Agriculture | New | Process | Natural Gas | Steam System Efficiency Improvements | A | Original Unit Energy Savings (kWh or therms) | Achievable Technical Potential | 0 | 0 | 0 | 0 | 0 | 0.18594 | 0.18594 | 0.18594 | 0.18594 | 0.18594 | 0.18594 | 0.18594 | 0.18594 | 0.18594 | 0.18594 | 0.18594 | 0.18594 | 0.18594 | 0.18594 | 0.18594 | 0.18594 | 0.18594 | 0.18594 | 0.18594 | 0.18594 | 0.18594 | 0.18594 | 0.18594 | 0.18594 | 0.18594 | 0.18594
F2_Industrial_Agriculture_New_Process_Natural Gas_Steam System Efficiency Improvements_A_Achievable Technical Potential | F2 | Industrial | Agriculture | New | Process | Natural Gas | Steam System Efficiency Improvements | A | Original Unit Summer Peak Savings (kW) | Achievable Technical Potential | 0 | 0 | 0 | 0 | 0 | 0 | 0 | 0 | 0 | 0 | 0 | 0 | 0 | 0 | 0 | 0 | 0 | 0 | 0 | 0 | 0 | 0 | 0 | 0 | 0 | 0 | 0 | 0 | 0 | 0 | 0
F3_Industrial_Agriculture_New_Process_Natural Gas_Steam System Efficiency Improvements_A_Achievable Technical Potential | F3 | Industrial | Agriculture | New | Process | Natural Gas | Steam System Efficiency Improvements | A | Original Unit Winter Peak Savings (kW) | Achievable Technical Potential | 0 | 0 | 0 | 0 | 0 | 0 | 0 | 0 | 0 | 0 | 0 | 0 | 0 | 0 | 0 | 0 | 0 | 0 | 0 | 0 | 0 | 0 | 0 | 0 | 0 | 0 | 0 | 0 | 0 | 0 | 0
F4_Industrial_Agriculture_New_Process_Natural Gas_Steam System Efficiency Improvements_A_Achievable Technical Potential | F4 | Industrial | Agriculture | New | Process | Natural Gas | Steam System Efficiency Improvements | A | Standalone Impact on Baseline Energy (%) | Achievable Technical Potential | 0% | 0% | 0% | 0% | 0% | 9.293e-05% | 0.0002642% | 0.0005584% | 0.001029% | 0.001734% | 0.002686% | 0.003936% | 0.005483% | 0.007287% | 0.009261% | 0.01125% | 0.01305% | 0.01444% | 0.0152% | 0.01518% | 0.01446% | 0.01381% | 0.01322% | 0.01268% | 0.00012184 | 0.00011726 | 0.00011303 | 0.0001091 | 0 | 0 | 0
F5_Industrial_Agriculture_New_Process_Natural Gas_Steam System Efficiency Improvements_A_Achievable Technical Potential | F5 | Industrial | Agriculture | New | Process | Natural Gas | Steam System Efficiency Improvements | A | Standalone Impact on Baseline Summer Peak (%) | Achievable Technical Potential | 0% | 0% | 0% | 0% | 0% | 0% | 0% | 0% | 0% | 0% | 0% | 0% | 0% | 0% | 0% | 0% | 0% | 0% | 0% | 0% | 0% | 0% | 0% | 0% | 0 | 0 | 0 | 0 | 0 | 0 | 0
F6_Industrial_Agriculture_New_Process_Natural Gas_Steam System Efficiency Improvements_A_Achievable Technical Potential | F6 | Industrial | Agriculture | New | Process | Natural Gas | Steam System Efficiency Improvements | A | Standalone Impact on Baseline Winter Peak (%) | Achievable Technical Potential | 0% | 0% | 0% | 0% | 0% | 0% | 0% | 0% | 0% | 0% | 0% | 0% | 0% | 0% | 0% | 0% | 0% | 0% | 0% | 0% | 0% | 0% | 0% | 0% | 0 | 0 | 0 | 0 | 0 | 0 | 0
F7_Industrial_Agriculture_New_Process_Natural Gas_Steam System Efficiency Improvements_A_Achievable Technical Potential | F7 | Industrial | Agriculture | New | Process | Natural Gas | Steam System Efficiency Improvements | A | Incremental Energy Savings (MWh or mTherms) | Achievable Technical Potential | 0 | 0 | 0 | 0 | 0 | 0.00018022 | 0.0004268 | 0.0008759 | 0.0016157 | 0.0027425 | 0.0043435 | 0.0064667 | 0.0091049 | 0.012152 | 0.015364 | 0.018402 | 0.020803 | 0.022122 | 0.02201 | 0.020358 | 0.018402 | 0.020803 | 0.022122 | 0.02201 | 0.020358 | 0.018402 | 0.020803 | 0.022122 | 0.02201 | 0.020358 | 0.018402
F8_Industrial_Agriculture_New_Process_Natural Gas_Steam System Efficiency Improvements_A_Achievable Technical Potential | F8 | Industrial | Agriculture | New | Process | Natural Gas | Steam System Efficiency Improvements | A | Incremental Summer Peak Savings (MW) | Achievable Technical Potential | 0 | 0 | 0 | 0 | 0 | 0 | 0 | 0 | 0 | 0 | 0 | 0 | 0 | 0 | 0 | 0 | 0 | 0 | 0 | 0 | 0 | 0 | 0 | 0 | 0 | 0 | 0 | 0 | 0 | 0 | 0
F9_Industrial_Agriculture_New_Process_Natural Gas_Steam System Efficiency Improvements_A_Achievable Technical Potential | F9 | Industrial | Agriculture | New | Process | Natural Gas | Steam System Efficiency Improvements | A | Incremental Winter Peak Savings (MW) | Achievable Technical Potential | 0 | 0 | 0 | 0 | 0 | 0 | 0 | 0 | 0 | 0 | 0 | 0 | 0 | 0 | 0 | 0 | 0 | 0 | 0 | 0 | 0 | 0 | 0 | 0 | 0 | 0 | 0 | 0 | 0 | 0 | 0
F10_Industrial_Agriculture_New_Process_Natural Gas_Steam System Efficiency Improvements_A_Achievable Technical Potential | F10 | Industrial | Agriculture | New | Process | Natural Gas | Steam System Efficiency Improvements | A | Cumulative Energy Savings (MWh or mTherms) | Achievable Technical Potential | 0 | 0 | 0 | 0 | 0 | 0.00018022 | 0.00060702 | 0.0014829 | 0.0030987 | 0.0058411 | 0.010004 | 0.016044 | 0.024273 | 0.03481 | 0.047431 | 0.06149 | 0.075826 | 0.088843 | 0.098701 | 0.1037 | 0.1037 | 0.1037 | 0.1037 | 0.1037 | 0.1037 | 0.1037 | 0.1037 | 0.1037 | 0.1037 | 0.1037 | 0.1037
F11_Industrial_Agriculture_New_Process_Natural Gas_Steam System Efficiency Improvements_A_Achievable Technical Potential | F11 | Industrial | Agriculture | New | Process | Natural Gas | Steam System Efficiency Improvements | A | Cumulative Summer Peak Savings (MW) | Achievable Technical Potential | 0 | 0 | 0 | 0 | 0 | 0 | 0 | 0 | 0 | 0 | 0 | 0 | 0 | 0 | 0 | 0 | 0 | 0 | 0 | 0 | 0 | 0 | 0 | 0 | 0 | 0 | 0 | 0 | 0 | 0 | 0
F12_Industrial_Agriculture_New_Process_Natural Gas_Steam System Efficiency Improvements_A_Achievable Technical Potential | F12 | Industrial | Agriculture | New | Process | Natural Gas | Steam System Efficiency Improvements | A | Cumulative Winter Peak Savings (MW) | Achievable Technical Potential | 0 | 0 | 0 | 0 | 0 | 0 | 0 | 0 | 0 | 0 | 0 | 0 | 0 | 0 | 0 | 0 | 0 | 0 | 0 | 0 | 0 | 0 | 0 | 0 | 0 | 0 | 0 | 0 | 0 | 0 | 0
F13_Industrial_Agriculture_New_Process_Natural Gas_Steam System Efficiency Improvements_A_Achievable Technical Potential | F13 | Industrial | Agriculture | New | Process | Natural Gas | Steam System Efficiency Improvements | A | Purchases (Incremental) | Achievable Technical Potential | 0 | 0 | 0 | 0 | 0 | 0.96923 | 2.2953 | 4.7106 | 8.6894 | 14.749 | 23.3594 | 34.7777 | 48.9661 | 65.3538 | 82.628 | 98.9653 | 111.8786 | 118.9722 | 118.3666 | 109.4865 | 98.9653 | 111.8786 | 118.9722 | 118.3666 | 109.4865 | 98.9653 | 111.8786 | 118.9722 | 118.3666 | 109.4865 | 98.9653
F14_Industrial_Agriculture_New_Process_Natural Gas_Steam System Efficiency Improvements_A_Achievable Technical Potential | F14 | Industrial | Agriculture | New | Process | Natural Gas | Steam System Efficiency Improvements | A | Purchases (Cumulative) | Achievable Technical Potential | 0 | 0 | 0 | 0 | 0 | 0.96923 | 3.2646 | 7.9751 | 16.6645 | 31.4135 | 53.8037 | 86.286 | 130.5415 | 187.206 | 255.085 | 330.6909 | 407.7918 | 477.798 | 530.8107 | 557.6693 | 557.6693 | 557.6693 | 557.6693 | 557.6693 | 557.6693 | 557.6693 | 557.6693 | 557.6693 | 557.6693 | 557.6693 | 557.6693
F1_Industrial_Agriculture_New_Space Heating_Natural Gas_Strategic Energy Management_A_Achievable Technical Potential | F1 | Industrial | Agriculture | New | Space Heating | Natural Gas | Strategic Energy Management | A | Original Unit Energy Savings (kWh or therms) | Achievable Technical Potential | 0 | 0 | 0 | 0 | 0 | 3.8448 | 3.7952 | 3.7589 | 3.7314 | 3.7097 | 3.6922 | 3.6716 | 3.6501 | 3.6288 | 3.6082 | 3.5921 | 3.5794 | 3.5692 | 3.5532 | 3.5414 | 3.5329 | 3.5263 | 3.5263 | 3.5263 | 3.5263 | 3.5263 | 3.5263 | 3.5263 | 0 | 0 | 0
F2_Industrial_Agriculture_New_Space Heating_Natural Gas_Strategic Energy Management_A_Achievable Technical Potential | F2 | Industrial | Agriculture | New | Space Heating | Natural Gas | Strategic Energy Management | A | Original Unit Summer Peak Savings (kW) | Achievable Technical Potential | 0 | 0 | 0 | 0 | 0 | 0 | 0 | 0 | 0 | 0 | 0 | 0 | 0 | 0 | 0 | 0 | 0 | 0 | 0 | 0 | 0 | 0 | 0 | 0 | 0 | 0 | 0 | 0 | 0 | 0 | 0
F3_Industrial_Agriculture_New_Space Heating_Natural Gas_Strategic Energy Management_A_Achievable Technical Potential | F3 | Industrial | Agriculture | New | Space Heating | Natural Gas | Strategic Energy Management | A | Original Unit Winter Peak Savings (kW) | Achievable Technical Potential | 0 | 0 | 0 | 0 | 0 | 0 | 0 | 0 | 0 | 0 | 0 | 0 | 0 | 0 | 0 | 0 | 0 | 0 | 0 | 0 | 0 | 0 | 0 | 0 | 0 | 0 | 0 | 0 | 0 | 0 | 0
F4_Industrial_Agriculture_New_Space Heating_Natural Gas_Strategic Energy Management_A_Achievable Technical Potential | F4 | Industrial | Agriculture | New | Space Heating | Natural Gas | Strategic Energy Management | A | Standalone Impact on Baseline Energy (%) | Achievable Technical Potential | 0% | 0% | 0% | 0% | 0% | 0.06801% | 0.1254% | 0.1765% | 0.2237% | 0.268% | 0.275% | 0.2809% | 0.2858% | 0.29% | 0.2938% | 0.2969% | 0.2997% | 0.3021% | 0.3042% | 0.3062% | 0.3079% | 0.3094% | 0.3108% | 0.3121% | 0.0031333 | 0.0030156 | 0.0029067 | 0.0028056 | 0 | 0 | 0
F5_Industrial_Agriculture_New_Space Heating_Natural Gas_Strategic Energy Management_A_Achievable Technical Potential | F5 | Industrial | Agriculture | New | Space Heating | Natural Gas | Strategic Energy Management | A | Standalone Impact on Baseline Summer Peak (%) | Achievable Technical Potential | 0% | 0% | 0% | 0% | 0% | 0% | 0% | 0% | 0% | 0% | 0% | 0% | 0% | 0% | 0% | 0% | 0% | 0% | 0% | 0% | 0% | 0% | 0% | 0% | 0 | 0 | 0 | 0 | 0 | 0 | 0
F6_Industrial_Agriculture_New_Space Heating_Natural Gas_Strategic Energy Management_A_Achievable Technical Potential | F6 | Industrial | Agriculture | New | Space Heating | Natural Gas | Strategic Energy Management | A | Standalone Impact on Baseline Winter Peak (%) | Achievable Technical Potential | 0% | 0% | 0% | 0% | 0% | 0% | 0% | 0% | 0% | 0% | 0% | 0% | 0% | 0% | 0% | 0% | 0% | 0% | 0% | 0% | 0% | 0% | 0% | 0% | 0 | 0 | 0 | 0 | 0 | 0 | 0
F7_Industrial_Agriculture_New_Space Heating_Natural Gas_Strategic Energy Management_A_Achievable Technical Potential | F7 | Industrial | Agriculture | New | Space Heating | Natural Gas | Strategic Energy Management | A | Incremental Energy Savings (MWh or mTherms) | Achievable Technical Potential | 0 | 0 | 0 | 0 | 0 | 0.0064516 | 0.0075447 | 0.0086371 | 0.0097231 | 0.01081 | 0.011897 | 0.012949 | 0.013981 | 0.014999 | 0.01599 | 0.016994 | 0.017995 | 0.019003 | 0.019966 | 0.020935 | 0.021919 | 0.022906 | 0.02393 | 0.024951 | 0.025967 | 0.021878 | 0.022906 | 0.02393 | 0 | 0 | 0
F8_Industrial_Agriculture_New_Space Heating_Natural Gas_Strategic Energy Management_A_Achievable Technical Potential | F8 | Industrial | Agriculture | New | Space Heating | Natural Gas | Strategic Energy Management | A | Incremental Summer Peak Savings (MW) | Achievable Technical Potential | 0 | 0 | 0 | 0 | 0 | 0 | 0 | 0 | 0 | 0 | 0 | 0 | 0 | 0 | 0 | 0 | 0 | 0 | 0 | 0 | 0 | 0 | 0 | 0 | 0 | 0 | 0 | 0 | 0 | 0 | 0
F9_Industrial_Agriculture_New_Space Heating_Natural Gas_Strategic Energy Management_A_Achievable Technical Potential | F9 | Industrial | Agriculture | New | Space Heating | Natural Gas | Strategic Energy Management | A | Incremental Winter Peak Savings (MW) | Achievable Technical Potential | 0 | 0 | 0 | 0 | 0 | 0 | 0 | 0 | 0 | 0 | 0 | 0 | 0 | 0 | 0 | 0 | 0 | 0 | 0 | 0 | 0 | 0 | 0 | 0 | 0 | 0 | 0 | 0 | 0 | 0 | 0
F10_Industrial_Agriculture_New_Space Heating_Natural Gas_Strategic Energy Management_A_Achievable Technical Potential | F10 | Industrial | Agriculture | New | Space Heating | Natural Gas | Strategic Energy Management | A | Cumulative Energy Savings (MWh or mTherms) | Achievable Technical Potential | 0 | 0 | 0 | 0 | 0 | 0.0064516 | 0.013913 | 0.022417 | 0.031976 | 0.0426 | 0.0481 | 0.053483 | 0.058763 | 0.063964 | 0.069078 | 0.074188 | 0.079297 | 0.084404 | 0.089304 | 0.094249 | 0.099228 | 0.10422 | 0.10937 | 0.11451 | 0.11963 | 0.11963 | 0.11963 | 0.11963 | 0 | 0 | 0
F11_Industrial_Agriculture_New_Space Heating_Natural Gas_Strategic Energy Management_A_Achievable Technical Potential | F11 | Industrial | Agriculture | New | Space Heating | Natural Gas | Strategic Energy Management | A | Cumulative Summer Peak Savings (MW) | Achievable Technical Potential | 0 | 0 | 0 | 0 | 0 | 0 | 0 | 0 | 0 | 0 | 0 | 0 | 0 | 0 | 0 | 0 | 0 | 0 | 0 | 0 | 0 | 0 | 0 | 0 | 0 | 0 | 0 | 0 | 0 | 0 | 0
F12_Industrial_Agriculture_New_Space Heating_Natural Gas_Strategic Energy Management_A_Achievable Technical Potential | F12 | Industrial | Agriculture | New | Space Heating | Natural Gas | Strategic Energy Management | A | Cumulative Winter Peak Savings (MW) | Achievable Technical Potential | 0 | 0 | 0 | 0 | 0 | 0 | 0 | 0 | 0 | 0 | 0 | 0 | 0 | 0 | 0 | 0 | 0 | 0 | 0 | 0 | 0 | 0 | 0 | 0 | 0 | 0 | 0 | 0 | 0 | 0 | 0
F13_Industrial_Agriculture_New_Space Heating_Natural Gas_Strategic Energy Management_A_Achievable Technical Potential | F13 | Industrial | Agriculture | New | Space Heating | Natural Gas | Strategic Energy Management | A | Purchases (Incremental) | Achievable Technical Potential | 0 | 0 | 0 | 0 | 0 | 1.678 | 1.988 | 2.2978 | 2.6057 | 2.9139 | 3.2223 | 3.5268 | 3.8304 | 4.1334 | 4.4317 | 4.731 | 5.0275 | 5.3241 | 5.6191 | 5.9115 | 6.2043 | 6.4959 | 6.7863 | 7.0756 | 7.364 | 6.2043 | 6.4959 | 6.7863 | 7.0756 | 7.364 | 6.2043
F14_Industrial_Agriculture_New_Space Heating_Natural Gas_Strategic Energy Management_A_Achievable Technical Potential | F14 | Industrial | Agriculture | New | Space Heating | Natural Gas | Strategic Energy Management | A | Purchases (Cumulative) | Achievable Technical Potential | 0 | 0 | 0 | 0 | 0 | 1.678 | 3.666 | 5.9637 | 8.5695 | 11.4834 | 13.0277 | 14.5665 | 16.0991 | 17.6268 | 19.1446 | 20.6533 | 22.1541 | 23.6477 | 25.1334 | 26.6133 | 28.0865 | 29.5549 | 31.0171 | 32.4736 | 33.9261 | 33.9261 | 33.9261 | 33.9261 | 33.9261 | 33.9261 | 33.9261
F1_Industrial_Agriculture_New_Process_Natural Gas_Strategic Energy Management_A_Achievable Technical Potential | F1 | Industrial | Agriculture | New | Process | Natural Gas | Strategic Energy Management | A | Original Unit Energy Savings (kWh or therms) | Achievable Technical Potential | 0 | 0 | 0 | 0 | 0 | 1.4066 | 1.4066 | 1.4066 | 1.4066 | 1.4066 | 1.4066 | 1.4066 | 1.4066 | 1.4066 | 1.4066 | 1.4066 | 1.4066 | 1.4066 | 1.4066 | 1.4066 | 1.4066 | 1.4066 | 1.4066 | 1.4066 | 1.4066 | 1.4066 | 1.4066 | 1.4066 | 0 | 0 | 0
F2_Industrial_Agriculture_New_Process_Natural Gas_Strategic Energy Management_A_Achievable Technical Potential | F2 | Industrial | Agriculture | New | Process | Natural Gas | Strategic Energy Management | A | Original Unit Summer Peak Savings (kW) | Achievable Technical Potential | 0 | 0 | 0 | 0 | 0 | 0 | 0 | 0 | 0 | 0 | 0 | 0 | 0 | 0 | 0 | 0 | 0 | 0 | 0 | 0 | 0 | 0 | 0 | 0 | 0 | 0 | 0 | 0 | 0 | 0 | 0
F3_Industrial_Agriculture_New_Process_Natural Gas_Strategic Energy Management_A_Achievable Technical Potential | F3 | Industrial | Agriculture | New | Process | Natural Gas | Strategic Energy Management | A | Original Unit Winter Peak Savings (kW) | Achievable Technical Potential | 0 | 0 | 0 | 0 | 0 | 0 | 0 | 0 | 0 | 0 | 0 | 0 | 0 | 0 | 0 | 0 | 0 | 0 | 0 | 0 | 0 | 0 | 0 | 0 | 0 | 0 | 0 | 0 | 0 | 0 | 0
F4_Industrial_Agriculture_New_Process_Natural Gas_Strategic Energy Management_A_Achievable Technical Potential | F4 | Industrial | Agriculture | New | Process | Natural Gas | Strategic Energy Management | A | Standalone Impact on Baseline Energy (%) | Achievable Technical Potential | 0% | 0% | 0% | 0% | 0% | 0.08224% | 0.1517% | 0.2134% | 0.2705% | 0.3241% | 0.3325% | 0.3397% | 0.3456% | 0.3507% | 0.3553% | 0.359% | 0.3624% | 0.3653% | 0.3678% | 0.3702% | 0.3723% | 0.3742% | 0.3759% | 0.3774% | 0.0037887 | 0.0036463 | 0.0035147 | 0.0033925 | 0 | 0 | 0
F5_Industrial_Agriculture_New_Process_Natural Gas_Strategic Energy Management_A_Achievable Technical Potential | F5 | Industrial | Agriculture | New | Process | Natural Gas | Strategic Energy Management | A | Standalone Impact on Baseline Summer Peak (%) | Achievable Technical Potential | 0% | 0% | 0% | 0% | 0% | 0% | 0% | 0% | 0% | 0% | 0% | 0% | 0% | 0% | 0% | 0% | 0% | 0% | 0% | 0% | 0% | 0% | 0% | 0% | 0 | 0 | 0 | 0 | 0 | 0 | 0
F6_Industrial_Agriculture_New_Process_Natural Gas_Strategic Energy Management_A_Achievable Technical Potential | F6 | Industrial | Agriculture | New | Process | Natural Gas | Strategic Energy Management | A | Standalone Impact on Baseline Winter Peak (%) | Achievable Technical Potential | 0% | 0% | 0% | 0% | 0% | 0% | 0% | 0% | 0% | 0% | 0% | 0% | 0% | 0% | 0% | 0% | 0% | 0% | 0% | 0% | 0% | 0% | 0% | 0% | 0 | 0 | 0 | 0 | 0 | 0 | 0
F7_Industrial_Agriculture_New_Process_Natural Gas_Strategic Energy Management_A_Achievable Technical Potential | F7 | Industrial | Agriculture | New | Process | Natural Gas | Strategic Energy Management | A | Incremental Energy Savings (MWh or mTherms) | Achievable Technical Potential | 0 | 0 | 0 | 0 | 0 | 0.15949 | 0.18895 | 0.21839 | 0.24766 | 0.27695 | 0.30626 | 0.3352 | 0.36406 | 0.39286 | 0.42121 | 0.44966 | 0.47784 | 0.50603 | 0.53407 | 0.56186 | 0.58969 | 0.6174 | 0.645 | 0.6725 | 0.69991 | 0.58969 | 0.6174 | 0.645 | 0 | 0 | 0
F8_Industrial_Agriculture_New_Process_Natural Gas_Strategic Energy Management_A_Achievable Technical Potential | F8 | Industrial | Agriculture | New | Process | Natural Gas | Strategic Energy Management | A | Incremental Summer Peak Savings (MW) | Achievable Technical Potential | 0 | 0 | 0 | 0 | 0 | 0 | 0 | 0 | 0 | 0 | 0 | 0 | 0 | 0 | 0 | 0 | 0 | 0 | 0 | 0 | 0 | 0 | 0 | 0 | 0 | 0 | 0 | 0 | 0 | 0 | 0
F9_Industrial_Agriculture_New_Process_Natural Gas_Strategic Energy Management_A_Achievable Technical Potential | F9 | Industrial | Agriculture | New | Process | Natural Gas | Strategic Energy Management | A | Incremental Winter Peak Savings (MW) | Achievable Technical Potential | 0 | 0 | 0 | 0 | 0 | 0 | 0 | 0 | 0 | 0 | 0 | 0 | 0 | 0 | 0 | 0 | 0 | 0 | 0 | 0 | 0 | 0 | 0 | 0 | 0 | 0 | 0 | 0 | 0 | 0 | 0
F10_Industrial_Agriculture_New_Process_Natural Gas_Strategic Energy Management_A_Achievable Technical Potential | F10 | Industrial | Agriculture | New | Process | Natural Gas | Strategic Energy Management | A | Cumulative Energy Savings (MWh or mTherms) | Achievable Technical Potential | 0 | 0 | 0 | 0 | 0 | 0.15949 | 0.34843 | 0.56683 | 0.81449 | 1.0914 | 1.2382 | 1.3845 | 1.5301 | 1.6753 | 1.8196 | 1.963 | 2.1056 | 2.2476 | 2.3888 | 2.5295 | 2.6695 | 2.809 | 2.948 | 3.0865 | 3.2245 | 3.2245 | 3.2245 | 3.2245 | 0 | 0 | 0
F11_Industrial_Agriculture_New_Process_Natural Gas_Strategic Energy Management_A_Achievable Technical Potential | F11 | Industrial | Agriculture | New | Process | Natural Gas | Strategic Energy Management | A | Cumulative Summer Peak Savings (MW) | Achievable Technical Potential | 0 | 0 | 0 | 0 | 0 | 0 | 0 | 0 | 0 | 0 | 0 | 0 | 0 | 0 | 0 | 0 | 0 | 0 | 0 | 0 | 0 | 0 | 0 | 0 | 0 | 0 | 0 | 0 | 0 | 0 | 0
F12_Industrial_Agriculture_New_Process_Natural Gas_Strategic Energy Management_A_Achievable Technical Potential | F12 | Industrial | Agriculture | New | Process | Natural Gas | Strategic Energy Management | A | Cumulative Winter Peak Savings (MW) | Achievable Technical Potential | 0 | 0 | 0 | 0 | 0 | 0 | 0 | 0 | 0 | 0 | 0 | 0 | 0 | 0 | 0 | 0 | 0 | 0 | 0 | 0 | 0 | 0 | 0 | 0 | 0 | 0 | 0 | 0 | 0 | 0 | 0
F13_Industrial_Agriculture_New_Process_Natural Gas_Strategic Energy Management_A_Achievable Technical Potential | F13 | Industrial | Agriculture | New | Process | Natural Gas | Strategic Energy Management | A | Purchases (Incremental) | Achievable Technical Potential | 0 | 0 | 0 | 0 | 0 | 113.3873 | 134.333 | 155.2672 | 176.078 | 196.9 | 217.7392 | 238.3138 | 258.8322 | 279.3089 | 299.4604 | 319.6889 | 339.7245 | 359.7627 | 379.7 | 399.4595 | 419.2424 | 438.9435 | 458.5679 | 478.1209 | 497.6074 | 419.2424 | 438.9435 | 458.5679 | 478.1209 | 497.6074 | 419.2424
F14_Industrial_Agriculture_New_Process_Natural Gas_Strategic Energy Management_A_Achievable Technical Potential | F14 | Industrial | Agriculture | New | Process | Natural Gas | Strategic Energy Management | A | Purchases (Cumulative) | Achievable Technical Potential | 0 | 0 | 0 | 0 | 0 | 113.3873 | 247.7203 | 402.9875 | 579.0655 | 775.9655 | 880.3174 | 984.2982 | 1087.8632 | 1191.0941 | 1293.6546 | 1395.6042 | 1497.0149 | 1597.9454 | 1698.3365 | 1798.3356 | 1897.889 | 1997.108 | 2095.9132 | 2194.3341 | 2292.482 | 2292.482 | 2292.482 | 2292.482 | 2292.482 | 2292.482 | 2292.482
F1_Industrial_Agriculture_New_Miscellaneous_Natural Gas_Strategic Energy Management_A_Achievable Technical Potential | F1 | Industrial | Agriculture | New | Miscellaneous | Natural Gas | Strategic Energy Management | A | Original Unit Energy Savings (kWh or therms) | Achievable Technical Potential | 0 | 0 | 0 | 0 | 0 | 0.89787 | 0.89787 | 0.89787 | 0.89787 | 0.89787 | 0.89787 | 0.89787 | 0.89787 | 0.89787 | 0.89787 | 0.89787 | 0.89787 | 0.89787 | 0.89787 | 0.89787 | 0.89787 | 0.89787 | 0.89787 | 0.89787 | 0.89787 | 0.89787 | 0.89787 | 0.89787 | 0 | 0 | 0
F2_Industrial_Agriculture_New_Miscellaneous_Natural Gas_Strategic Energy Management_A_Achievable Technical Potential | F2 | Industrial | Agriculture | New | Miscellaneous | Natural Gas | Strategic Energy Management | A | Original Unit Summer Peak Savings (kW) | Achievable Technical Potential | 0 | 0 | 0 | 0 | 0 | 0 | 0 | 0 | 0 | 0 | 0 | 0 | 0 | 0 | 0 | 0 | 0 | 0 | 0 | 0 | 0 | 0 | 0 | 0 | 0 | 0 | 0 | 0 | 0 | 0 | 0
F3_Industrial_Agriculture_New_Miscellaneous_Natural Gas_Strategic Energy Management_A_Achievable Technical Potential | F3 | Industrial | Agriculture | New | Miscellaneous | Natural Gas | Strategic Energy Management | A | Original Unit Winter Peak Savings (kW) | Achievable Technical Potential | 0 | 0 | 0 | 0 | 0 | 0 | 0 | 0 | 0 | 0 | 0 | 0 | 0 | 0 | 0 | 0 | 0 | 0 | 0 | 0 | 0 | 0 | 0 | 0 | 0 | 0 | 0 | 0 | 0 | 0 | 0
F4_Industrial_Agriculture_New_Miscellaneous_Natural Gas_Strategic Energy Management_A_Achievable Technical Potential | F4 | Industrial | Agriculture | New | Miscellaneous | Natural Gas | Strategic Energy Management | A | Standalone Impact on Baseline Energy (%) | Achievable Technical Potential | 0% | 0% | 0% | 0% | 0% | 0.08224% | 0.1517% | 0.2134% | 0.2705% | 0.3241% | 0.3325% | 0.3397% | 0.3456% | 0.3507% | 0.3553% | 0.359% | 0.3624% | 0.3653% | 0.3678% | 0.3702% | 0.3723% | 0.3742% | 0.3759% | 0.3774% | 0.0037887 | 0.0036463 | 0.0035147 | 0.0033925 | 0 | 0 | 0
F5_Industrial_Agriculture_New_Miscellaneous_Natural Gas_Strategic Energy Management_A_Achievable Technical Potential | F5 | Industrial | Agriculture | New | Miscellaneous | Natural Gas | Strategic Energy Management | A | Standalone Impact on Baseline Summer Peak (%) | Achievable Technical Potential | 0% | 0% | 0% | 0% | 0% | 0% | 0% | 0% | 0% | 0% | 0% | 0% | 0% | 0% | 0% | 0% | 0% | 0% | 0% | 0% | 0% | 0% | 0% | 0% | 0 | 0 | 0 | 0 | 0 | 0 | 0
F6_Industrial_Agriculture_New_Miscellaneous_Natural Gas_Strategic Energy Management_A_Achievable Technical Potential | F6 | Industrial | Agriculture | New | Miscellaneous | Natural Gas | Strategic Energy Management | A | Standalone Impact on Baseline Winter Peak (%) | Achievable Technical Potential | 0% | 0% | 0% | 0% | 0% | 0% | 0% | 0% | 0% | 0% | 0% | 0% | 0% | 0% | 0% | 0% | 0% | 0% | 0% | 0% | 0% | 0% | 0% | 0% | 0 | 0 | 0 | 0 | 0 | 0 | 0
F7_Industrial_Agriculture_New_Miscellaneous_Natural Gas_Strategic Energy Management_A_Achievable Technical Potential | F7 | Industrial | Agriculture | New | Miscellaneous | Natural Gas | Strategic Energy Management | A | Incremental Energy Savings (MWh or mTherms) | Achievable Technical Potential | 0 | 0 | 0 | 0 | 0 | 0.025452 | 0.030153 | 0.034852 | 0.039524 | 0.044198 | 0.048875 | 0.053494 | 0.058099 | 0.062696 | 0.067219 | 0.07176 | 0.076257 | 0.080755 | 0.08523 | 0.089666 | 0.094106 | 0.098529 | 0.10293 | 0.10732 | 0.1117 | 0.094106 | 0.098529 | 0.10293 | 0 | 0 | 0
F8_Industrial_Agriculture_New_Miscellaneous_Natural Gas_Strategic Energy Management_A_Achievable Technical Potential | F8 | Industrial | Agriculture | New | Miscellaneous | Natural Gas | Strategic Energy Management | A | Incremental Summer Peak Savings (MW) | Achievable Technical Potential | 0 | 0 | 0 | 0 | 0 | 0 | 0 | 0 | 0 | 0 | 0 | 0 | 0 | 0 | 0 | 0 | 0 | 0 | 0 | 0 | 0 | 0 | 0 | 0 | 0 | 0 | 0 | 0 | 0 | 0 | 0
F9_Industrial_Agriculture_New_Miscellaneous_Natural Gas_Strategic Energy Management_A_Achievable Technical Potential | F9 | Industrial | Agriculture | New | Miscellaneous | Natural Gas | Strategic Energy Management | A | Incremental Winter Peak Savings (MW) | Achievable Technical Potential | 0 | 0 | 0 | 0 | 0 | 0 | 0 | 0 | 0 | 0 | 0 | 0 | 0 | 0 | 0 | 0 | 0 | 0 | 0 | 0 | 0 | 0 | 0 | 0 | 0 | 0 | 0 | 0 | 0 | 0 | 0
F10_Industrial_Agriculture_New_Miscellaneous_Natural Gas_Strategic Energy Management_A_Achievable Technical Potential | F10 | Industrial | Agriculture | New | Miscellaneous | Natural Gas | Strategic Energy Management | A | Cumulative Energy Savings (MWh or mTherms) | Achievable Technical Potential | 0 | 0 | 0 | 0 | 0 | 0.025452 | 0.055605 | 0.090458 | 0.12998 | 0.17418 | 0.1976 | 0.22094 | 0.24419 | 0.26736 | 0.29038 | 0.31327 | 0.33603 | 0.35869 | 0.38122 | 0.40367 | 0.42601 | 0.44829 | 0.47046 | 0.49256 | 0.51459 | 0.51459 | 0.51459 | 0.51459 | 0 | 0 | 0
F11_Industrial_Agriculture_New_Miscellaneous_Natural Gas_Strategic Energy Management_A_Achievable Technical Potential | F11 | Industrial | Agriculture | New | Miscellaneous | Natural Gas | Strategic Energy Management | A | Cumulative Summer Peak Savings (MW) | Achievable Technical Potential | 0 | 0 | 0 | 0 | 0 | 0 | 0 | 0 | 0 | 0 | 0 | 0 | 0 | 0 | 0 | 0 | 0 | 0 | 0 | 0 | 0 | 0 | 0 | 0 | 0 | 0 | 0 | 0 | 0 | 0 | 0
F12_Industrial_Agriculture_New_Miscellaneous_Natural Gas_Strategic Energy Management_A_Achievable Technical Potential | F12 | Industrial | Agriculture | New | Miscellaneous | Natural Gas | Strategic Energy Management | A | Cumulative Winter Peak Savings (MW) | Achievable Technical Potential | 0 | 0 | 0 | 0 | 0 | 0 | 0 | 0 | 0 | 0 | 0 | 0 | 0 | 0 | 0 | 0 | 0 | 0 | 0 | 0 | 0 | 0 | 0 | 0 | 0 | 0 | 0 | 0 | 0 | 0 | 0
F13_Industrial_Agriculture_New_Miscellaneous_Natural Gas_Strategic Energy Management_A_Achievable Technical Potential | F13 | Industrial | Agriculture | New | Miscellaneous | Natural Gas | Strategic Energy Management | A | Purchases (Incremental) | Achievable Technical Potential | 0 | 0 | 0 | 0 | 0 | 28.3468 | 33.5833 | 38.8168 | 44.0195 | 49.225 | 54.4348 | 59.5785 | 64.708 | 69.8272 | 74.8651 | 79.9222 | 84.9311 | 89.9407 | 94.925 | 99.8649 | 104.8106 | 109.7359 | 114.642 | 119.5302 | 124.4018 | 104.8106 | 109.7359 | 114.642 | 119.5302 | 124.4018 | 104.8106
F14_Industrial_Agriculture_New_Miscellaneous_Natural Gas_Strategic Energy Management_A_Achievable Technical Potential | F14 | Industrial | Agriculture | New | Miscellaneous | Natural Gas | Strategic Energy Management | A | Purchases (Cumulative) | Achievable Technical Potential | 0 | 0 | 0 | 0 | 0 | 28.3468 | 61.9301 | 100.7469 | 144.7664 | 193.9914 | 220.0794 | 246.0746 | 271.9658 | 297.7735 | 323.4136 | 348.9011 | 374.2537 | 399.4864 | 424.5841 | 449.5839 | 474.4723 | 499.277 | 523.9783 | 548.5835 | 573.1205 | 573.1205 | 573.1205 | 573.1205 | 573.1205 | 573.1205 | 573.1205
F1_Industrial_Agriculture_New_Space Heating_Natural Gas_Commissioning_A_Achievable Technical Potential | F1 | Industrial | Agriculture | New | Space Heating | Natural Gas | Commissioning | A | Original Unit Energy Savings (kWh or therms) | Achievable Technical Potential | 0 | 0 | 0 | 0 | 0 | 3.5474 | 3.5015 | 3.4681 | 3.4427 | 3.4227 | 3.4065 | 3.3876 | 3.3677 | 3.3481 | 3.3291 | 3.3142 | 3.3024 | 3.2931 | 3.2783 | 3.2674 | 3.2596 | 3.2535 | 3.2535 | 3.2535 | 3.2535 | 3.2535 | 3.2535 | 3.2535 | 0 | 0 | 0
F2_Industrial_Agriculture_New_Space Heating_Natural Gas_Commissioning_A_Achievable Technical Potential | F2 | Industrial | Agriculture | New | Space Heating | Natural Gas | Commissioning | A | Original Unit Summer Peak Savings (kW) | Achievable Technical Potential | 0 | 0 | 0 | 0 | 0 | 0 | 0 | 0 | 0 | 0 | 0 | 0 | 0 | 0 | 0 | 0 | 0 | 0 | 0 | 0 | 0 | 0 | 0 | 0 | 0 | 0 | 0 | 0 | 0 | 0 | 0
F3_Industrial_Agriculture_New_Space Heating_Natural Gas_Commissioning_A_Achievable Technical Potential | F3 | Industrial | Agriculture | New | Space Heating | Natural Gas | Commissioning | A | Original Unit Winter Peak Savings (kW) | Achievable Technical Potential | 0 | 0 | 0 | 0 | 0 | 0 | 0 | 0 | 0 | 0 | 0 | 0 | 0 | 0 | 0 | 0 | 0 | 0 | 0 | 0 | 0 | 0 | 0 | 0 | 0 | 0 | 0 | 0 | 0 | 0 | 0
F4_Industrial_Agriculture_New_Space Heating_Natural Gas_Commissioning_A_Achievable Technical Potential | F4 | Industrial | Agriculture | New | Space Heating | Natural Gas | Commissioning | A | Standalone Impact on Baseline Energy (%) | Achievable Technical Potential | 0% | 0% | 0% | 0% | 0% | 0% | 0% | 0% | 0% | 0% | 0% | 0% | 0% | 0% | 0% | 0% | 0% | 0% | 0% | 0% | 0% | 0% | 0% | 0% | 0 | 0 | 0 | 0 | 0 | 0 | 0
F5_Industrial_Agriculture_New_Space Heating_Natural Gas_Commissioning_A_Achievable Technical Potential | F5 | Industrial | Agriculture | New | Space Heating | Natural Gas | Commissioning | A | Standalone Impact on Baseline Summer Peak (%) | Achievable Technical Potential | 0% | 0% | 0% | 0% | 0% | 0% | 0% | 0% | 0% | 0% | 0% | 0% | 0% | 0% | 0% | 0% | 0% | 0% | 0% | 0% | 0% | 0% | 0% | 0% | 0 | 0 | 0 | 0 | 0 | 0 | 0
F6_Industrial_Agriculture_New_Space Heating_Natural Gas_Commissioning_A_Achievable Technical Potential | F6 | Industrial | Agriculture | New | Space Heating | Natural Gas | Commissioning | A | Standalone Impact on Baseline Winter Peak (%) | Achievable Technical Potential | 0% | 0% | 0% | 0% | 0% | 0% | 0% | 0% | 0% | 0% | 0% | 0% | 0% | 0% | 0% | 0% | 0% | 0% | 0% | 0% | 0% | 0% | 0% | 0% | 0 | 0 | 0 | 0 | 0 | 0 | 0
F7_Industrial_Agriculture_New_Space Heating_Natural Gas_Commissioning_A_Achievable Technical Potential | F7 | Industrial | Agriculture | New | Space Heating | Natural Gas | Commissioning | A | Incremental Energy Savings (MWh or mTherms) | Achievable Technical Potential | 0 | 0 | 0 | 0 | 0 | 0 | 0 | 0 | 0 | 0 | 0 | 0 | 0 | 0 | 0 | 0 | 0 | 0 | 0 | 0 | 0 | 0 | 0 | 0 | 0 | 0 | 0 | 0 | 0 | 0 | 0
F8_Industrial_Agriculture_New_Space Heating_Natural Gas_Commissioning_A_Achievable Technical Potential | F8 | Industrial | Agriculture | New | Space Heating | Natural Gas | Commissioning | A | Incremental Summer Peak Savings (MW) | Achievable Technical Potential | 0 | 0 | 0 | 0 | 0 | 0 | 0 | 0 | 0 | 0 | 0 | 0 | 0 | 0 | 0 | 0 | 0 | 0 | 0 | 0 | 0 | 0 | 0 | 0 | 0 | 0 | 0 | 0 | 0 | 0 | 0
F9_Industrial_Agriculture_New_Space Heating_Natural Gas_Commissioning_A_Achievable Technical Potential | F9 | Industrial | Agriculture | New | Space Heating | Natural Gas | Commissioning | A | Incremental Winter Peak Savings (MW) | Achievable Technical Potential | 0 | 0 | 0 | 0 | 0 | 0 | 0 | 0 | 0 | 0 | 0 | 0 | 0 | 0 | 0 | 0 | 0 | 0 | 0 | 0 | 0 | 0 | 0 | 0 | 0 | 0 | 0 | 0 | 0 | 0 | 0
F10_Industrial_Agriculture_New_Space Heating_Natural Gas_Commissioning_A_Achievable Technical Potential | F10 | Industrial | Agriculture | New | Space Heating | Natural Gas | Commissioning | A | Cumulative Energy Savings (MWh or mTherms) | Achievable Technical Potential | 0 | 0 | 0 | 0 | 0 | 0 | 0 | 0 | 0 | 0 | 0 | 0 | 0 | 0 | 0 | 0 | 0 | 0 | 0 | 0 | 0 | 0 | 0 | 0 | 0 | 0 | 0 | 0 | 0 | 0 | 0
F11_Industrial_Agriculture_New_Space Heating_Natural Gas_Commissioning_A_Achievable Technical Potential | F11 | Industrial | Agriculture | New | Space Heating | Natural Gas | Commissioning | A | Cumulative Summer Peak Savings (MW) | Achievable Technical Potential | 0 | 0 | 0 | 0 | 0 | 0 | 0 | 0 | 0 | 0 | 0 | 0 | 0 | 0 | 0 | 0 | 0 | 0 | 0 | 0 | 0 | 0 | 0 | 0 | 0 | 0 | 0 | 0 | 0 | 0 | 0
F12_Industrial_Agriculture_New_Space Heating_Natural Gas_Commissioning_A_Achievable Technical Potential | F12 | Industrial | Agriculture | New | Space Heating | Natural Gas | Commissioning | A | Cumulative Winter Peak Savings (MW) | Achievable Technical Potential | 0 | 0 | 0 | 0 | 0 | 0 | 0 | 0 | 0 | 0 | 0 | 0 | 0 | 0 | 0 | 0 | 0 | 0 | 0 | 0 | 0 | 0 | 0 | 0 | 0 | 0 | 0 | 0 | 0 | 0 | 0
F13_Industrial_Agriculture_New_Space Heating_Natural Gas_Commissioning_A_Achievable Technical Potential | F13 | Industrial | Agriculture | New | Space Heating | Natural Gas | Commissioning | A | Purchases (Incremental) | Achievable Technical Potential | 0 | 0 | 0 | 0 | 0 | 0 | 0 | 0 | 0 | 0 | 0 | 0 | 0 | 0 | 0 | 0 | 0 | 0 | 0 | 0 | 0 | 0 | 0 | 0 | 0 | 0 | 0 | 0 | 0 | 0 | 0
F14_Industrial_Agriculture_New_Space Heating_Natural Gas_Commissioning_A_Achievable Technical Potential | F14 | Industrial | Agriculture | New | Space Heating | Natural Gas | Commissioning | A | Purchases (Cumulative) | Achievable Technical Potential | 0 | 0 | 0 | 0 | 0 | 0 | 0 | 0 | 0 | 0 | 0 | 0 | 0 | 0 | 0 | 0 | 0 | 0 | 0 | 0 | 0 | 0 | 0 | 0 | 0 | 0 | 0 | 0 | 0 | 0 | 0
F1_Industrial_Agriculture_New_Process_Natural Gas_Commissioning_A_Achievable Technical Potential | F1 | Industrial | Agriculture | New | Process | Natural Gas | Commissioning | A | Original Unit Energy Savings (kWh or therms) | Achievable Technical Potential | 0 | 0 | 0 | 0 | 0 | 7.8506 | 7.8506 | 7.8506 | 7.8506 | 7.8506 | 7.8506 | 7.8506 | 7.8506 | 7.8506 | 7.8506 | 7.8506 | 7.8506 | 7.8506 | 7.8506 | 7.8506 | 7.8506 | 7.8506 | 7.8506 | 7.8506 | 7.8506 | 7.8506 | 7.8506 | 7.8506 | 0 | 0 | 0
F2_Industrial_Agriculture_New_Process_Natural Gas_Commissioning_A_Achievable Technical Potential | F2 | Industrial | Agriculture | New | Process | Natural Gas | Commissioning | A | Original Unit Summer Peak Savings (kW) | Achievable Technical Potential | 0 | 0 | 0 | 0 | 0 | 0 | 0 | 0 | 0 | 0 | 0 | 0 | 0 | 0 | 0 | 0 | 0 | 0 | 0 | 0 | 0 | 0 | 0 | 0 | 0 | 0 | 0 | 0 | 0 | 0 | 0
F3_Industrial_Agriculture_New_Process_Natural Gas_Commissioning_A_Achievable Technical Potential | F3 | Industrial | Agriculture | New | Process | Natural Gas | Commissioning | A | Original Unit Winter Peak Savings (kW) | Achievable Technical Potential | 0 | 0 | 0 | 0 | 0 | 0 | 0 | 0 | 0 | 0 | 0 | 0 | 0 | 0 | 0 | 0 | 0 | 0 | 0 | 0 | 0 | 0 | 0 | 0 | 0 | 0 | 0 | 0 | 0 | 0 | 0
F4_Industrial_Agriculture_New_Process_Natural Gas_Commissioning_A_Achievable Technical Potential | F4 | Industrial | Agriculture | New | Process | Natural Gas | Commissioning | A | Standalone Impact on Baseline Energy (%) | Achievable Technical Potential | 0% | 0% | 0% | 0% | 0% | 0% | 0% | 0% | 0% | 0% | 0% | 0% | 0% | 0% | 0% | 0% | 0% | 0% | 0% | 0% | 0% | 0% | 0% | 0% | 0 | 0 | 0 | 0 | 0 | 0 | 0
F5_Industrial_Agriculture_New_Process_Natural Gas_Commissioning_A_Achievable Technical Potential | F5 | Industrial | Agriculture | New | Process | Natural Gas | Commissioning | A | Standalone Impact on Baseline Summer Peak (%) | Achievable Technical Potential | 0% | 0% | 0% | 0% | 0% | 0% | 0% | 0% | 0% | 0% | 0% | 0% | 0% | 0% | 0% | 0% | 0% | 0% | 0% | 0% | 0% | 0% | 0% | 0% | 0 | 0 | 0 | 0 | 0 | 0 | 0
F6_Industrial_Agriculture_New_Process_Natural Gas_Commissioning_A_Achievable Technical Potential | F6 | Industrial | Agriculture | New | Process | Natural Gas | Commissioning | A | Standalone Impact on Baseline Winter Peak (%) | Achievable Technical Potential | 0% | 0% | 0% | 0% | 0% | 0% | 0% | 0% | 0% | 0% | 0% | 0% | 0% | 0% | 0% | 0% | 0% | 0% | 0% | 0% | 0% | 0% | 0% | 0% | 0 | 0 | 0 | 0 | 0 | 0 | 0
F7_Industrial_Agriculture_New_Process_Natural Gas_Commissioning_A_Achievable Technical Potential | F7 | Industrial | Agriculture | New | Process | Natural Gas | Commissioning | A | Incremental Energy Savings (MWh or mTherms) | Achievable Technical Potential | 0 | 0 | 0 | 0 | 0 | 0 | 0 | 0 | 0 | 0 | 0 | 0 | 0 | 0 | 0 | 0 | 0 | 0 | 0 | 0 | 0 | 0 | 0 | 0 | 0 | 0 | 0 | 0 | 0 | 0 | 0
F8_Industrial_Agriculture_New_Process_Natural Gas_Commissioning_A_Achievable Technical Potential | F8 | Industrial | Agriculture | New | Process | Natural Gas | Commissioning | A | Incremental Summer Peak Savings (MW) | Achievable Technical Potential | 0 | 0 | 0 | 0 | 0 | 0 | 0 | 0 | 0 | 0 | 0 | 0 | 0 | 0 | 0 | 0 | 0 | 0 | 0 | 0 | 0 | 0 | 0 | 0 | 0 | 0 | 0 | 0 | 0 | 0 | 0
F9_Industrial_Agriculture_New_Process_Natural Gas_Commissioning_A_Achievable Technical Potential | F9 | Industrial | Agriculture | New | Process | Natural Gas | Commissioning | A | Incremental Winter Peak Savings (MW) | Achievable Technical Potential | 0 | 0 | 0 | 0 | 0 | 0 | 0 | 0 | 0 | 0 | 0 | 0 | 0 | 0 | 0 | 0 | 0 | 0 | 0 | 0 | 0 | 0 | 0 | 0 | 0 | 0 | 0 | 0 | 0 | 0 | 0
F10_Industrial_Agriculture_New_Process_Natural Gas_Commissioning_A_Achievable Technical Potential | F10 | Industrial | Agriculture | New | Process | Natural Gas | Commissioning | A | Cumulative Energy Savings (MWh or mTherms) | Achievable Technical Potential | 0 | 0 | 0 | 0 | 0 | 0 | 0 | 0 | 0 | 0 | 0 | 0 | 0 | 0 | 0 | 0 | 0 | 0 | 0 | 0 | 0 | 0 | 0 | 0 | 0 | 0 | 0 | 0 | 0 | 0 | 0
F11_Industrial_Agriculture_New_Process_Natural Gas_Commissioning_A_Achievable Technical Potential | F11 | Industrial | Agriculture | New | Process | Natural Gas | Commissioning | A | Cumulative Summer Peak Savings (MW) | Achievable Technical Potential | 0 | 0 | 0 | 0 | 0 | 0 | 0 | 0 | 0 | 0 | 0 | 0 | 0 | 0 | 0 | 0 | 0 | 0 | 0 | 0 | 0 | 0 | 0 | 0 | 0 | 0 | 0 | 0 | 0 | 0 | 0
F12_Industrial_Agriculture_New_Process_Natural Gas_Commissioning_A_Achievable Technical Potential | F12 | Industrial | Agriculture | New | Process | Natural Gas | Commissioning | A | Cumulative Winter Peak Savings (MW) | Achievable Technical Potential | 0 | 0 | 0 | 0 | 0 | 0 | 0 | 0 | 0 | 0 | 0 | 0 | 0 | 0 | 0 | 0 | 0 | 0 | 0 | 0 | 0 | 0 | 0 | 0 | 0 | 0 | 0 | 0 | 0 | 0 | 0
F13_Industrial_Agriculture_New_Process_Natural Gas_Commissioning_A_Achievable Technical Potential | F13 | Industrial | Agriculture | New | Process | Natural Gas | Commissioning | A | Purchases (Incremental) | Achievable Technical Potential | 0 | 0 | 0 | 0 | 0 | 0 | 0 | 0 | 0 | 0 | 0 | 0 | 0 | 0 | 0 | 0 | 0 | 0 | 0 | 0 | 0 | 0 | 0 | 0 | 0 | 0 | 0 | 0 | 0 | 0 | 0
F14_Industrial_Agriculture_New_Process_Natural Gas_Commissioning_A_Achievable Technical Potential | F14 | Industrial | Agriculture | New | Process | Natural Gas | Commissioning | A | Purchases (Cumulative) | Achievable Technical Potential | 0 | 0 | 0 | 0 | 0 | 0 | 0 | 0 | 0 | 0 | 0 | 0 | 0 | 0 | 0 | 0 | 0 | 0 | 0 | 0 | 0 | 0 | 0 | 0 | 0 | 0 | 0 | 0 | 0 | 0 | 0
F1_Industrial_Agriculture_New_Space Heating_Natural Gas_Retrocommissioning_A_Achievable Technical Potential | F1 | Industrial | Agriculture | New | Space Heating | Natural Gas | Retrocommissioning | A | Original Unit Energy Savings (kWh or therms) | Achievable Technical Potential | 0 | 0 | 0 | 0 | 0 | 0 | 0 | 0 | 0 | 0 | 0 | 0 | 0 | 0 | 0 | 0 | 0 | 0 | 0 | 0 | 0 | 0 | 0 | 0 | 0 | 0 | 0 | 0 | 0 | 0 | 0
F2_Industrial_Agriculture_New_Space Heating_Natural Gas_Retrocommissioning_A_Achievable Technical Potential | F2 | Industrial | Agriculture | New | Space Heating | Natural Gas | Retrocommissioning | A | Original Unit Summer Peak Savings (kW) | Achievable Technical Potential | 0 | 0 | 0 | 0 | 0 | 0 | 0 | 0 | 0 | 0 | 0 | 0 | 0 | 0 | 0 | 0 | 0 | 0 | 0 | 0 | 0 | 0 | 0 | 0 | 0 | 0 | 0 | 0 | 0 | 0 | 0
F3_Industrial_Agriculture_New_Space Heating_Natural Gas_Retrocommissioning_A_Achievable Technical Potential | F3 | Industrial | Agriculture | New | Space Heating | Natural Gas | Retrocommissioning | A | Original Unit Winter Peak Savings (kW) | Achievable Technical Potential | 0 | 0 | 0 | 0 | 0 | 0 | 0 | 0 | 0 | 0 | 0 | 0 | 0 | 0 | 0 | 0 | 0 | 0 | 0 | 0 | 0 | 0 | 0 | 0 | 0 | 0 | 0 | 0 | 0 | 0 | 0
F4_Industrial_Agriculture_New_Space Heating_Natural Gas_Retrocommissioning_A_Achievable Technical Potential | F4 | Industrial | Agriculture | New | Space Heating | Natural Gas | Retrocommissioning | A | Standalone Impact on Baseline Energy (%) | Achievable Technical Potential | 0% | 0% | 0% | 0% | 0% | 0% | 0% | 0% | 0% | 0% | 0% | 0% | 0% | 0% | 0% | 0% | 0% | 0% | 0% | 0% | 0% | 0% | 0% | 0% | 0 | 0 | 0 | 0 | 0 | 0 | 0
F5_Industrial_Agriculture_New_Space Heating_Natural Gas_Retrocommissioning_A_Achievable Technical Potential | F5 | Industrial | Agriculture | New | Space Heating | Natural Gas | Retrocommissioning | A | Standalone Impact on Baseline Summer Peak (%) | Achievable Technical Potential | 0% | 0% | 0% | 0% | 0% | 0% | 0% | 0% | 0% | 0% | 0% | 0% | 0% | 0% | 0% | 0% | 0% | 0% | 0% | 0% | 0% | 0% | 0% | 0% | 0 | 0 | 0 | 0 | 0 | 0 | 0
F6_Industrial_Agriculture_New_Space Heating_Natural Gas_Retrocommissioning_A_Achievable Technical Potential | F6 | Industrial | Agriculture | New | Space Heating | Natural Gas | Retrocommissioning | A | Standalone Impact on Baseline Winter Peak (%) | Achievable Technical Potential | 0% | 0% | 0% | 0% | 0% | 0% | 0% | 0% | 0% | 0% | 0% | 0% | 0% | 0% | 0% | 0% | 0% | 0% | 0% | 0% | 0% | 0% | 0% | 0% | 0 | 0 | 0 | 0 | 0 | 0 | 0
F7_Industrial_Agriculture_New_Space Heating_Natural Gas_Retrocommissioning_A_Achievable Technical Potential | F7 | Industrial | Agriculture | New | Space Heating | Natural Gas | Retrocommissioning | A | Incremental Energy Savings (MWh or mTherms) | Achievable Technical Potential | 0 | 0 | 0 | 0 | 0 | 0 | 0 | 0 | 0 | 0 | 0 | 0 | 0 | 0 | 0 | 0 | 0 | 0 | 0 | 0 | 0 | 0 | 0 | 0 | 0 | 0 | 0 | 0 | 0 | 0 | 0
F8_Industrial_Agriculture_New_Space Heating_Natural Gas_Retrocommissioning_A_Achievable Technical Potential | F8 | Industrial | Agriculture | New | Space Heating | Natural Gas | Retrocommissioning | A | Incremental Summer Peak Savings (MW) | Achievable Technical Potential | 0 | 0 | 0 | 0 | 0 | 0 | 0 | 0 | 0 | 0 | 0 | 0 | 0 | 0 | 0 | 0 | 0 | 0 | 0 | 0 | 0 | 0 | 0 | 0 | 0 | 0 | 0 | 0 | 0 | 0 | 0
F9_Industrial_Agriculture_New_Space Heating_Natural Gas_Retrocommissioning_A_Achievable Technical Potential | F9 | Industrial | Agriculture | New | Space Heating | Natural Gas | Retrocommissioning | A | Incremental Winter Peak Savings (MW) | Achievable Technical Potential | 0 | 0 | 0 | 0 | 0 | 0 | 0 | 0 | 0 | 0 | 0 | 0 | 0 | 0 | 0 | 0 | 0 | 0 | 0 | 0 | 0 | 0 | 0 | 0 | 0 | 0 | 0 | 0 | 0 | 0 | 0
F10_Industrial_Agriculture_New_Space Heating_Natural Gas_Retrocommissioning_A_Achievable Technical Potential | F10 | Industrial | Agriculture | New | Space Heating | Natural Gas | Retrocommissioning | A | Cumulative Energy Savings (MWh or mTherms) | Achievable Technical Potential | 0 | 0 | 0 | 0 | 0 | 0 | 0 | 0 | 0 | 0 | 0 | 0 | 0 | 0 | 0 | 0 | 0 | 0 | 0 | 0 | 0 | 0 | 0 | 0 | 0 | 0 | 0 | 0 | 0 | 0 | 0
F11_Industrial_Agriculture_New_Space Heating_Natural Gas_Retrocommissioning_A_Achievable Technical Potential | F11 | Industrial | Agriculture | New | Space Heating | Natural Gas | Retrocommissioning | A | Cumulative Summer Peak Savings (MW) | Achievable Technical Potential | 0 | 0 | 0 | 0 | 0 | 0 | 0 | 0 | 0 | 0 | 0 | 0 | 0 | 0 | 0 | 0 | 0 | 0 | 0 | 0 | 0 | 0 | 0 | 0 | 0 | 0 | 0 | 0 | 0 | 0 | 0
F12_Industrial_Agriculture_New_Space Heating_Natural Gas_Retrocommissioning_A_Achievable Technical Potential | F12 | Industrial | Agriculture | New | Space Heating | Natural Gas | Retrocommissioning | A | Cumulative Winter Peak Savings (MW) | Achievable Technical Potential | 0 | 0 | 0 | 0 | 0 | 0 | 0 | 0 | 0 | 0 | 0 | 0 | 0 | 0 | 0 | 0 | 0 | 0 | 0 | 0 | 0 | 0 | 0 | 0 | 0 | 0 | 0 | 0 | 0 | 0 | 0
F13_Industrial_Agriculture_New_Space Heating_Natural Gas_Retrocommissioning_A_Achievable Technical Potential | F13 | Industrial | Agriculture | New | Space Heating | Natural Gas | Retrocommissioning | A | Purchases (Incremental) | Achievable Technical Potential | 0 | 0 | 0 | 0 | 0 | 0 | 0 | 0 | 0 | 0 | 0 | 0 | 0 | 0 | 0 | 0 | 0 | 0 | 0 | 0 | 0 | 0 | 0 | 0 | 0 | 0 | 0 | 0 | 0 | 0 | 0
F14_Industrial_Agriculture_New_Space Heating_Natural Gas_Retrocommissioning_A_Achievable Technical Potential | F14 | Industrial | Agriculture | New | Space Heating | Natural Gas | Retrocommissioning | A | Purchases (Cumulative) | Achievable Technical Potential | 0 | 0 | 0 | 0 | 0 | 0 | 0 | 0 | 0 | 0 | 0 | 0 | 0 | 0 | 0 | 0 | 0 | 0 | 0 | 0 | 0 | 0 | 0 | 0 | 0 | 0 | 0 | 0 | 0 | 0 | 0
F1_Industrial_Agriculture_New_Process_Natural Gas_Retrocommissioning_A_Achievable Technical Potential | F1 | Industrial | Agriculture | New | Process | Natural Gas | Retrocommissioning | A | Original Unit Energy Savings (kWh or therms) | Achievable Technical Potential | 0 | 0 | 0 | 0 | 0 | 0 | 0 | 0 | 0 | 0 | 0 | 0 | 0 | 0 | 0 | 0 | 0 | 0 | 0 | 0 | 0 | 0 | 0 | 0 | 0 | 0 | 0 | 0 | 0 | 0 | 0
F2_Industrial_Agriculture_New_Process_Natural Gas_Retrocommissioning_A_Achievable Technical Potential | F2 | Industrial | Agriculture | New | Process | Natural Gas | Retrocommissioning | A | Original Unit Summer Peak Savings (kW) | Achievable Technical Potential | 0 | 0 | 0 | 0 | 0 | 0 | 0 | 0 | 0 | 0 | 0 | 0 | 0 | 0 | 0 | 0 | 0 | 0 | 0 | 0 | 0 | 0 | 0 | 0 | 0 | 0 | 0 | 0 | 0 | 0 | 0
F3_Industrial_Agriculture_New_Process_Natural Gas_Retrocommissioning_A_Achievable Technical Potential | F3 | Industrial | Agriculture | New | Process | Natural Gas | Retrocommissioning | A | Original Unit Winter Peak Savings (kW) | Achievable Technical Potential | 0 | 0 | 0 | 0 | 0 | 0 | 0 | 0 | 0 | 0 | 0 | 0 | 0 | 0 | 0 | 0 | 0 | 0 | 0 | 0 | 0 | 0 | 0 | 0 | 0 | 0 | 0 | 0 | 0 | 0 | 0
F4_Industrial_Agriculture_New_Process_Natural Gas_Retrocommissioning_A_Achievable Technical Potential | F4 | Industrial | Agriculture | New | Process | Natural Gas | Retrocommissioning | A | Standalone Impact on Baseline Energy (%) | Achievable Technical Potential | 0% | 0% | 0% | 0% | 0% | 0% | 0% | 0% | 0% | 0% | 0% | 0% | 0% | 0% | 0% | 0% | 0% | 0% | 0% | 0% | 0% | 0% | 0% | 0% | 0 | 0 | 0 | 0 | 0 | 0 | 0
F5_Industrial_Agriculture_New_Process_Natural Gas_Retrocommissioning_A_Achievable Technical Potential | F5 | Industrial | Agriculture | New | Process | Natural Gas | Retrocommissioning | A | Standalone Impact on Baseline Summer Peak (%) | Achievable Technical Potential | 0% | 0% | 0% | 0% | 0% | 0% | 0% | 0% | 0% | 0% | 0% | 0% | 0% | 0% | 0% | 0% | 0% | 0% | 0% | 0% | 0% | 0% | 0% | 0% | 0 | 0 | 0 | 0 | 0 | 0 | 0
F6_Industrial_Agriculture_New_Process_Natural Gas_Retrocommissioning_A_Achievable Technical Potential | F6 | Industrial | Agriculture | New | Process | Natural Gas | Retrocommissioning | A | Standalone Impact on Baseline Winter Peak (%) | Achievable Technical Potential | 0% | 0% | 0% | 0% | 0% | 0% | 0% | 0% | 0% | 0% | 0% | 0% | 0% | 0% | 0% | 0% | 0% | 0% | 0% | 0% | 0% | 0% | 0% | 0% | 0 | 0 | 0 | 0 | 0 | 0 | 0
F7_Industrial_Agriculture_New_Process_Natural Gas_Retrocommissioning_A_Achievable Technical Potential | F7 | Industrial | Agriculture | New | Process | Natural Gas | Retrocommissioning | A | Incremental Energy Savings (MWh or mTherms) | Achievable Technical Potential | 0 | 0 | 0 | 0 | 0 | 0 | 0 | 0 | 0 | 0 | 0 | 0 | 0 | 0 | 0 | 0 | 0 | 0 | 0 | 0 | 0 | 0 | 0 | 0 | 0 | 0 | 0 | 0 | 0 | 0 | 0
F8_Industrial_Agriculture_New_Process_Natural Gas_Retrocommissioning_A_Achievable Technical Potential | F8 | Industrial | Agriculture | New | Process | Natural Gas | Retrocommissioning | A | Incremental Summer Peak Savings (MW) | Achievable Technical Potential | 0 | 0 | 0 | 0 | 0 | 0 | 0 | 0 | 0 | 0 | 0 | 0 | 0 | 0 | 0 | 0 | 0 | 0 | 0 | 0 | 0 | 0 | 0 | 0 | 0 | 0 | 0 | 0 | 0 | 0 | 0
F9_Industrial_Agriculture_New_Process_Natural Gas_Retrocommissioning_A_Achievable Technical Potential | F9 | Industrial | Agriculture | New | Process | Natural Gas | Retrocommissioning | A | Incremental Winter Peak Savings (MW) | Achievable Technical Potential | 0 | 0 | 0 | 0 | 0 | 0 | 0 | 0 | 0 | 0 | 0 | 0 | 0 | 0 | 0 | 0 | 0 | 0 | 0 | 0 | 0 | 0 | 0 | 0 | 0 | 0 | 0 | 0 | 0 | 0 | 0
F10_Industrial_Agriculture_New_Process_Natural Gas_Retrocommissioning_A_Achievable Technical Potential | F10 | Industrial | Agriculture | New | Process | Natural Gas | Retrocommissioning | A | Cumulative Energy Savings (MWh or mTherms) | Achievable Technical Potential | 0 | 0 | 0 | 0 | 0 | 0 | 0 | 0 | 0 | 0 | 0 | 0 | 0 | 0 | 0 | 0 | 0 | 0 | 0 | 0 | 0 | 0 | 0 | 0 | 0 | 0 | 0 | 0 | 0 | 0 | 0
F11_Industrial_Agriculture_New_Process_Natural Gas_Retrocommissioning_A_Achievable Technical Potential | F11 | Industrial | Agriculture | New | Process | Natural Gas | Retrocommissioning | A | Cumulative Summer Peak Savings (MW) | Achievable Technical Potential | 0 | 0 | 0 | 0 | 0 | 0 | 0 | 0 | 0 | 0 | 0 | 0 | 0 | 0 | 0 | 0 | 0 | 0 | 0 | 0 | 0 | 0 | 0 | 0 | 0 | 0 | 0 | 0 | 0 | 0 | 0
F12_Industrial_Agriculture_New_Process_Natural Gas_Retrocommissioning_A_Achievable Technical Potential | F12 | Industrial | Agriculture | New | Process | Natural Gas | Retrocommissioning | A | Cumulative Winter Peak Savings (MW) | Achievable Technical Potential | 0 | 0 | 0 | 0 | 0 | 0 | 0 | 0 | 0 | 0 | 0 | 0 | 0 | 0 | 0 | 0 | 0 | 0 | 0 | 0 | 0 | 0 | 0 | 0 | 0 | 0 | 0 | 0 | 0 | 0 | 0
F13_Industrial_Agriculture_New_Process_Natural Gas_Retrocommissioning_A_Achievable Technical Potential | F13 | Industrial | Agriculture | New | Process | Natural Gas | Retrocommissioning | A | Purchases (Incremental) | Achievable Technical Potential | 0 | 0 | 0 | 0 | 0 | 0 | 0 | 0 | 0 | 0 | 0 | 0 | 0 | 0 | 0 | 0 | 0 | 0 | 0 | 0 | 0 | 0 | 0 | 0 | 0 | 0 | 0 | 0 | 0 | 0 | 0
F14_Industrial_Agriculture_New_Process_Natural Gas_Retrocommissioning_A_Achievable Technical Potential | F14 | Industrial | Agriculture | New | Process | Natural Gas | Retrocommissioning | A | Purchases (Cumulative) | Achievable Technical Potential | 0 | 0 | 0 | 0 | 0 | 0 | 0 | 0 | 0 | 0 | 0 | 0 | 0 | 0 | 0 | 0 | 0 | 0 | 0 | 0 | 0 | 0 | 0 | 0 | 0 | 0 | 0 | 0 | 0 | 0 | 0
F1_Industrial_Primary Metals_Existing_Space Heating_Natural Gas_Insulation - Roof/Ceiling_A_Achievable Technical Potential | F1 | Industrial | Primary Metals | Existing | Space Heating | Natural Gas | Insulation - Roof/Ceiling | A | Original Unit Energy Savings (kWh or therms) | Achievable Technical Potential | 0 | 0 | 0 | 0 | 0 | 0.099591 | 0.099104 | 0.098502 | 0.097865 | 0.097198 | 0.096522 | 0.095828 | 0.095137 | 0.094449 | 0.093706 | 0.093019 | 0.09234 | 0.09171 | 0.091123 | 0.090551 | 0.090011 | 0.089458 | 0.08896 | 0.088489 | 0.088041 | 0.087626 | 0.087242 | 0.086887 | 0 | 0 | 0
F2_Industrial_Primary Metals_Existing_Space Heating_Natural Gas_Insulation - Roof/Ceiling_A_Achievable Technical Potential | F2 | Industrial | Primary Metals | Existing | Space Heating | Natural Gas | Insulation - Roof/Ceiling | A | Original Unit Summer Peak Savings (kW) | Achievable Technical Potential | 0 | 0 | 0 | 0 | 0 | 0 | 0 | 0 | 0 | 0 | 0 | 0 | 0 | 0 | 0 | 0 | 0 | 0 | 0 | 0 | 0 | 0 | 0 | 0 | 0 | 0 | 0 | 0 | 0 | 0 | 0
F3_Industrial_Primary Metals_Existing_Space Heating_Natural Gas_Insulation - Roof/Ceiling_A_Achievable Technical Potential | F3 | Industrial | Primary Metals | Existing | Space Heating | Natural Gas | Insulation - Roof/Ceiling | A | Original Unit Winter Peak Savings (kW) | Achievable Technical Potential | 0 | 0 | 0 | 0 | 0 | 0 | 0 | 0 | 0 | 0 | 0 | 0 | 0 | 0 | 0 | 0 | 0 | 0 | 0 | 0 | 0 | 0 | 0 | 0 | 0 | 0 | 0 | 0 | 0 | 0 | 0
F4_Industrial_Primary Metals_Existing_Space Heating_Natural Gas_Insulation - Roof/Ceiling_A_Achievable Technical Potential | F4 | Industrial | Primary Metals | Existing | Space Heating | Natural Gas | Insulation - Roof/Ceiling | A | Standalone Impact on Baseline Energy (%) | Achievable Technical Potential | 0% | 0% | 0% | 0% | 0% | 0.3808% | 1.047% | 2.09% | 3.54% | 5.384% | 7.608% | 9.95% | 12.29% | 14.65% | 16.49% | 18.21% | 19.42% | 20.42% | 21.23% | 21.62% | 21.97% | 22.22% | 22.41% | 22.49% | 0.22561 | 0.22627 | 0.22687 | 0.22742 | 0 | 0 | 0
F5_Industrial_Primary Metals_Existing_Space Heating_Natural Gas_Insulation - Roof/Ceiling_A_Achievable Technical Potential | F5 | Industrial | Primary Metals | Existing | Space Heating | Natural Gas | Insulation - Roof/Ceiling | A | Standalone Impact on Baseline Summer Peak (%) | Achievable Technical Potential | 0% | 0% | 0% | 0% | 0% | 0% | 0% | 0% | 0% | 0% | 0% | 0% | 0% | 0% | 0% | 0% | 0% | 0% | 0% | 0% | 0% | 0% | 0% | 0% | 0 | 0 | 0 | 0 | 0 | 0 | 0
F6_Industrial_Primary Metals_Existing_Space Heating_Natural Gas_Insulation - Roof/Ceiling_A_Achievable Technical Potential | F6 | Industrial | Primary Metals | Existing | Space Heating | Natural Gas | Insulation - Roof/Ceiling | A | Standalone Impact on Baseline Winter Peak (%) | Achievable Technical Potential | 0% | 0% | 0% | 0% | 0% | 0% | 0% | 0% | 0% | 0% | 0% | 0% | 0% | 0% | 0% | 0% | 0% | 0% | 0% | 0% | 0% | 0% | 0% | 0% | 0 | 0 | 0 | 0 | 0 | 0 | 0
F7_Industrial_Primary Metals_Existing_Space Heating_Natural Gas_Insulation - Roof/Ceiling_A_Achievable Technical Potential | F7 | Industrial | Primary Metals | Existing | Space Heating | Natural Gas | Insulation - Roof/Ceiling | A | Incremental Energy Savings (MWh or mTherms) | Achievable Technical Potential | 0 | 0 | 0 | 0 | 0 | 0.29626 | 0.51563 | 0.79252 | 1.1029 | 1.3953 | 1.596 | 1.7018 | 1.6861 | 1.5375 | 1.3398 | 1.0848 | 0.83772 | 0.60997 | 0.42046 | 0.27888 | 0.17568 | 0.10587 | 0.071021 | 0 | 0 | 0 | 0 | 0 | 0 | 0 | 0
F8_Industrial_Primary Metals_Existing_Space Heating_Natural Gas_Insulation - Roof/Ceiling_A_Achievable Technical Potential | F8 | Industrial | Primary Metals | Existing | Space Heating | Natural Gas | Insulation - Roof/Ceiling | A | Incremental Summer Peak Savings (MW) | Achievable Technical Potential | 0 | 0 | 0 | 0 | 0 | 0 | 0 | 0 | 0 | 0 | 0 | 0 | 0 | 0 | 0 | 0 | 0 | 0 | 0 | 0 | 0 | 0 | 0 | 0 | 0 | 0 | 0 | 0 | 0 | 0 | 0
F9_Industrial_Primary Metals_Existing_Space Heating_Natural Gas_Insulation - Roof/Ceiling_A_Achievable Technical Potential | F9 | Industrial | Primary Metals | Existing | Space Heating | Natural Gas | Insulation - Roof/Ceiling | A | Incremental Winter Peak Savings (MW) | Achievable Technical Potential | 0 | 0 | 0 | 0 | 0 | 0 | 0 | 0 | 0 | 0 | 0 | 0 | 0 | 0 | 0 | 0 | 0 | 0 | 0 | 0 | 0 | 0 | 0 | 0 | 0 | 0 | 0 | 0 | 0 | 0 | 0
F10_Industrial_Primary Metals_Existing_Space Heating_Natural Gas_Insulation - Roof/Ceiling_A_Achievable Technical Potential | F10 | Industrial | Primary Metals | Existing | Space Heating | Natural Gas | Insulation - Roof/Ceiling | A | Cumulative Energy Savings (MWh or mTherms) | Achievable Technical Potential | 0 | 0 | 0 | 0 | 0 | 0.29626 | 0.81044 | 1.598 | 2.6906 | 4.0677 | 5.6354 | 7.2967 | 8.9301 | 10.4031 | 11.661 | 12.6604 | 13.4057 | 13.9242 | 14.2556 | 14.4449 | 14.5344 | 14.5511 | 14.541 | 14.464 | 14.3908 | 14.323 | 14.2603 | 14.2022 | 0 | 0 | 0
F11_Industrial_Primary Metals_Existing_Space Heating_Natural Gas_Insulation - Roof/Ceiling_A_Achievable Technical Potential | F11 | Industrial | Primary Metals | Existing | Space Heating | Natural Gas | Insulation - Roof/Ceiling | A | Cumulative Summer Peak Savings (MW) | Achievable Technical Potential | 0 | 0 | 0 | 0 | 0 | 0 | 0 | 0 | 0 | 0 | 0 | 0 | 0 | 0 | 0 | 0 | 0 | 0 | 0 | 0 | 0 | 0 | 0 | 0 | 0 | 0 | 0 | 0 | 0 | 0 | 0
F12_Industrial_Primary Metals_Existing_Space Heating_Natural Gas_Insulation - Roof/Ceiling_A_Achievable Technical Potential | F12 | Industrial | Primary Metals | Existing | Space Heating | Natural Gas | Insulation - Roof/Ceiling | A | Cumulative Winter Peak Savings (MW) | Achievable Technical Potential | 0 | 0 | 0 | 0 | 0 | 0 | 0 | 0 | 0 | 0 | 0 | 0 | 0 | 0 | 0 | 0 | 0 | 0 | 0 | 0 | 0 | 0 | 0 | 0 | 0 | 0 | 0 | 0 | 0 | 0 | 0
F13_Industrial_Primary Metals_Existing_Space Heating_Natural Gas_Insulation - Roof/Ceiling_A_Achievable Technical Potential | F13 | Industrial | Primary Metals | Existing | Space Heating | Natural Gas | Insulation - Roof/Ceiling | A | Purchases (Incremental) | Achievable Technical Potential | 0 | 0 | 0 | 0 | 0 | 2974.7326 | 5202.9248 | 8045.7087 | 11270.082 | 14355.6013 | 16535.5166 | 17758.8174 | 17722.7594 | 16278.5729 | 14298.1344 | 11662.6449 | 9072.1232 | 6651.0778 | 4614.2254 | 3079.7942 | 1951.7645 | 1183.4099 | 798.348 | 0 | 0 | 0 | 0 | 0 | 0 | 0 | 0
F14_Industrial_Primary Metals_Existing_Space Heating_Natural Gas_Insulation - Roof/Ceiling_A_Achievable Technical Potential | F14 | Industrial | Primary Metals | Existing | Space Heating | Natural Gas | Insulation - Roof/Ceiling | A | Purchases (Cumulative) | Achievable Technical Potential | 0 | 0 | 0 | 0 | 0 | 2974.7326 | 8177.6574 | 16223.3661 | 27493.4482 | 41849.0495 | 58384.5661 | 76143.3835 | 93866.1429 | 110144.7157 | 124442.8501 | 136105.495 | 145177.6182 | 151828.696 | 156442.9214 | 159522.7156 | 161474.4801 | 162657.89 | 163456.238 | 163456.238 | 163456.238 | 163456.238 | 163456.238 | 163456.238 | 163456.238 | 163456.238 | 163456.238
F1_Industrial_Primary Metals_Existing_Space Heating_Natural Gas_Insulation - Wall Cavity_A_Achievable Technical Potential | F1 | Industrial | Primary Metals | Existing | Space Heating | Natural Gas | Insulation - Wall Cavity | A | Original Unit Energy Savings (kWh or therms) | Achievable Technical Potential | 0 | 0 | 0 | 0 | 0 | 0.017935 | 0.017848 | 0.017739 | 0.017625 | 0.017505 | 0.017383 | 0.017258 | 0.017133 | 0.017009 | 0.016876 | 0.016752 | 0.01663 | 0.016516 | 0.01641 | 0.016307 | 0.01621 | 0.016111 | 0.016021 | 0.015936 | 0.015855 | 0.015781 | 0.015712 | 0.015648 | 0 | 0 | 0
F2_Industrial_Primary Metals_Existing_Space Heating_Natural Gas_Insulation - Wall Cavity_A_Achievable Technical Potential | F2 | Industrial | Primary Metals | Existing | Space Heating | Natural Gas | Insulation - Wall Cavity | A | Original Unit Summer Peak Savings (kW) | Achievable Technical Potential | 0 | 0 | 0 | 0 | 0 | 0 | 0 | 0 | 0 | 0 | 0 | 0 | 0 | 0 | 0 | 0 | 0 | 0 | 0 | 0 | 0 | 0 | 0 | 0 | 0 | 0 | 0 | 0 | 0 | 0 | 0
F3_Industrial_Primary Metals_Existing_Space Heating_Natural Gas_Insulation - Wall Cavity_A_Achievable Technical Potential | F3 | Industrial | Primary Metals | Existing | Space Heating | Natural Gas | Insulation - Wall Cavity | A | Original Unit Winter Peak Savings (kW) | Achievable Technical Potential | 0 | 0 | 0 | 0 | 0 | 0 | 0 | 0 | 0 | 0 | 0 | 0 | 0 | 0 | 0 | 0 | 0 | 0 | 0 | 0 | 0 | 0 | 0 | 0 | 0 | 0 | 0 | 0 | 0 | 0 | 0
F4_Industrial_Primary Metals_Existing_Space Heating_Natural Gas_Insulation - Wall Cavity_A_Achievable Technical Potential | F4 | Industrial | Primary Metals | Existing | Space Heating | Natural Gas | Insulation - Wall Cavity | A | Standalone Impact on Baseline Energy (%) | Achievable Technical Potential | 0% | 0% | 0% | 0% | 0% | 0.06857% | 0.1886% | 0.3764% | 0.6376% | 0.9696% | 1.37% | 1.792% | 2.213% | 2.639% | 2.97% | 3.28% | 3.498% | 3.677% | 3.823% | 3.894% | 3.958% | 4.002% | 4.036% | 4.05% | 0.04063 | 0.040749 | 0.040857 | 0.040957 | 0 | 0 | 0
F5_Industrial_Primary Metals_Existing_Space Heating_Natural Gas_Insulation - Wall Cavity_A_Achievable Technical Potential | F5 | Industrial | Primary Metals | Existing | Space Heating | Natural Gas | Insulation - Wall Cavity | A | Standalone Impact on Baseline Summer Peak (%) | Achievable Technical Potential | 0% | 0% | 0% | 0% | 0% | 0% | 0% | 0% | 0% | 0% | 0% | 0% | 0% | 0% | 0% | 0% | 0% | 0% | 0% | 0% | 0% | 0% | 0% | 0% | 0 | 0 | 0 | 0 | 0 | 0 | 0
F6_Industrial_Primary Metals_Existing_Space Heating_Natural Gas_Insulation - Wall Cavity_A_Achievable Technical Potential | F6 | Industrial | Primary Metals | Existing | Space Heating | Natural Gas | Insulation - Wall Cavity | A | Standalone Impact on Baseline Winter Peak (%) | Achievable Technical Potential | 0% | 0% | 0% | 0% | 0% | 0% | 0% | 0% | 0% | 0% | 0% | 0% | 0% | 0% | 0% | 0% | 0% | 0% | 0% | 0% | 0% | 0% | 0% | 0% | 0 | 0 | 0 | 0 | 0 | 0 | 0
F7_Industrial_Primary Metals_Existing_Space Heating_Natural Gas_Insulation - Wall Cavity_A_Achievable Technical Potential | F7 | Industrial | Primary Metals | Existing | Space Heating | Natural Gas | Insulation - Wall Cavity | A | Incremental Energy Savings (MWh or mTherms) | Achievable Technical Potential | 0 | 0 | 0 | 0 | 0 | 0.053353 | 0.092861 | 0.14273 | 0.19863 | 0.25129 | 0.28743 | 0.30648 | 0.30365 | 0.27689 | 0.24129 | 0.19537 | 0.15087 | 0.10985 | 0.075722 | 0.050224 | 0.031638 | 0.019066 | 0.01279 | 0 | 0 | 0 | 0 | 0 | 0 | 0 | 0
F8_Industrial_Primary Metals_Existing_Space Heating_Natural Gas_Insulation - Wall Cavity_A_Achievable Technical Potential | F8 | Industrial | Primary Metals | Existing | Space Heating | Natural Gas | Insulation - Wall Cavity | A | Incremental Summer Peak Savings (MW) | Achievable Technical Potential | 0 | 0 | 0 | 0 | 0 | 0 | 0 | 0 | 0 | 0 | 0 | 0 | 0 | 0 | 0 | 0 | 0 | 0 | 0 | 0 | 0 | 0 | 0 | 0 | 0 | 0 | 0 | 0 | 0 | 0 | 0
F9_Industrial_Primary Metals_Existing_Space Heating_Natural Gas_Insulation - Wall Cavity_A_Achievable Technical Potential | F9 | Industrial | Primary Metals | Existing | Space Heating | Natural Gas | Insulation - Wall Cavity | A | Incremental Winter Peak Savings (MW) | Achievable Technical Potential | 0 | 0 | 0 | 0 | 0 | 0 | 0 | 0 | 0 | 0 | 0 | 0 | 0 | 0 | 0 | 0 | 0 | 0 | 0 | 0 | 0 | 0 | 0 | 0 | 0 | 0 | 0 | 0 | 0 | 0 | 0
F10_Industrial_Primary Metals_Existing_Space Heating_Natural Gas_Insulation - Wall Cavity_A_Achievable Technical Potential | F10 | Industrial | Primary Metals | Existing | Space Heating | Natural Gas | Insulation - Wall Cavity | A | Cumulative Energy Savings (MWh or mTherms) | Achievable Technical Potential | 0 | 0 | 0 | 0 | 0 | 0.053353 | 0.14595 | 0.28779 | 0.48456 | 0.73255 | 1.0149 | 1.3141 | 1.6082 | 1.8735 | 2.1 | 2.28 | 2.4142 | 2.5076 | 2.5673 | 2.6014 | 2.6175 | 2.6205 | 2.6187 | 2.6048 | 2.5917 | 2.5795 | 2.5682 | 2.5577 | 0 | 0 | 0
F11_Industrial_Primary Metals_Existing_Space Heating_Natural Gas_Insulation - Wall Cavity_A_Achievable Technical Potential | F11 | Industrial | Primary Metals | Existing | Space Heating | Natural Gas | Insulation - Wall Cavity | A | Cumulative Summer Peak Savings (MW) | Achievable Technical Potential | 0 | 0 | 0 | 0 | 0 | 0 | 0 | 0 | 0 | 0 | 0 | 0 | 0 | 0 | 0 | 0 | 0 | 0 | 0 | 0 | 0 | 0 | 0 | 0 | 0 | 0 | 0 | 0 | 0 | 0 | 0
F12_Industrial_Primary Metals_Existing_Space Heating_Natural Gas_Insulation - Wall Cavity_A_Achievable Technical Potential | F12 | Industrial | Primary Metals | Existing | Space Heating | Natural Gas | Insulation - Wall Cavity | A | Cumulative Winter Peak Savings (MW) | Achievable Technical Potential | 0 | 0 | 0 | 0 | 0 | 0 | 0 | 0 | 0 | 0 | 0 | 0 | 0 | 0 | 0 | 0 | 0 | 0 | 0 | 0 | 0 | 0 | 0 | 0 | 0 | 0 | 0 | 0 | 0 | 0 | 0
F13_Industrial_Primary Metals_Existing_Space Heating_Natural Gas_Insulation - Wall Cavity_A_Achievable Technical Potential | F13 | Industrial | Primary Metals | Existing | Space Heating | Natural Gas | Insulation - Wall Cavity | A | Purchases (Incremental) | Achievable Technical Potential | 0 | 0 | 0 | 0 | 0 | 2974.7326 | 5202.9248 | 8045.7087 | 11270.082 | 14355.6013 | 16535.5166 | 17758.8174 | 17722.7594 | 16278.5729 | 14298.1344 | 11662.6449 | 9072.1232 | 6651.0778 | 4614.2254 | 3079.7942 | 1951.7645 | 1183.4099 | 798.348 | 0 | 0 | 0 | 0 | 0 | 0 | 0 | 0
F14_Industrial_Primary Metals_Existing_Space Heating_Natural Gas_Insulation - Wall Cavity_A_Achievable Technical Potential | F14 | Industrial | Primary Metals | Existing | Space Heating | Natural Gas | Insulation - Wall Cavity | A | Purchases (Cumulative) | Achievable Technical Potential | 0 | 0 | 0 | 0 | 0 | 2974.7326 | 8177.6574 | 16223.3661 | 27493.4482 | 41849.0495 | 58384.5661 | 76143.3835 | 93866.1429 | 110144.7157 | 124442.8501 | 136105.495 | 145177.6182 | 151828.696 | 156442.9214 | 159522.7156 | 161474.4801 | 162657.89 | 163456.238 | 163456.238 | 163456.238 | 163456.238 | 163456.238 | 163456.238 | 163456.238 | 163456.238 | 163456.238
F1_Industrial_Primary Metals_Existing_Space Heating_Natural Gas_Insulation - Ducting_A_Achievable Technical Potential | F1 | Industrial | Primary Metals | Existing | Space Heating | Natural Gas | Insulation - Ducting | A | Original Unit Energy Savings (kWh or therms) | Achievable Technical Potential | 0 | 0 | 0 | 0 | 0 | 0.0016309 | 0.0016162 | 0.0015975 | 0.0015784 | 0.0015594 | 0.0015407 | 0.0015222 | 0.0015048 | 0.0014884 | 0.0014718 | 0.0014574 | 0.0014437 | 0.0014309 | 0.0014188 | 0.0014066 | 0.0013948 | 0.001383 | 0.0013709 | 0.0013593 | 0.0013481 | 0.0013376 | 0.0013278 | 0.0013186 | 0.00131 | 0.0013019 | 0.0012943
F2_Industrial_Primary Metals_Existing_Space Heating_Natural Gas_Insulation - Ducting_A_Achievable Technical Potential | F2 | Industrial | Primary Metals | Existing | Space Heating | Natural Gas | Insulation - Ducting | A | Original Unit Summer Peak Savings (kW) | Achievable Technical Potential | 0 | 0 | 0 | 0 | 0 | 0 | 0 | 0 | 0 | 0 | 0 | 0 | 0 | 0 | 0 | 0 | 0 | 0 | 0 | 0 | 0 | 0 | 0 | 0 | 0 | 0 | 0 | 0 | 0 | 0 | 0
F3_Industrial_Primary Metals_Existing_Space Heating_Natural Gas_Insulation - Ducting_A_Achievable Technical Potential | F3 | Industrial | Primary Metals | Existing | Space Heating | Natural Gas | Insulation - Ducting | A | Original Unit Winter Peak Savings (kW) | Achievable Technical Potential | 0 | 0 | 0 | 0 | 0 | 0 | 0 | 0 | 0 | 0 | 0 | 0 | 0 | 0 | 0 | 0 | 0 | 0 | 0 | 0 | 0 | 0 | 0 | 0 | 0 | 0 | 0 | 0 | 0 | 0 | 0
F4_Industrial_Primary Metals_Existing_Space Heating_Natural Gas_Insulation - Ducting_A_Achievable Technical Potential | F4 | Industrial | Primary Metals | Existing | Space Heating | Natural Gas | Insulation - Ducting | A | Standalone Impact on Baseline Energy (%) | Achievable Technical Potential | 0% | 0% | 0% | 0% | 0% | 0.0007873% | 0.001747% | 0.002919% | 0.004254% | 0.005763% | 0.007592% | 0.009525% | 0.01149% | 0.01349% | 0.01499% | 0.01632% | 0.0171% | 0.01762% | 0.01797% | 0.018% | 0.01807% | 0.01811% | 0.01812% | 0.01812% | 0.00018123 | 0.00018119 | 0.00018114 | 0.00018106 | 0 | 0 | 0
F5_Industrial_Primary Metals_Existing_Space Heating_Natural Gas_Insulation - Ducting_A_Achievable Technical Potential | F5 | Industrial | Primary Metals | Existing | Space Heating | Natural Gas | Insulation - Ducting | A | Standalone Impact on Baseline Summer Peak (%) | Achievable Technical Potential | 0% | 0% | 0% | 0% | 0% | 0% | 0% | 0% | 0% | 0% | 0% | 0% | 0% | 0% | 0% | 0% | 0% | 0% | 0% | 0% | 0% | 0% | 0% | 0% | 0 | 0 | 0 | 0 | 0 | 0 | 0
F6_Industrial_Primary Metals_Existing_Space Heating_Natural Gas_Insulation - Ducting_A_Achievable Technical Potential | F6 | Industrial | Primary Metals | Existing | Space Heating | Natural Gas | Insulation - Ducting | A | Standalone Impact on Baseline Winter Peak (%) | Achievable Technical Potential | 0% | 0% | 0% | 0% | 0% | 0% | 0% | 0% | 0% | 0% | 0% | 0% | 0% | 0% | 0% | 0% | 0% | 0% | 0% | 0% | 0% | 0% | 0% | 0% | 0 | 0 | 0 | 0 | 0 | 0 | 0
F7_Industrial_Primary Metals_Existing_Space Heating_Natural Gas_Insulation - Ducting_A_Achievable Technical Potential | F7 | Industrial | Primary Metals | Existing | Space Heating | Natural Gas | Insulation - Ducting | A | Incremental Energy Savings (MWh or mTherms) | Achievable Technical Potential | 0 | 0 | 0 | 0 | 0 | 0.00061256 | 0.00074493 | 0.0008957 | 0.0010279 | 0.0011593 | 0.0013221 | 0.001429 | 0.0014402 | 0.0013211 | 0.0011273 | 0.00085553 | 0.00056098 | 0.00032121 | 0.00015199 | 6.3825e-05 | 2.2919e-05 | 7.0708e-06 | 1.5221e-06 | 2.4722e-07 | 2.9337e-08 | 0 | 0 | 0 | 0 | 0 | 0
F8_Industrial_Primary Metals_Existing_Space Heating_Natural Gas_Insulation - Ducting_A_Achievable Technical Potential | F8 | Industrial | Primary Metals | Existing | Space Heating | Natural Gas | Insulation - Ducting | A | Incremental Summer Peak Savings (MW) | Achievable Technical Potential | 0 | 0 | 0 | 0 | 0 | 0 | 0 | 0 | 0 | 0 | 0 | 0 | 0 | 0 | 0 | 0 | 0 | 0 | 0 | 0 | 0 | 0 | 0 | 0 | 0 | 0 | 0 | 0 | 0 | 0 | 0
F9_Industrial_Primary Metals_Existing_Space Heating_Natural Gas_Insulation - Ducting_A_Achievable Technical Potential | F9 | Industrial | Primary Metals | Existing | Space Heating | Natural Gas | Insulation - Ducting | A | Incremental Winter Peak Savings (MW) | Achievable Technical Potential | 0 | 0 | 0 | 0 | 0 | 0 | 0 | 0 | 0 | 0 | 0 | 0 | 0 | 0 | 0 | 0 | 0 | 0 | 0 | 0 | 0 | 0 | 0 | 0 | 0 | 0 | 0 | 0 | 0 | 0 | 0
F10_Industrial_Primary Metals_Existing_Space Heating_Natural Gas_Insulation - Ducting_A_Achievable Technical Potential | F10 | Industrial | Primary Metals | Existing | Space Heating | Natural Gas | Insulation - Ducting | A | Cumulative Energy Savings (MWh or mTherms) | Achievable Technical Potential | 0 | 0 | 0 | 0 | 0 | 0.00061256 | 0.001352 | 0.002232 | 0.0032334 | 0.0043536 | 0.0056236 | 0.0069851 | 0.0083454 | 0.0095755 | 0.010596 | 0.011348 | 0.011802 | 0.012019 | 0.01207 | 0.01203 | 0.011951 | 0.011858 | 0.011755 | 0.011656 | 0.01156 | 0.01147 | 0.011386 | 0.011307 | 0.011233 | 0.011164 | 0.011099
F11_Industrial_Primary Metals_Existing_Space Heating_Natural Gas_Insulation - Ducting_A_Achievable Technical Potential | F11 | Industrial | Primary Metals | Existing | Space Heating | Natural Gas | Insulation - Ducting | A | Cumulative Summer Peak Savings (MW) | Achievable Technical Potential | 0 | 0 | 0 | 0 | 0 | 0 | 0 | 0 | 0 | 0 | 0 | 0 | 0 | 0 | 0 | 0 | 0 | 0 | 0 | 0 | 0 | 0 | 0 | 0 | 0 | 0 | 0 | 0 | 0 | 0 | 0
F12_Industrial_Primary Metals_Existing_Space Heating_Natural Gas_Insulation - Ducting_A_Achievable Technical Potential | F12 | Industrial | Primary Metals | Existing | Space Heating | Natural Gas | Insulation - Ducting | A | Cumulative Winter Peak Savings (MW) | Achievable Technical Potential | 0 | 0 | 0 | 0 | 0 | 0 | 0 | 0 | 0 | 0 | 0 | 0 | 0 | 0 | 0 | 0 | 0 | 0 | 0 | 0 | 0 | 0 | 0 | 0 | 0 | 0 | 0 | 0 | 0 | 0 | 0
F13_Industrial_Primary Metals_Existing_Space Heating_Natural Gas_Insulation - Ducting_A_Achievable Technical Potential | F13 | Industrial | Primary Metals | Existing | Space Heating | Natural Gas | Insulation - Ducting | A | Purchases (Incremental) | Achievable Technical Potential | 0 | 0 | 0 | 0 | 0 | 375.5956 | 460.9184 | 560.703 | 651.2397 | 743.4356 | 858.1281 | 938.8073 | 957.1107 | 887.6391 | 765.9142 | 587.0446 | 388.569 | 224.4851 | 107.1213 | 45.3742 | 16.4315 | 5.1125 | 1.1102 | 0.18187 | 0.021762 | 0 | 0 | 0 | 0 | 0 | 0
F14_Industrial_Primary Metals_Existing_Space Heating_Natural Gas_Insulation - Ducting_A_Achievable Technical Potential | F14 | Industrial | Primary Metals | Existing | Space Heating | Natural Gas | Insulation - Ducting | A | Purchases (Cumulative) | Achievable Technical Potential | 0 | 0 | 0 | 0 | 0 | 375.5956 | 836.5141 | 1397.217 | 2048.4567 | 2791.8923 | 3650.0204 | 4588.8277 | 5545.9384 | 6433.5775 | 7199.4917 | 7786.5363 | 8175.1053 | 8399.5904 | 8506.7117 | 8552.086 | 8568.5175 | 8573.63 | 8574.7402 | 8574.9221 | 8574.9438 | 8574.9438 | 8574.9438 | 8574.9438 | 8574.9438 | 8574.9438 | 8574.9438
F1_Industrial_Primary Metals_Existing_Space Heating_Natural Gas_HVAC - Duct Repair and Sealing_A_Achievable Technical Potential | F1 | Industrial | Primary Metals | Existing | Space Heating | Natural Gas | HVAC - Duct Repair and Sealing | A | Original Unit Energy Savings (kWh or therms) | Achievable Technical Potential | 0 | 0 | 0 | 0 | 0 | 0.0038394 | 0.0038048 | 0.0037607 | 0.003716 | 0.0036711 | 0.0036271 | 0.0035835 | 0.0035425 | 0.0035039 | 0.003465 | 0.0034309 | 0.0033988 | 0.0033686 | 0.0033402 | 0.0033115 | 0.0032836 | 0.003256 | 0.0032274 | 0.0032 | 0.0031737 | 0.003149 | 0.0031259 | 0.0031042 | 0.0030839 | 0.0030649 | 0.0030471
F2_Industrial_Primary Metals_Existing_Space Heating_Natural Gas_HVAC - Duct Repair and Sealing_A_Achievable Technical Potential | F2 | Industrial | Primary Metals | Existing | Space Heating | Natural Gas | HVAC - Duct Repair and Sealing | A | Original Unit Summer Peak Savings (kW) | Achievable Technical Potential | 0 | 0 | 0 | 0 | 0 | 0 | 0 | 0 | 0 | 0 | 0 | 0 | 0 | 0 | 0 | 0 | 0 | 0 | 0 | 0 | 0 | 0 | 0 | 0 | 0 | 0 | 0 | 0 | 0 | 0 | 0
F3_Industrial_Primary Metals_Existing_Space Heating_Natural Gas_HVAC - Duct Repair and Sealing_A_Achievable Technical Potential | F3 | Industrial | Primary Metals | Existing | Space Heating | Natural Gas | HVAC - Duct Repair and Sealing | A | Original Unit Winter Peak Savings (kW) | Achievable Technical Potential | 0 | 0 | 0 | 0 | 0 | 0 | 0 | 0 | 0 | 0 | 0 | 0 | 0 | 0 | 0 | 0 | 0 | 0 | 0 | 0 | 0 | 0 | 0 | 0 | 0 | 0 | 0 | 0 | 0 | 0 | 0
F4_Industrial_Primary Metals_Existing_Space Heating_Natural Gas_HVAC - Duct Repair and Sealing_A_Achievable Technical Potential | F4 | Industrial | Primary Metals | Existing | Space Heating | Natural Gas | HVAC - Duct Repair and Sealing | A | Standalone Impact on Baseline Energy (%) | Achievable Technical Potential | 0% | 0% | 0% | 0% | 0% | 0.003772% | 0.007514% | 0.01125% | 0.0149% | 0.0185% | 0.02232% | 0.02593% | 0.02952% | 0.03351% | 0.03689% | 0.04076% | 0.04427% | 0.048% | 0.05192% | 0.05531% | 0.05898% | 0.06263% | 0.06621% | 0.06976% | 0.00073282 | 0.00073269 | 0.00073246 | 0.00073213 | 0 | 0 | 0
F5_Industrial_Primary Metals_Existing_Space Heating_Natural Gas_HVAC - Duct Repair and Sealing_A_Achievable Technical Potential | F5 | Industrial | Primary Metals | Existing | Space Heating | Natural Gas | HVAC - Duct Repair and Sealing | A | Standalone Impact on Baseline Summer Peak (%) | Achievable Technical Potential | 0% | 0% | 0% | 0% | 0% | 0% | 0% | 0% | 0% | 0% | 0% | 0% | 0% | 0% | 0% | 0% | 0% | 0% | 0% | 0% | 0% | 0% | 0% | 0% | 0 | 0 | 0 | 0 | 0 | 0 | 0
F6_Industrial_Primary Metals_Existing_Space Heating_Natural Gas_HVAC - Duct Repair and Sealing_A_Achievable Technical Potential | F6 | Industrial | Primary Metals | Existing | Space Heating | Natural Gas | HVAC - Duct Repair and Sealing | A | Standalone Impact on Baseline Winter Peak (%) | Achievable Technical Potential | 0% | 0% | 0% | 0% | 0% | 0% | 0% | 0% | 0% | 0% | 0% | 0% | 0% | 0% | 0% | 0% | 0% | 0% | 0% | 0% | 0% | 0% | 0% | 0% | 0 | 0 | 0 | 0 | 0 | 0 | 0
F7_Industrial_Primary Metals_Existing_Space Heating_Natural Gas_HVAC - Duct Repair and Sealing_A_Achievable Technical Potential | F7 | Industrial | Primary Metals | Existing | Space Heating | Natural Gas | HVAC - Duct Repair and Sealing | A | Incremental Energy Savings (MWh or mTherms) | Achievable Technical Potential | 0 | 0 | 0 | 0 | 0 | 0.0029345 | 0.0029064 | 0.0028558 | 0.0028233 | 0.0027915 | 0.0027231 | 0.002683 | 0.0026469 | 0.0025765 | 0.0025576 | 0.0025083 | 0.0024851 | 0.0024506 | 0.0024083 | 0.0023904 | 0.0023605 | 0.0023315 | 0.0023027 | 0.0022754 | 0.0022495 | 0 | 0 | 0 | 0 | 0 | 0
F8_Industrial_Primary Metals_Existing_Space Heating_Natural Gas_HVAC - Duct Repair and Sealing_A_Achievable Technical Potential | F8 | Industrial | Primary Metals | Existing | Space Heating | Natural Gas | HVAC - Duct Repair and Sealing | A | Incremental Summer Peak Savings (MW) | Achievable Technical Potential | 0 | 0 | 0 | 0 | 0 | 0 | 0 | 0 | 0 | 0 | 0 | 0 | 0 | 0 | 0 | 0 | 0 | 0 | 0 | 0 | 0 | 0 | 0 | 0 | 0 | 0 | 0 | 0 | 0 | 0 | 0
F9_Industrial_Primary Metals_Existing_Space Heating_Natural Gas_HVAC - Duct Repair and Sealing_A_Achievable Technical Potential | F9 | Industrial | Primary Metals | Existing | Space Heating | Natural Gas | HVAC - Duct Repair and Sealing | A | Incremental Winter Peak Savings (MW) | Achievable Technical Potential | 0 | 0 | 0 | 0 | 0 | 0 | 0 | 0 | 0 | 0 | 0 | 0 | 0 | 0 | 0 | 0 | 0 | 0 | 0 | 0 | 0 | 0 | 0 | 0 | 0 | 0 | 0 | 0 | 0 | 0 | 0
F10_Industrial_Primary Metals_Existing_Space Heating_Natural Gas_HVAC - Duct Repair and Sealing_A_Achievable Technical Potential | F10 | Industrial | Primary Metals | Existing | Space Heating | Natural Gas | HVAC - Duct Repair and Sealing | A | Cumulative Energy Savings (MWh or mTherms) | Achievable Technical Potential | 0 | 0 | 0 | 0 | 0 | 0.0029345 | 0.0058144 | 0.0086028 | 0.011324 | 0.013978 | 0.016534 | 0.019018 | 0.021448 | 0.02379 | 0.026084 | 0.028335 | 0.030555 | 0.032734 | 0.034867 | 0.036957 | 0.039007 | 0.04101 | 0.042954 | 0.044864 | 0.046744 | 0.046381 | 0.04604 | 0.045721 | 0.045422 | 0.045142 | 0.044879
F11_Industrial_Primary Metals_Existing_Space Heating_Natural Gas_HVAC - Duct Repair and Sealing_A_Achievable Technical Potential | F11 | Industrial | Primary Metals | Existing | Space Heating | Natural Gas | HVAC - Duct Repair and Sealing | A | Cumulative Summer Peak Savings (MW) | Achievable Technical Potential | 0 | 0 | 0 | 0 | 0 | 0 | 0 | 0 | 0 | 0 | 0 | 0 | 0 | 0 | 0 | 0 | 0 | 0 | 0 | 0 | 0 | 0 | 0 | 0 | 0 | 0 | 0 | 0 | 0 | 0 | 0
F12_Industrial_Primary Metals_Existing_Space Heating_Natural Gas_HVAC - Duct Repair and Sealing_A_Achievable Technical Potential | F12 | Industrial | Primary Metals | Existing | Space Heating | Natural Gas | HVAC - Duct Repair and Sealing | A | Cumulative Winter Peak Savings (MW) | Achievable Technical Potential | 0 | 0 | 0 | 0 | 0 | 0 | 0 | 0 | 0 | 0 | 0 | 0 | 0 | 0 | 0 | 0 | 0 | 0 | 0 | 0 | 0 | 0 | 0 | 0 | 0 | 0 | 0 | 0 | 0 | 0 | 0
F13_Industrial_Primary Metals_Existing_Space Heating_Natural Gas_HVAC - Duct Repair and Sealing_A_Achievable Technical Potential | F13 | Industrial | Primary Metals | Existing | Space Heating | Natural Gas | HVAC - Duct Repair and Sealing | A | Purchases (Incremental) | Achievable Technical Potential | 0 | 0 | 0 | 0 | 0 | 764.2934 | 763.874 | 759.3691 | 759.7797 | 760.4079 | 750.7515 | 748.7 | 747.1798 | 735.3148 | 738.1223 | 731.0833 | 731.1782 | 727.4981 | 721.0089 | 721.863 | 718.8779 | 716.0819 | 713.4728 | 711.0482 | 708.8059 | 0 | 0 | 0 | 0 | 0 | 0
F14_Industrial_Primary Metals_Existing_Space Heating_Natural Gas_HVAC - Duct Repair and Sealing_A_Achievable Technical Potential | F14 | Industrial | Primary Metals | Existing | Space Heating | Natural Gas | HVAC - Duct Repair and Sealing | A | Purchases (Cumulative) | Achievable Technical Potential | 0 | 0 | 0 | 0 | 0 | 764.2934 | 1528.1674 | 2287.5365 | 3047.3162 | 3807.7241 | 4558.4756 | 5307.1756 | 6054.3553 | 6789.6701 | 7527.7924 | 8258.8757 | 8990.0539 | 9717.5521 | 10438.561 | 11160.4239 | 11879.3018 | 12595.3838 | 13308.8566 | 14019.9048 | 14728.7107 | 14728.7107 | 14728.7107 | 14728.7107 | 14728.7107 | 14728.7107 | 14728.7107
F1_Industrial_Primary Metals_Existing_Space Heating_Natural Gas_Windows - High Efficiency_A_Achievable Technical Potential | F1 | Industrial | Primary Metals | Existing | Space Heating | Natural Gas | Windows - High Efficiency | A | Original Unit Energy Savings (kWh or therms) | Achievable Technical Potential | 0 | 0 | 0 | 0 | 0 | 0.0056921 | 0.0056642 | 0.0056298 | 0.0055934 | 0.0055553 | 0.0055167 | 0.005477 | 0.0054375 | 0.0053982 | 0.0053557 | 0.0053164 | 0.0052777 | 0.0052417 | 0.0052081 | 0.0051754 | 0.0051445 | 0.005113 | 0.0050845 | 0.0050575 | 0.0050319 | 0.0050082 | 0.0049863 | 0.004966 | 0 | 0 | 0
F2_Industrial_Primary Metals_Existing_Space Heating_Natural Gas_Windows - High Efficiency_A_Achievable Technical Potential | F2 | Industrial | Primary Metals | Existing | Space Heating | Natural Gas | Windows - High Efficiency | A | Original Unit Summer Peak Savings (kW) | Achievable Technical Potential | 0 | 0 | 0 | 0 | 0 | 0 | 0 | 0 | 0 | 0 | 0 | 0 | 0 | 0 | 0 | 0 | 0 | 0 | 0 | 0 | 0 | 0 | 0 | 0 | 0 | 0 | 0 | 0 | 0 | 0 | 0
F3_Industrial_Primary Metals_Existing_Space Heating_Natural Gas_Windows - High Efficiency_A_Achievable Technical Potential | F3 | Industrial | Primary Metals | Existing | Space Heating | Natural Gas | Windows - High Efficiency | A | Original Unit Winter Peak Savings (kW) | Achievable Technical Potential | 0 | 0 | 0 | 0 | 0 | 0 | 0 | 0 | 0 | 0 | 0 | 0 | 0 | 0 | 0 | 0 | 0 | 0 | 0 | 0 | 0 | 0 | 0 | 0 | 0 | 0 | 0 | 0 | 0 | 0 | 0
F4_Industrial_Primary Metals_Existing_Space Heating_Natural Gas_Windows - High Efficiency_A_Achievable Technical Potential | F4 | Industrial | Primary Metals | Existing | Space Heating | Natural Gas | Windows - High Efficiency | A | Standalone Impact on Baseline Energy (%) | Achievable Technical Potential | 0% | 0% | 0% | 0% | 0% | 0.004412% | 0.01323% | 0.02897% | 0.05443% | 0.09305% | 0.1496% | 0.2254% | 0.3235% | 0.4495% | 0.5902% | 0.7557% | 0.9255% | 1.101% | 1.272% | 1.412% | 1.535% | 1.63% | 1.698% | 1.743% | 0.017746 | 0.017798 | 0.017846 | 0.017889 | 0 | 0 | 0
F5_Industrial_Primary Metals_Existing_Space Heating_Natural Gas_Windows - High Efficiency_A_Achievable Technical Potential | F5 | Industrial | Primary Metals | Existing | Space Heating | Natural Gas | Windows - High Efficiency | A | Standalone Impact on Baseline Summer Peak (%) | Achievable Technical Potential | 0% | 0% | 0% | 0% | 0% | 0% | 0% | 0% | 0% | 0% | 0% | 0% | 0% | 0% | 0% | 0% | 0% | 0% | 0% | 0% | 0% | 0% | 0% | 0% | 0 | 0 | 0 | 0 | 0 | 0 | 0
F6_Industrial_Primary Metals_Existing_Space Heating_Natural Gas_Windows - High Efficiency_A_Achievable Technical Potential | F6 | Industrial | Primary Metals | Existing | Space Heating | Natural Gas | Windows - High Efficiency | A | Standalone Impact on Baseline Winter Peak (%) | Achievable Technical Potential | 0% | 0% | 0% | 0% | 0% | 0% | 0% | 0% | 0% | 0% | 0% | 0% | 0% | 0% | 0% | 0% | 0% | 0% | 0% | 0% | 0% | 0% | 0% | 0% | 0 | 0 | 0 | 0 | 0 | 0 | 0
F7_Industrial_Primary Metals_Existing_Space Heating_Natural Gas_Windows - High Efficiency_A_Achievable Technical Potential | F7 | Industrial | Primary Metals | Existing | Space Heating | Natural Gas | Windows - High Efficiency | A | Incremental Energy Savings (MWh or mTherms) | Achievable Technical Potential | 0 | 0 | 0 | 0 | 0 | 0.0034329 | 0.0068249 | 0.011973 | 0.019361 | 0.029211 | 0.041017 | 0.055242 | 0.070953 | 0.085739 | 0.10069 | 0.11107 | 0.11731 | 0.11641 | 0.10806 | 0.094527 | 0.077385 | 0.058585 | 0.040186 | 0.025451 | 0.016463 | 0 | 0 | 0 | 0 | 0 | 0
F8_Industrial_Primary Metals_Existing_Space Heating_Natural Gas_Windows - High Efficiency_A_Achievable Technical Potential | F8 | Industrial | Primary Metals | Existing | Space Heating | Natural Gas | Windows - High Efficiency | A | Incremental Summer Peak Savings (MW) | Achievable Technical Potential | 0 | 0 | 0 | 0 | 0 | 0 | 0 | 0 | 0 | 0 | 0 | 0 | 0 | 0 | 0 | 0 | 0 | 0 | 0 | 0 | 0 | 0 | 0 | 0 | 0 | 0 | 0 | 0 | 0 | 0 | 0
F9_Industrial_Primary Metals_Existing_Space Heating_Natural Gas_Windows - High Efficiency_A_Achievable Technical Potential | F9 | Industrial | Primary Metals | Existing | Space Heating | Natural Gas | Windows - High Efficiency | A | Incremental Winter Peak Savings (MW) | Achievable Technical Potential | 0 | 0 | 0 | 0 | 0 | 0 | 0 | 0 | 0 | 0 | 0 | 0 | 0 | 0 | 0 | 0 | 0 | 0 | 0 | 0 | 0 | 0 | 0 | 0 | 0 | 0 | 0 | 0 | 0 | 0 | 0
F10_Industrial_Primary Metals_Existing_Space Heating_Natural Gas_Windows - High Efficiency_A_Achievable Technical Potential | F10 | Industrial | Primary Metals | Existing | Space Heating | Natural Gas | Windows - High Efficiency | A | Cumulative Energy Savings (MWh or mTherms) | Achievable Technical Potential | 0 | 0 | 0 | 0 | 0 | 0.0034329 | 0.010241 | 0.022152 | 0.041369 | 0.070298 | 0.11083 | 0.16527 | 0.23503 | 0.31907 | 0.41726 | 0.52527 | 0.63875 | 0.75081 | 0.85406 | 0.94323 | 1.015 | 1.0673 | 1.1016 | 1.1212 | 1.132 | 1.1267 | 1.1217 | 1.1171 | 0 | 0 | 0
F11_Industrial_Primary Metals_Existing_Space Heating_Natural Gas_Windows - High Efficiency_A_Achievable Technical Potential | F11 | Industrial | Primary Metals | Existing | Space Heating | Natural Gas | Windows - High Efficiency | A | Cumulative Summer Peak Savings (MW) | Achievable Technical Potential | 0 | 0 | 0 | 0 | 0 | 0 | 0 | 0 | 0 | 0 | 0 | 0 | 0 | 0 | 0 | 0 | 0 | 0 | 0 | 0 | 0 | 0 | 0 | 0 | 0 | 0 | 0 | 0 | 0 | 0 | 0
F12_Industrial_Primary Metals_Existing_Space Heating_Natural Gas_Windows - High Efficiency_A_Achievable Technical Potential | F12 | Industrial | Primary Metals | Existing | Space Heating | Natural Gas | Windows - High Efficiency | A | Cumulative Winter Peak Savings (MW) | Achievable Technical Potential | 0 | 0 | 0 | 0 | 0 | 0 | 0 | 0 | 0 | 0 | 0 | 0 | 0 | 0 | 0 | 0 | 0 | 0 | 0 | 0 | 0 | 0 | 0 | 0 | 0 | 0 | 0 | 0 | 0 | 0 | 0
F13_Industrial_Primary Metals_Existing_Space Heating_Natural Gas_Windows - High Efficiency_A_Achievable Technical Potential | F13 | Industrial | Primary Metals | Existing | Space Heating | Natural Gas | Windows - High Efficiency | A | Purchases (Incremental) | Achievable Technical Potential | 0 | 0 | 0 | 0 | 0 | 603.105 | 1204.9057 | 2126.748 | 3461.3174 | 5258.1407 | 7435.1478 | 10086.2051 | 13048.8161 | 15882.8526 | 18801.1667 | 20892.5314 | 22228.6041 | 22209.061 | 20749.0395 | 18264.6563 | 15042.2075 | 11458.1261 | 7903.6454 | 5032.3913 | 3271.6447 | 0 | 0 | 0 | 0 | 0 | 0
F14_Industrial_Primary Metals_Existing_Space Heating_Natural Gas_Windows - High Efficiency_A_Achievable Technical Potential | F14 | Industrial | Primary Metals | Existing | Space Heating | Natural Gas | Windows - High Efficiency | A | Purchases (Cumulative) | Achievable Technical Potential | 0 | 0 | 0 | 0 | 0 | 603.105 | 1808.0107 | 3934.7587 | 7396.0761 | 12654.2168 | 20089.3646 | 30175.5698 | 43224.3858 | 59107.2385 | 77908.4052 | 98800.9366 | 121029.5407 | 143238.6017 | 163987.6413 | 182252.2976 | 197294.5051 | 208752.6312 | 216656.2766 | 221688.6679 | 224960.3126 | 224960.3126 | 224960.3126 | 224960.3126 | 224960.3126 | 224960.3126 | 224960.3126
F1_Industrial_Primary Metals_Existing_Space Heating_Natural Gas_Gas Boiler - Maintenance_A_Achievable Technical Potential | F1 | Industrial | Primary Metals | Existing | Space Heating | Natural Gas | Gas Boiler - Maintenance | A | Original Unit Energy Savings (kWh or therms) | Achievable Technical Potential | 0 | 0 | 0 | 0 | 0 | 28.8206 | 28.6253 | 28.4313 | 28.2362 | 28.0417 | 27.8526 | 27.6655 | 27.4803 | 27.2972 | 27.1035 | 26.9256 | 26.7498 | 26.5768 | 26.4064 | 26.2357 | 26.0707 | 25.8991 | 25.7333 | 25.5728 | 25.4113 | 25.2639 | 25.1294 | 25.0066 | 24.8946 | 24.7923 | 24.699
F2_Industrial_Primary Metals_Existing_Space Heating_Natural Gas_Gas Boiler - Maintenance_A_Achievable Technical Potential | F2 | Industrial | Primary Metals | Existing | Space Heating | Natural Gas | Gas Boiler - Maintenance | A | Original Unit Summer Peak Savings (kW) | Achievable Technical Potential | 0 | 0 | 0 | 0 | 0 | 0 | 0 | 0 | 0 | 0 | 0 | 0 | 0 | 0 | 0 | 0 | 0 | 0 | 0 | 0 | 0 | 0 | 0 | 0 | 0 | 0 | 0 | 0 | 0 | 0 | 0
F3_Industrial_Primary Metals_Existing_Space Heating_Natural Gas_Gas Boiler - Maintenance_A_Achievable Technical Potential | F3 | Industrial | Primary Metals | Existing | Space Heating | Natural Gas | Gas Boiler - Maintenance | A | Original Unit Winter Peak Savings (kW) | Achievable Technical Potential | 0 | 0 | 0 | 0 | 0 | 0 | 0 | 0 | 0 | 0 | 0 | 0 | 0 | 0 | 0 | 0 | 0 | 0 | 0 | 0 | 0 | 0 | 0 | 0 | 0 | 0 | 0 | 0 | 0 | 0 | 0
F4_Industrial_Primary Metals_Existing_Space Heating_Natural Gas_Gas Boiler - Maintenance_A_Achievable Technical Potential | F4 | Industrial | Primary Metals | Existing | Space Heating | Natural Gas | Gas Boiler - Maintenance | A | Standalone Impact on Baseline Energy (%) | Achievable Technical Potential | 0% | 0% | 0% | 0% | 0% | 0.004179% | 0.007097% | 0.009157% | 0.01072% | 0.01209% | 0.01344% | 0.01451% | 0.01542% | 0.01641% | 0.01698% | 0.01767% | 0.01808% | 0.01849% | 0.0189% | 0.01906% | 0.01931% | 0.01951% | 0.01969% | 0.01983% | 0.00019949 | 0.00019985 | 0.0002002 | 0.00020052 | 0 | 0 | 0
F5_Industrial_Primary Metals_Existing_Space Heating_Natural Gas_Gas Boiler - Maintenance_A_Achievable Technical Potential | F5 | Industrial | Primary Metals | Existing | Space Heating | Natural Gas | Gas Boiler - Maintenance | A | Standalone Impact on Baseline Summer Peak (%) | Achievable Technical Potential | 0% | 0% | 0% | 0% | 0% | 0% | 0% | 0% | 0% | 0% | 0% | 0% | 0% | 0% | 0% | 0% | 0% | 0% | 0% | 0% | 0% | 0% | 0% | 0% | 0 | 0 | 0 | 0 | 0 | 0 | 0
F6_Industrial_Primary Metals_Existing_Space Heating_Natural Gas_Gas Boiler - Maintenance_A_Achievable Technical Potential | F6 | Industrial | Primary Metals | Existing | Space Heating | Natural Gas | Gas Boiler - Maintenance | A | Standalone Impact on Baseline Winter Peak (%) | Achievable Technical Potential | 0% | 0% | 0% | 0% | 0% | 0% | 0% | 0% | 0% | 0% | 0% | 0% | 0% | 0% | 0% | 0% | 0% | 0% | 0% | 0% | 0% | 0% | 0% | 0% | 0 | 0 | 0 | 0 | 0 | 0 | 0
F7_Industrial_Primary Metals_Existing_Space Heating_Natural Gas_Gas Boiler - Maintenance_A_Achievable Technical Potential | F7 | Industrial | Primary Metals | Existing | Space Heating | Natural Gas | Gas Boiler - Maintenance | A | Incremental Energy Savings (MWh or mTherms) | Achievable Technical Potential | 0 | 0 | 0 | 0 | 0 | 0.0032514 | 0.0022623 | 0.0015463 | 0.0011967 | 0.0010421 | 0.00088431 | 0.00075043 | 0.00063201 | 0.00052126 | 0.00043574 | 0.00035777 | 0.00027684 | 0.00021313 | 0.00016345 | 0.00012662 | 0.00011506 | 8.9106e-05 | 7.5961e-05 | 6.3097e-05 | 5.0481e-05 | 0 | 0 | 0 | 0 | 0 | 0
F8_Industrial_Primary Metals_Existing_Space Heating_Natural Gas_Gas Boiler - Maintenance_A_Achievable Technical Potential | F8 | Industrial | Primary Metals | Existing | Space Heating | Natural Gas | Gas Boiler - Maintenance | A | Incremental Summer Peak Savings (MW) | Achievable Technical Potential | 0 | 0 | 0 | 0 | 0 | 0 | 0 | 0 | 0 | 0 | 0 | 0 | 0 | 0 | 0 | 0 | 0 | 0 | 0 | 0 | 0 | 0 | 0 | 0 | 0 | 0 | 0 | 0 | 0 | 0 | 0
F9_Industrial_Primary Metals_Existing_Space Heating_Natural Gas_Gas Boiler - Maintenance_A_Achievable Technical Potential | F9 | Industrial | Primary Metals | Existing | Space Heating | Natural Gas | Gas Boiler - Maintenance | A | Incremental Winter Peak Savings (MW) | Achievable Technical Potential | 0 | 0 | 0 | 0 | 0 | 0 | 0 | 0 | 0 | 0 | 0 | 0 | 0 | 0 | 0 | 0 | 0 | 0 | 0 | 0 | 0 | 0 | 0 | 0 | 0 | 0 | 0 | 0 | 0 | 0 | 0
F10_Industrial_Primary Metals_Existing_Space Heating_Natural Gas_Gas Boiler - Maintenance_A_Achievable Technical Potential | F10 | Industrial | Primary Metals | Existing | Space Heating | Natural Gas | Gas Boiler - Maintenance | A | Cumulative Energy Savings (MWh or mTherms) | Achievable Technical Potential | 0 | 0 | 0 | 0 | 0 | 0.0032514 | 0.0054917 | 0.0070008 | 0.0081494 | 0.0091354 | 0.0099581 | 0.010642 | 0.011202 | 0.011649 | 0.012002 | 0.012281 | 0.012478 | 0.01261 | 0.012693 | 0.012737 | 0.012772 | 0.012777 | 0.012772 | 0.012755 | 0.012725 | 0.012651 | 0.012584 | 0.012522 | 0.012466 | 0.012415 | 0.012368
F11_Industrial_Primary Metals_Existing_Space Heating_Natural Gas_Gas Boiler - Maintenance_A_Achievable Technical Potential | F11 | Industrial | Primary Metals | Existing | Space Heating | Natural Gas | Gas Boiler - Maintenance | A | Cumulative Summer Peak Savings (MW) | Achievable Technical Potential | 0 | 0 | 0 | 0 | 0 | 0 | 0 | 0 | 0 | 0 | 0 | 0 | 0 | 0 | 0 | 0 | 0 | 0 | 0 | 0 | 0 | 0 | 0 | 0 | 0 | 0 | 0 | 0 | 0 | 0 | 0
F12_Industrial_Primary Metals_Existing_Space Heating_Natural Gas_Gas Boiler - Maintenance_A_Achievable Technical Potential | F12 | Industrial | Primary Metals | Existing | Space Heating | Natural Gas | Gas Boiler - Maintenance | A | Cumulative Winter Peak Savings (MW) | Achievable Technical Potential | 0 | 0 | 0 | 0 | 0 | 0 | 0 | 0 | 0 | 0 | 0 | 0 | 0 | 0 | 0 | 0 | 0 | 0 | 0 | 0 | 0 | 0 | 0 | 0 | 0 | 0 | 0 | 0 | 0 | 0 | 0
F13_Industrial_Primary Metals_Existing_Space Heating_Natural Gas_Gas Boiler - Maintenance_A_Achievable Technical Potential | F13 | Industrial | Primary Metals | Existing | Space Heating | Natural Gas | Gas Boiler - Maintenance | A | Purchases (Incremental) | Achievable Technical Potential | 0 | 0 | 0 | 0 | 0 | 0.11282 | 0.079032 | 0.054388 | 0.042381 | 0.037163 | 0.03175 | 0.027125 | 0.022999 | 0.019096 | 0.016077 | 0.013287 | 0.010349 | 0.0080196 | 0.0061899 | 0.0048264 | 0.0044134 | 0.0034405 | 0.0029519 | 0.0024673 | 0.0019866 | 0 | 0 | 0 | 0 | 0 | 0
F14_Industrial_Primary Metals_Existing_Space Heating_Natural Gas_Gas Boiler - Maintenance_A_Achievable Technical Potential | F14 | Industrial | Primary Metals | Existing | Space Heating | Natural Gas | Gas Boiler - Maintenance | A | Purchases (Cumulative) | Achievable Technical Potential | 0 | 0 | 0 | 0 | 0 | 0.11282 | 0.19185 | 0.24624 | 0.28862 | 0.32578 | 0.35753 | 0.38465 | 0.40765 | 0.42675 | 0.44283 | 0.45611 | 0.46646 | 0.47448 | 0.48067 | 0.4855 | 0.48991 | 0.49335 | 0.4963 | 0.49877 | 0.50076 | 0.50076 | 0.50076 | 0.50076 | 0.50076 | 0.50076 | 0.50076
F1_Industrial_Primary Metals_Existing_Process_Natural Gas_Gas Boiler - Maintenance_A_Achievable Technical Potential | F1 | Industrial | Primary Metals | Existing | Process | Natural Gas | Gas Boiler - Maintenance | A | Original Unit Energy Savings (kWh or therms) | Achievable Technical Potential | 0 | 0 | 0 | 0 | 0 | 28.0317 | 28.0317 | 28.0317 | 28.0317 | 28.0317 | 28.0317 | 28.0317 | 28.0317 | 28.0317 | 28.0317 | 28.0317 | 28.0317 | 28.0317 | 28.0317 | 28.0317 | 28.0317 | 28.0317 | 28.0317 | 28.0317 | 28.0317 | 28.0317 | 28.0317 | 28.0317 | 28.0317 | 28.0317 | 28.0317
F2_Industrial_Primary Metals_Existing_Process_Natural Gas_Gas Boiler - Maintenance_A_Achievable Technical Potential | F2 | Industrial | Primary Metals | Existing | Process | Natural Gas | Gas Boiler - Maintenance | A | Original Unit Summer Peak Savings (kW) | Achievable Technical Potential | 0 | 0 | 0 | 0 | 0 | 0 | 0 | 0 | 0 | 0 | 0 | 0 | 0 | 0 | 0 | 0 | 0 | 0 | 0 | 0 | 0 | 0 | 0 | 0 | 0 | 0 | 0 | 0 | 0 | 0 | 0
F3_Industrial_Primary Metals_Existing_Process_Natural Gas_Gas Boiler - Maintenance_A_Achievable Technical Potential | F3 | Industrial | Primary Metals | Existing | Process | Natural Gas | Gas Boiler - Maintenance | A | Original Unit Winter Peak Savings (kW) | Achievable Technical Potential | 0 | 0 | 0 | 0 | 0 | 0 | 0 | 0 | 0 | 0 | 0 | 0 | 0 | 0 | 0 | 0 | 0 | 0 | 0 | 0 | 0 | 0 | 0 | 0 | 0 | 0 | 0 | 0 | 0 | 0 | 0
F4_Industrial_Primary Metals_Existing_Process_Natural Gas_Gas Boiler - Maintenance_A_Achievable Technical Potential | F4 | Industrial | Primary Metals | Existing | Process | Natural Gas | Gas Boiler - Maintenance | A | Standalone Impact on Baseline Energy (%) | Achievable Technical Potential | 0% | 0% | 0% | 0% | 0% | 0.005621% | 0.009565% | 0.01235% | 0.01447% | 0.01632% | 0.01814% | 0.01957% | 0.02078% | 0.0221% | 0.02285% | 0.02376% | 0.0243% | 0.02484% | 0.02539% | 0.02561% | 0.02595% | 0.02624% | 0.02649% | 0.02671% | 0.00026905 | 0.00026984 | 0.00027056 | 0.00027122 | 0 | 0 | 0
F5_Industrial_Primary Metals_Existing_Process_Natural Gas_Gas Boiler - Maintenance_A_Achievable Technical Potential | F5 | Industrial | Primary Metals | Existing | Process | Natural Gas | Gas Boiler - Maintenance | A | Standalone Impact on Baseline Summer Peak (%) | Achievable Technical Potential | 0% | 0% | 0% | 0% | 0% | 0% | 0% | 0% | 0% | 0% | 0% | 0% | 0% | 0% | 0% | 0% | 0% | 0% | 0% | 0% | 0% | 0% | 0% | 0% | 0 | 0 | 0 | 0 | 0 | 0 | 0
F6_Industrial_Primary Metals_Existing_Process_Natural Gas_Gas Boiler - Maintenance_A_Achievable Technical Potential | F6 | Industrial | Primary Metals | Existing | Process | Natural Gas | Gas Boiler - Maintenance | A | Standalone Impact on Baseline Winter Peak (%) | Achievable Technical Potential | 0% | 0% | 0% | 0% | 0% | 0% | 0% | 0% | 0% | 0% | 0% | 0% | 0% | 0% | 0% | 0% | 0% | 0% | 0% | 0% | 0% | 0% | 0% | 0% | 0 | 0 | 0 | 0 | 0 | 0 | 0
F7_Industrial_Primary Metals_Existing_Process_Natural Gas_Gas Boiler - Maintenance_A_Achievable Technical Potential | F7 | Industrial | Primary Metals | Existing | Process | Natural Gas | Gas Boiler - Maintenance | A | Incremental Energy Savings (MWh or mTherms) | Achievable Technical Potential | 0 | 0 | 0 | 0 | 0 | 0.11454 | 0.08024 | 0.05522 | 0.043028 | 0.037731 | 0.032235 | 0.02754 | 0.02335 | 0.019388 | 0.016323 | 0.01349 | 0.010508 | 0.0081421 | 0.0062845 | 0.0049002 | 0.0044808 | 0.0034931 | 0.002997 | 0.0025051 | 0.0020169 | 0 | 0 | 0 | 0 | 0 | 0
F8_Industrial_Primary Metals_Existing_Process_Natural Gas_Gas Boiler - Maintenance_A_Achievable Technical Potential | F8 | Industrial | Primary Metals | Existing | Process | Natural Gas | Gas Boiler - Maintenance | A | Incremental Summer Peak Savings (MW) | Achievable Technical Potential | 0 | 0 | 0 | 0 | 0 | 0 | 0 | 0 | 0 | 0 | 0 | 0 | 0 | 0 | 0 | 0 | 0 | 0 | 0 | 0 | 0 | 0 | 0 | 0 | 0 | 0 | 0 | 0 | 0 | 0 | 0
F9_Industrial_Primary Metals_Existing_Process_Natural Gas_Gas Boiler - Maintenance_A_Achievable Technical Potential | F9 | Industrial | Primary Metals | Existing | Process | Natural Gas | Gas Boiler - Maintenance | A | Incremental Winter Peak Savings (MW) | Achievable Technical Potential | 0 | 0 | 0 | 0 | 0 | 0 | 0 | 0 | 0 | 0 | 0 | 0 | 0 | 0 | 0 | 0 | 0 | 0 | 0 | 0 | 0 | 0 | 0 | 0 | 0 | 0 | 0 | 0 | 0 | 0 | 0
F10_Industrial_Primary Metals_Existing_Process_Natural Gas_Gas Boiler - Maintenance_A_Achievable Technical Potential | F10 | Industrial | Primary Metals | Existing | Process | Natural Gas | Gas Boiler - Maintenance | A | Cumulative Energy Savings (MWh or mTherms) | Achievable Technical Potential | 0 | 0 | 0 | 0 | 0 | 0.11454 | 0.19478 | 0.25 | 0.29303 | 0.33076 | 0.36299 | 0.39053 | 0.41388 | 0.43327 | 0.44959 | 0.46308 | 0.47359 | 0.48173 | 0.48802 | 0.49292 | 0.4974 | 0.50089 | 0.50389 | 0.5064 | 0.50841 | 0.50841 | 0.50841 | 0.50841 | 0.50841 | 0.50841 | 0.50841
F11_Industrial_Primary Metals_Existing_Process_Natural Gas_Gas Boiler - Maintenance_A_Achievable Technical Potential | F11 | Industrial | Primary Metals | Existing | Process | Natural Gas | Gas Boiler - Maintenance | A | Cumulative Summer Peak Savings (MW) | Achievable Technical Potential | 0 | 0 | 0 | 0 | 0 | 0 | 0 | 0 | 0 | 0 | 0 | 0 | 0 | 0 | 0 | 0 | 0 | 0 | 0 | 0 | 0 | 0 | 0 | 0 | 0 | 0 | 0 | 0 | 0 | 0 | 0
F12_Industrial_Primary Metals_Existing_Process_Natural Gas_Gas Boiler - Maintenance_A_Achievable Technical Potential | F12 | Industrial | Primary Metals | Existing | Process | Natural Gas | Gas Boiler - Maintenance | A | Cumulative Winter Peak Savings (MW) | Achievable Technical Potential | 0 | 0 | 0 | 0 | 0 | 0 | 0 | 0 | 0 | 0 | 0 | 0 | 0 | 0 | 0 | 0 | 0 | 0 | 0 | 0 | 0 | 0 | 0 | 0 | 0 | 0 | 0 | 0 | 0 | 0 | 0
F13_Industrial_Primary Metals_Existing_Process_Natural Gas_Gas Boiler - Maintenance_A_Achievable Technical Potential | F13 | Industrial | Primary Metals | Existing | Process | Natural Gas | Gas Boiler - Maintenance | A | Purchases (Incremental) | Achievable Technical Potential | 0 | 0 | 0 | 0 | 0 | 4.0861 | 2.8625 | 1.9699 | 1.535 | 1.346 | 1.1499 | 0.98245 | 0.83299 | 0.69164 | 0.5823 | 0.48125 | 0.37485 | 0.29046 | 0.22419 | 0.17481 | 0.15985 | 0.12461 | 0.10691 | 0.089365 | 0.071952 | 0 | 0 | 0 | 0 | 0 | 0
F14_Industrial_Primary Metals_Existing_Process_Natural Gas_Gas Boiler - Maintenance_A_Achievable Technical Potential | F14 | Industrial | Primary Metals | Existing | Process | Natural Gas | Gas Boiler - Maintenance | A | Purchases (Cumulative) | Achievable Technical Potential | 0 | 0 | 0 | 0 | 0 | 4.0861 | 6.9486 | 8.9185 | 10.4535 | 11.7995 | 12.9494 | 13.9319 | 14.7649 | 15.4565 | 16.0388 | 16.52 | 16.8949 | 17.1854 | 17.4095 | 17.5844 | 17.7442 | 17.8688 | 17.9757 | 18.0651 | 18.1371 | 18.1371 | 18.1371 | 18.1371 | 18.1371 | 18.1371 | 18.1371
F1_Industrial_Primary Metals_Existing_Space Heating_Natural Gas_Gas Furnace - Maintenance_A_Achievable Technical Potential | F1 | Industrial | Primary Metals | Existing | Space Heating | Natural Gas | Gas Furnace - Maintenance | A | Original Unit Energy Savings (kWh or therms) | Achievable Technical Potential | 0 | 0 | 0 | 0 | 0 | 0.0091939 | 0.0091109 | 0.0090054 | 0.0088982 | 0.0087907 | 0.0086854 | 0.0085811 | 0.0084829 | 0.0083904 | 0.0082972 | 0.0082156 | 0.0081386 | 0.0080664 | 0.0079984 | 0.0079296 | 0.007863 | 0.0077967 | 0.0077284 | 0.0076628 | 0.0075997 | 0.0075405 | 0.0074852 | 0.0074333 | 0.0073847 | 0.0073392 | 0.0072965
F2_Industrial_Primary Metals_Existing_Space Heating_Natural Gas_Gas Furnace - Maintenance_A_Achievable Technical Potential | F2 | Industrial | Primary Metals | Existing | Space Heating | Natural Gas | Gas Furnace - Maintenance | A | Original Unit Summer Peak Savings (kW) | Achievable Technical Potential | 0 | 0 | 0 | 0 | 0 | 0 | 0 | 0 | 0 | 0 | 0 | 0 | 0 | 0 | 0 | 0 | 0 | 0 | 0 | 0 | 0 | 0 | 0 | 0 | 0 | 0 | 0 | 0 | 0 | 0 | 0
F3_Industrial_Primary Metals_Existing_Space Heating_Natural Gas_Gas Furnace - Maintenance_A_Achievable Technical Potential | F3 | Industrial | Primary Metals | Existing | Space Heating | Natural Gas | Gas Furnace - Maintenance | A | Original Unit Winter Peak Savings (kW) | Achievable Technical Potential | 0 | 0 | 0 | 0 | 0 | 0 | 0 | 0 | 0 | 0 | 0 | 0 | 0 | 0 | 0 | 0 | 0 | 0 | 0 | 0 | 0 | 0 | 0 | 0 | 0 | 0 | 0 | 0 | 0 | 0 | 0
F4_Industrial_Primary Metals_Existing_Space Heating_Natural Gas_Gas Furnace - Maintenance_A_Achievable Technical Potential | F4 | Industrial | Primary Metals | Existing | Space Heating | Natural Gas | Gas Furnace - Maintenance | A | Standalone Impact on Baseline Energy (%) | Achievable Technical Potential | 0% | 0% | 0% | 0% | 0% | 2.055e-05% | 3.482e-05% | 4.47e-05% | 5.208e-05% | 5.843e-05% | 6.462e-05% | 6.938e-05% | 7.336e-05% | 7.775e-05% | 8.011e-05% | 8.309e-05% | 8.479e-05% | 8.651e-05% | 8.824e-05% | 8.881e-05% | 8.977e-05% | 9.055e-05% | 9.113e-05% | 9.16e-05% | 9.1961e-07 | 9.1945e-07 | 9.1916e-07 | 9.1875e-07 | 0 | 0 | 0
F5_Industrial_Primary Metals_Existing_Space Heating_Natural Gas_Gas Furnace - Maintenance_A_Achievable Technical Potential | F5 | Industrial | Primary Metals | Existing | Space Heating | Natural Gas | Gas Furnace - Maintenance | A | Standalone Impact on Baseline Summer Peak (%) | Achievable Technical Potential | 0% | 0% | 0% | 0% | 0% | 0% | 0% | 0% | 0% | 0% | 0% | 0% | 0% | 0% | 0% | 0% | 0% | 0% | 0% | 0% | 0% | 0% | 0% | 0% | 0 | 0 | 0 | 0 | 0 | 0 | 0
F6_Industrial_Primary Metals_Existing_Space Heating_Natural Gas_Gas Furnace - Maintenance_A_Achievable Technical Potential | F6 | Industrial | Primary Metals | Existing | Space Heating | Natural Gas | Gas Furnace - Maintenance | A | Standalone Impact on Baseline Winter Peak (%) | Achievable Technical Potential | 0% | 0% | 0% | 0% | 0% | 0% | 0% | 0% | 0% | 0% | 0% | 0% | 0% | 0% | 0% | 0% | 0% | 0% | 0% | 0% | 0% | 0% | 0% | 0% | 0 | 0 | 0 | 0 | 0 | 0 | 0
F7_Industrial_Primary Metals_Existing_Space Heating_Natural Gas_Gas Furnace - Maintenance_A_Achievable Technical Potential | F7 | Industrial | Primary Metals | Existing | Space Heating | Natural Gas | Gas Furnace - Maintenance | A | Incremental Energy Savings (MWh or mTherms) | Achievable Technical Potential | 0 | 0 | 0 | 0 | 0 | 1.5988e-05 | 1.1099e-05 | 7.5496e-06 | 5.8128e-06 | 5.0355e-06 | 4.2505e-06 | 3.5878e-06 | 3.0072e-06 | 2.4697e-06 | 2.0561e-06 | 1.6826e-06 | 1.2983e-06 | 9.9711e-07 | 7.6313e-07 | 5.8992e-07 | 5.349e-07 | 4.1347e-07 | 3.5164e-07 | 2.9143e-07 | 2.3271e-07 | 0 | 0 | 0 | 0 | 0 | 0
F8_Industrial_Primary Metals_Existing_Space Heating_Natural Gas_Gas Furnace - Maintenance_A_Achievable Technical Potential | F8 | Industrial | Primary Metals | Existing | Space Heating | Natural Gas | Gas Furnace - Maintenance | A | Incremental Summer Peak Savings (MW) | Achievable Technical Potential | 0 | 0 | 0 | 0 | 0 | 0 | 0 | 0 | 0 | 0 | 0 | 0 | 0 | 0 | 0 | 0 | 0 | 0 | 0 | 0 | 0 | 0 | 0 | 0 | 0 | 0 | 0 | 0 | 0 | 0 | 0
F9_Industrial_Primary Metals_Existing_Space Heating_Natural Gas_Gas Furnace - Maintenance_A_Achievable Technical Potential | F9 | Industrial | Primary Metals | Existing | Space Heating | Natural Gas | Gas Furnace - Maintenance | A | Incremental Winter Peak Savings (MW) | Achievable Technical Potential | 0 | 0 | 0 | 0 | 0 | 0 | 0 | 0 | 0 | 0 | 0 | 0 | 0 | 0 | 0 | 0 | 0 | 0 | 0 | 0 | 0 | 0 | 0 | 0 | 0 | 0 | 0 | 0 | 0 | 0 | 0
F10_Industrial_Primary Metals_Existing_Space Heating_Natural Gas_Gas Furnace - Maintenance_A_Achievable Technical Potential | F10 | Industrial | Primary Metals | Existing | Space Heating | Natural Gas | Gas Furnace - Maintenance | A | Cumulative Energy Savings (MWh or mTherms) | Achievable Technical Potential | 0 | 0 | 0 | 0 | 0 | 1.5988e-05 | 2.6942e-05 | 3.418e-05 | 3.9586e-05 | 4.4143e-05 | 4.7865e-05 | 5.0878e-05 | 5.3302e-05 | 5.5191e-05 | 5.6634e-05 | 5.776e-05 | 5.8517e-05 | 5.8994e-05 | 5.926e-05 | 5.9341e-05 | 5.9377e-05 | 5.929e-05 | 5.9122e-05 | 5.8912e-05 | 5.8659e-05 | 5.8203e-05 | 5.7775e-05 | 5.7375e-05 | 5.7e-05 | 5.6648e-05 | 5.6319e-05
F11_Industrial_Primary Metals_Existing_Space Heating_Natural Gas_Gas Furnace - Maintenance_A_Achievable Technical Potential | F11 | Industrial | Primary Metals | Existing | Space Heating | Natural Gas | Gas Furnace - Maintenance | A | Cumulative Summer Peak Savings (MW) | Achievable Technical Potential | 0 | 0 | 0 | 0 | 0 | 0 | 0 | 0 | 0 | 0 | 0 | 0 | 0 | 0 | 0 | 0 | 0 | 0 | 0 | 0 | 0 | 0 | 0 | 0 | 0 | 0 | 0 | 0 | 0 | 0 | 0
F12_Industrial_Primary Metals_Existing_Space Heating_Natural Gas_Gas Furnace - Maintenance_A_Achievable Technical Potential | F12 | Industrial | Primary Metals | Existing | Space Heating | Natural Gas | Gas Furnace - Maintenance | A | Cumulative Winter Peak Savings (MW) | Achievable Technical Potential | 0 | 0 | 0 | 0 | 0 | 0 | 0 | 0 | 0 | 0 | 0 | 0 | 0 | 0 | 0 | 0 | 0 | 0 | 0 | 0 | 0 | 0 | 0 | 0 | 0 | 0 | 0 | 0 | 0 | 0 | 0
F13_Industrial_Primary Metals_Existing_Space Heating_Natural Gas_Gas Furnace - Maintenance_A_Achievable Technical Potential | F13 | Industrial | Primary Metals | Existing | Space Heating | Natural Gas | Gas Furnace - Maintenance | A | Purchases (Incremental) | Achievable Technical Potential | 0 | 0 | 0 | 0 | 0 | 1.7389 | 1.2182 | 0.83834 | 0.65325 | 0.57282 | 0.48939 | 0.4181 | 0.3545 | 0.29434 | 0.24781 | 0.20481 | 0.15952 | 0.12361 | 0.095411 | 0.074394 | 0.068027 | 0.053032 | 0.0455 | 0.038031 | 0.030621 | 0 | 0 | 0 | 0 | 0 | 0
F14_Industrial_Primary Metals_Existing_Space Heating_Natural Gas_Gas Furnace - Maintenance_A_Achievable Technical Potential | F14 | Industrial | Primary Metals | Existing | Space Heating | Natural Gas | Gas Furnace - Maintenance | A | Purchases (Cumulative) | Achievable Technical Potential | 0 | 0 | 0 | 0 | 0 | 1.7389 | 2.9571 | 3.7955 | 4.4487 | 5.0215 | 5.5109 | 5.929 | 6.2835 | 6.5779 | 6.8257 | 7.0305 | 7.19 | 7.3136 | 7.409 | 7.4834 | 7.5515 | 7.6045 | 7.65 | 7.688 | 7.7186 | 7.7186 | 7.7186 | 7.7186 | 7.7186 | 7.7186 | 7.7186
F1_Industrial_Primary Metals_Existing_Space Heating_Natural Gas_Gas Boiler - Hot Water Reset_A_Achievable Technical Potential | F1 | Industrial | Primary Metals | Existing | Space Heating | Natural Gas | Gas Boiler - Hot Water Reset | A | Original Unit Energy Savings (kWh or therms) | Achievable Technical Potential | 0 | 0 | 0 | 0 | 0 | 104.8023 | 104.0922 | 103.3865 | 102.6771 | 101.9698 | 101.2823 | 100.6016 | 99.9283 | 99.2626 | 98.558 | 97.9113 | 97.2719 | 96.643 | 96.0234 | 95.4024 | 94.8026 | 94.1784 | 93.5758 | 92.9921 | 92.4047 | 91.8687 | 91.3795 | 90.9331 | 90.5257 | 90.1539 | 89.8145
F2_Industrial_Primary Metals_Existing_Space Heating_Natural Gas_Gas Boiler - Hot Water Reset_A_Achievable Technical Potential | F2 | Industrial | Primary Metals | Existing | Space Heating | Natural Gas | Gas Boiler - Hot Water Reset | A | Original Unit Summer Peak Savings (kW) | Achievable Technical Potential | 0 | 0 | 0 | 0 | 0 | 0 | 0 | 0 | 0 | 0 | 0 | 0 | 0 | 0 | 0 | 0 | 0 | 0 | 0 | 0 | 0 | 0 | 0 | 0 | 0 | 0 | 0 | 0 | 0 | 0 | 0
F3_Industrial_Primary Metals_Existing_Space Heating_Natural Gas_Gas Boiler - Hot Water Reset_A_Achievable Technical Potential | F3 | Industrial | Primary Metals | Existing | Space Heating | Natural Gas | Gas Boiler - Hot Water Reset | A | Original Unit Winter Peak Savings (kW) | Achievable Technical Potential | 0 | 0 | 0 | 0 | 0 | 0 | 0 | 0 | 0 | 0 | 0 | 0 | 0 | 0 | 0 | 0 | 0 | 0 | 0 | 0 | 0 | 0 | 0 | 0 | 0 | 0 | 0 | 0 | 0 | 0 | 0
F4_Industrial_Primary Metals_Existing_Space Heating_Natural Gas_Gas Boiler - Hot Water Reset_A_Achievable Technical Potential | F4 | Industrial | Primary Metals | Existing | Space Heating | Natural Gas | Gas Boiler - Hot Water Reset | A | Standalone Impact on Baseline Energy (%) | Achievable Technical Potential | 0% | 0% | 0% | 0% | 0% | 0.007385% | 0.01643% | 0.02758% | 0.0404% | 0.05501% | 0.07286% | 0.09189% | 0.1113% | 0.1313% | 0.1465% | 0.1601% | 0.1682% | 0.1738% | 0.1776% | 0.1783% | 0.1793% | 0.18% | 0.1805% | 0.181% | 0.0018133 | 0.0018166 | 0.0018197 | 0.0018227 | 0 | 0 | 0
F5_Industrial_Primary Metals_Existing_Space Heating_Natural Gas_Gas Boiler - Hot Water Reset_A_Achievable Technical Potential | F5 | Industrial | Primary Metals | Existing | Space Heating | Natural Gas | Gas Boiler - Hot Water Reset | A | Standalone Impact on Baseline Summer Peak (%) | Achievable Technical Potential | 0% | 0% | 0% | 0% | 0% | 0% | 0% | 0% | 0% | 0% | 0% | 0% | 0% | 0% | 0% | 0% | 0% | 0% | 0% | 0% | 0% | 0% | 0% | 0% | 0 | 0 | 0 | 0 | 0 | 0 | 0
F6_Industrial_Primary Metals_Existing_Space Heating_Natural Gas_Gas Boiler - Hot Water Reset_A_Achievable Technical Potential | F6 | Industrial | Primary Metals | Existing | Space Heating | Natural Gas | Gas Boiler - Hot Water Reset | A | Standalone Impact on Baseline Winter Peak (%) | Achievable Technical Potential | 0% | 0% | 0% | 0% | 0% | 0% | 0% | 0% | 0% | 0% | 0% | 0% | 0% | 0% | 0% | 0% | 0% | 0% | 0% | 0% | 0% | 0% | 0% | 0% | 0 | 0 | 0 | 0 | 0 | 0 | 0
F7_Industrial_Primary Metals_Existing_Space Heating_Natural Gas_Gas Boiler - Hot Water Reset_A_Achievable Technical Potential | F7 | Industrial | Primary Metals | Existing | Space Heating | Natural Gas | Gas Boiler - Hot Water Reset | A | Incremental Energy Savings (MWh or mTherms) | Achievable Technical Potential | 0 | 0 | 0 | 0 | 0 | 0.005746 | 0.0070035 | 0.008462 | 0.0097609 | 0.011066 | 0.012687 | 0.013787 | 0.013961 | 0.012862 | 0.011019 | 0.0083903 | 0.0055174 | 0.0031669 | 0.0015015 | 0.00063189 | 0.00022739 | 7.0285e-05 | 1.5165e-05 | 2.4688e-06 | 2.9354e-07 | 0 | 0 | 0 | 0 | 0 | 0
F8_Industrial_Primary Metals_Existing_Space Heating_Natural Gas_Gas Boiler - Hot Water Reset_A_Achievable Technical Potential | F8 | Industrial | Primary Metals | Existing | Space Heating | Natural Gas | Gas Boiler - Hot Water Reset | A | Incremental Summer Peak Savings (MW) | Achievable Technical Potential | 0 | 0 | 0 | 0 | 0 | 0 | 0 | 0 | 0 | 0 | 0 | 0 | 0 | 0 | 0 | 0 | 0 | 0 | 0 | 0 | 0 | 0 | 0 | 0 | 0 | 0 | 0 | 0 | 0 | 0 | 0
F9_Industrial_Primary Metals_Existing_Space Heating_Natural Gas_Gas Boiler - Hot Water Reset_A_Achievable Technical Potential | F9 | Industrial | Primary Metals | Existing | Space Heating | Natural Gas | Gas Boiler - Hot Water Reset | A | Incremental Winter Peak Savings (MW) | Achievable Technical Potential | 0 | 0 | 0 | 0 | 0 | 0 | 0 | 0 | 0 | 0 | 0 | 0 | 0 | 0 | 0 | 0 | 0 | 0 | 0 | 0 | 0 | 0 | 0 | 0 | 0 | 0 | 0 | 0 | 0 | 0 | 0
F10_Industrial_Primary Metals_Existing_Space Heating_Natural Gas_Gas Boiler - Hot Water Reset_A_Achievable Technical Potential | F10 | Industrial | Primary Metals | Existing | Space Heating | Natural Gas | Gas Boiler - Hot Water Reset | A | Cumulative Energy Savings (MWh or mTherms) | Achievable Technical Potential | 0 | 0 | 0 | 0 | 0 | 0.005746 | 0.012711 | 0.021086 | 0.030703 | 0.041557 | 0.053964 | 0.067388 | 0.080898 | 0.093221 | 0.10358 | 0.11129 | 0.11608 | 0.1185 | 0.11924 | 0.1191 | 0.11858 | 0.11787 | 0.11713 | 0.1164 | 0.11566 | 0.11499 | 0.11438 | 0.11382 | 0.11331 | 0.11285 | 0.11242
F11_Industrial_Primary Metals_Existing_Space Heating_Natural Gas_Gas Boiler - Hot Water Reset_A_Achievable Technical Potential | F11 | Industrial | Primary Metals | Existing | Space Heating | Natural Gas | Gas Boiler - Hot Water Reset | A | Cumulative Summer Peak Savings (MW) | Achievable Technical Potential | 0 | 0 | 0 | 0 | 0 | 0 | 0 | 0 | 0 | 0 | 0 | 0 | 0 | 0 | 0 | 0 | 0 | 0 | 0 | 0 | 0 | 0 | 0 | 0 | 0 | 0 | 0 | 0 | 0 | 0 | 0
F12_Industrial_Primary Metals_Existing_Space Heating_Natural Gas_Gas Boiler - Hot Water Reset_A_Achievable Technical Potential | F12 | Industrial | Primary Metals | Existing | Space Heating | Natural Gas | Gas Boiler - Hot Water Reset | A | Cumulative Winter Peak Savings (MW) | Achievable Technical Potential | 0 | 0 | 0 | 0 | 0 | 0 | 0 | 0 | 0 | 0 | 0 | 0 | 0 | 0 | 0 | 0 | 0 | 0 | 0 | 0 | 0 | 0 | 0 | 0 | 0 | 0 | 0 | 0 | 0 | 0 | 0
F13_Industrial_Primary Metals_Existing_Space Heating_Natural Gas_Gas Boiler - Hot Water Reset_A_Achievable Technical Potential | F13 | Industrial | Primary Metals | Existing | Space Heating | Natural Gas | Gas Boiler - Hot Water Reset | A | Purchases (Incremental) | Achievable Technical Potential | 0 | 0 | 0 | 0 | 0 | 0.054827 | 0.067282 | 0.081848 | 0.095064 | 0.10852 | 0.12526 | 0.13704 | 0.13971 | 0.12957 | 0.1118 | 0.085693 | 0.056721 | 0.032769 | 0.015637 | 0.0066235 | 0.0023986 | 0.00074629 | 0.00016206 | 2.6548e-05 | 3.1767e-06 | 0 | 0 | 0 | 0 | 0 | 0
F14_Industrial_Primary Metals_Existing_Space Heating_Natural Gas_Gas Boiler - Hot Water Reset_A_Achievable Technical Potential | F14 | Industrial | Primary Metals | Existing | Space Heating | Natural Gas | Gas Boiler - Hot Water Reset | A | Purchases (Cumulative) | Achievable Technical Potential | 0 | 0 | 0 | 0 | 0 | 0.054827 | 0.12211 | 0.20396 | 0.29902 | 0.40754 | 0.53281 | 0.66985 | 0.80956 | 0.93913 | 1.0509 | 1.1366 | 1.1934 | 1.2261 | 1.2418 | 1.2484 | 1.2508 | 1.2515 | 1.2517 | 1.2517 | 1.2517 | 1.2517 | 1.2517 | 1.2517 | 1.2517 | 1.2517 | 1.2517
F1_Industrial_Primary Metals_Existing_Process_Natural Gas_Gas Boiler - Hot Water Reset_A_Achievable Technical Potential | F1 | Industrial | Primary Metals | Existing | Process | Natural Gas | Gas Boiler - Hot Water Reset | A | Original Unit Energy Savings (kWh or therms) | Achievable Technical Potential | 0 | 0 | 0 | 0 | 0 | 50.9667 | 50.9667 | 50.9667 | 50.9667 | 50.9667 | 50.9667 | 50.9667 | 50.9667 | 50.9667 | 50.9667 | 50.9667 | 50.9667 | 50.9667 | 50.9667 | 50.9667 | 50.9667 | 50.9667 | 50.9667 | 50.9667 | 50.9667 | 50.9667 | 50.9667 | 50.9667 | 50.9667 | 50.9667 | 50.9667
F2_Industrial_Primary Metals_Existing_Process_Natural Gas_Gas Boiler - Hot Water Reset_A_Achievable Technical Potential | F2 | Industrial | Primary Metals | Existing | Process | Natural Gas | Gas Boiler - Hot Water Reset | A | Original Unit Summer Peak Savings (kW) | Achievable Technical Potential | 0 | 0 | 0 | 0 | 0 | 0 | 0 | 0 | 0 | 0 | 0 | 0 | 0 | 0 | 0 | 0 | 0 | 0 | 0 | 0 | 0 | 0 | 0 | 0 | 0 | 0 | 0 | 0 | 0 | 0 | 0
F3_Industrial_Primary Metals_Existing_Process_Natural Gas_Gas Boiler - Hot Water Reset_A_Achievable Technical Potential | F3 | Industrial | Primary Metals | Existing | Process | Natural Gas | Gas Boiler - Hot Water Reset | A | Original Unit Winter Peak Savings (kW) | Achievable Technical Potential | 0 | 0 | 0 | 0 | 0 | 0 | 0 | 0 | 0 | 0 | 0 | 0 | 0 | 0 | 0 | 0 | 0 | 0 | 0 | 0 | 0 | 0 | 0 | 0 | 0 | 0 | 0 | 0 | 0 | 0 | 0
F4_Industrial_Primary Metals_Existing_Process_Natural Gas_Gas Boiler - Hot Water Reset_A_Achievable Technical Potential | F4 | Industrial | Primary Metals | Existing | Process | Natural Gas | Gas Boiler - Hot Water Reset | A | Standalone Impact on Baseline Energy (%) | Achievable Technical Potential | 0% | 0% | 0% | 0% | 0% | 0.004967% | 0.01107% | 0.0186% | 0.02725% | 0.03711% | 0.04914% | 0.06195% | 0.07502% | 0.08844% | 0.09859% | 0.1077% | 0.113% | 0.1167% | 0.1193% | 0.1197% | 0.1205% | 0.121% | 0.1215% | 0.1219% | 0.0012228 | 0.0012264 | 0.0012296 | 0.0012326 | 0 | 0 | 0
F5_Industrial_Primary Metals_Existing_Process_Natural Gas_Gas Boiler - Hot Water Reset_A_Achievable Technical Potential | F5 | Industrial | Primary Metals | Existing | Process | Natural Gas | Gas Boiler - Hot Water Reset | A | Standalone Impact on Baseline Summer Peak (%) | Achievable Technical Potential | 0% | 0% | 0% | 0% | 0% | 0% | 0% | 0% | 0% | 0% | 0% | 0% | 0% | 0% | 0% | 0% | 0% | 0% | 0% | 0% | 0% | 0% | 0% | 0% | 0 | 0 | 0 | 0 | 0 | 0 | 0
F6_Industrial_Primary Metals_Existing_Process_Natural Gas_Gas Boiler - Hot Water Reset_A_Achievable Technical Potential | F6 | Industrial | Primary Metals | Existing | Process | Natural Gas | Gas Boiler - Hot Water Reset | A | Standalone Impact on Baseline Winter Peak (%) | Achievable Technical Potential | 0% | 0% | 0% | 0% | 0% | 0% | 0% | 0% | 0% | 0% | 0% | 0% | 0% | 0% | 0% | 0% | 0% | 0% | 0% | 0% | 0% | 0% | 0% | 0% | 0 | 0 | 0 | 0 | 0 | 0 | 0
F7_Industrial_Primary Metals_Existing_Process_Natural Gas_Gas Boiler - Hot Water Reset_A_Achievable Technical Potential | F7 | Industrial | Primary Metals | Existing | Process | Natural Gas | Gas Boiler - Hot Water Reset | A | Incremental Energy Savings (MWh or mTherms) | Achievable Technical Potential | 0 | 0 | 0 | 0 | 0 | 0.10121 | 0.1242 | 0.15109 | 0.17549 | 0.20033 | 0.23123 | 0.25297 | 0.25791 | 0.23919 | 0.20639 | 0.15819 | 0.10471 | 0.060491 | 0.028865 | 0.012227 | 0.0044277 | 0.0013776 | 0.00029917 | 4.9008e-05 | 5.864e-06 | 0 | 0 | 0 | 0 | 0 | 0
F8_Industrial_Primary Metals_Existing_Process_Natural Gas_Gas Boiler - Hot Water Reset_A_Achievable Technical Potential | F8 | Industrial | Primary Metals | Existing | Process | Natural Gas | Gas Boiler - Hot Water Reset | A | Incremental Summer Peak Savings (MW) | Achievable Technical Potential | 0 | 0 | 0 | 0 | 0 | 0 | 0 | 0 | 0 | 0 | 0 | 0 | 0 | 0 | 0 | 0 | 0 | 0 | 0 | 0 | 0 | 0 | 0 | 0 | 0 | 0 | 0 | 0 | 0 | 0 | 0
F9_Industrial_Primary Metals_Existing_Process_Natural Gas_Gas Boiler - Hot Water Reset_A_Achievable Technical Potential | F9 | Industrial | Primary Metals | Existing | Process | Natural Gas | Gas Boiler - Hot Water Reset | A | Incremental Winter Peak Savings (MW) | Achievable Technical Potential | 0 | 0 | 0 | 0 | 0 | 0 | 0 | 0 | 0 | 0 | 0 | 0 | 0 | 0 | 0 | 0 | 0 | 0 | 0 | 0 | 0 | 0 | 0 | 0 | 0 | 0 | 0 | 0 | 0 | 0 | 0
F10_Industrial_Primary Metals_Existing_Process_Natural Gas_Gas Boiler - Hot Water Reset_A_Achievable Technical Potential | F10 | Industrial | Primary Metals | Existing | Process | Natural Gas | Gas Boiler - Hot Water Reset | A | Cumulative Energy Savings (MWh or mTherms) | Achievable Technical Potential | 0 | 0 | 0 | 0 | 0 | 0.10121 | 0.22541 | 0.3765 | 0.55199 | 0.75232 | 0.98355 | 1.2365 | 1.4944 | 1.7336 | 1.94 | 2.0982 | 2.2029 | 2.2634 | 2.2923 | 2.3045 | 2.3089 | 2.3103 | 2.3106 | 2.3106 | 2.3106 | 2.3106 | 2.3106 | 2.3106 | 2.3106 | 2.3106 | 2.3106
F11_Industrial_Primary Metals_Existing_Process_Natural Gas_Gas Boiler - Hot Water Reset_A_Achievable Technical Potential | F11 | Industrial | Primary Metals | Existing | Process | Natural Gas | Gas Boiler - Hot Water Reset | A | Cumulative Summer Peak Savings (MW) | Achievable Technical Potential | 0 | 0 | 0 | 0 | 0 | 0 | 0 | 0 | 0 | 0 | 0 | 0 | 0 | 0 | 0 | 0 | 0 | 0 | 0 | 0 | 0 | 0 | 0 | 0 | 0 | 0 | 0 | 0 | 0 | 0 | 0
F12_Industrial_Primary Metals_Existing_Process_Natural Gas_Gas Boiler - Hot Water Reset_A_Achievable Technical Potential | F12 | Industrial | Primary Metals | Existing | Process | Natural Gas | Gas Boiler - Hot Water Reset | A | Cumulative Winter Peak Savings (MW) | Achievable Technical Potential | 0 | 0 | 0 | 0 | 0 | 0 | 0 | 0 | 0 | 0 | 0 | 0 | 0 | 0 | 0 | 0 | 0 | 0 | 0 | 0 | 0 | 0 | 0 | 0 | 0 | 0 | 0 | 0 | 0 | 0 | 0
F13_Industrial_Primary Metals_Existing_Process_Natural Gas_Gas Boiler - Hot Water Reset_A_Achievable Technical Potential | F13 | Industrial | Primary Metals | Existing | Process | Natural Gas | Gas Boiler - Hot Water Reset | A | Purchases (Incremental) | Achievable Technical Potential | 0 | 0 | 0 | 0 | 0 | 1.9858 | 2.4369 | 2.9645 | 3.4431 | 3.9306 | 4.537 | 4.9635 | 5.0603 | 4.693 | 4.0494 | 3.1037 | 2.0544 | 1.1869 | 0.56636 | 0.2399 | 0.086874 | 0.02703 | 0.0058699 | 0.00096156 | 0.00011506 | 0 | 0 | 0 | 0 | 0 | 0
F14_Industrial_Primary Metals_Existing_Process_Natural Gas_Gas Boiler - Hot Water Reset_A_Achievable Technical Potential | F14 | Industrial | Primary Metals | Existing | Process | Natural Gas | Gas Boiler - Hot Water Reset | A | Purchases (Cumulative) | Achievable Technical Potential | 0 | 0 | 0 | 0 | 0 | 1.9858 | 4.4227 | 7.3872 | 10.8303 | 14.7609 | 19.2979 | 24.2614 | 29.3217 | 34.0147 | 38.0642 | 41.1679 | 43.2223 | 44.4092 | 44.9755 | 45.2154 | 45.3023 | 45.3293 | 45.3352 | 45.3361 | 45.3363 | 45.3363 | 45.3363 | 45.3363 | 45.3363 | 45.3363 | 45.3363
F1_Industrial_Primary Metals_Existing_Space Heating_Natural Gas_Steam Trap Maintenance_A_Achievable Technical Potential | F1 | Industrial | Primary Metals | Existing | Space Heating | Natural Gas | Steam Trap Maintenance | A | Original Unit Energy Savings (kWh or therms) | Achievable Technical Potential | 0 | 0 | 0 | 0 | 0 | 37.0244 | 36.7736 | 36.5243 | 36.2737 | 36.0238 | 35.7809 | 35.5404 | 35.3026 | 35.0674 | 34.8185 | 34.59 | 34.3641 | 34.142 | 33.923 | 33.7037 | 33.4918 | 33.2713 | 33.0584 | 32.8522 | 32.6447 | 32.4553 | 32.2825 | 32.1248 | 31.9808 | 31.8495 | 31.7296
F2_Industrial_Primary Metals_Existing_Space Heating_Natural Gas_Steam Trap Maintenance_A_Achievable Technical Potential | F2 | Industrial | Primary Metals | Existing | Space Heating | Natural Gas | Steam Trap Maintenance | A | Original Unit Summer Peak Savings (kW) | Achievable Technical Potential | 0 | 0 | 0 | 0 | 0 | 0 | 0 | 0 | 0 | 0 | 0 | 0 | 0 | 0 | 0 | 0 | 0 | 0 | 0 | 0 | 0 | 0 | 0 | 0 | 0 | 0 | 0 | 0 | 0 | 0 | 0
F3_Industrial_Primary Metals_Existing_Space Heating_Natural Gas_Steam Trap Maintenance_A_Achievable Technical Potential | F3 | Industrial | Primary Metals | Existing | Space Heating | Natural Gas | Steam Trap Maintenance | A | Original Unit Winter Peak Savings (kW) | Achievable Technical Potential | 0 | 0 | 0 | 0 | 0 | 0 | 0 | 0 | 0 | 0 | 0 | 0 | 0 | 0 | 0 | 0 | 0 | 0 | 0 | 0 | 0 | 0 | 0 | 0 | 0 | 0 | 0 | 0 | 0 | 0 | 0
F4_Industrial_Primary Metals_Existing_Space Heating_Natural Gas_Steam Trap Maintenance_A_Achievable Technical Potential | F4 | Industrial | Primary Metals | Existing | Space Heating | Natural Gas | Steam Trap Maintenance | A | Standalone Impact on Baseline Energy (%) | Achievable Technical Potential | 0% | 0% | 0% | 0% | 0% | 0.001456% | 0.002908% | 0.004375% | 0.005823% | 0.00727% | 0.008817% | 0.0103% | 0.01178% | 0.01343% | 0.01484% | 0.01645% | 0.01792% | 0.01948% | 0.02111% | 0.02254% | 0.02408% | 0.02562% | 0.02715% | 0.02867% | 0.0003018 | 0.00030235 | 0.00030287 | 0.00030336 | 0 | 0 | 0
F5_Industrial_Primary Metals_Existing_Space Heating_Natural Gas_Steam Trap Maintenance_A_Achievable Technical Potential | F5 | Industrial | Primary Metals | Existing | Space Heating | Natural Gas | Steam Trap Maintenance | A | Standalone Impact on Baseline Summer Peak (%) | Achievable Technical Potential | 0% | 0% | 0% | 0% | 0% | 0% | 0% | 0% | 0% | 0% | 0% | 0% | 0% | 0% | 0% | 0% | 0% | 0% | 0% | 0% | 0% | 0% | 0% | 0% | 0 | 0 | 0 | 0 | 0 | 0 | 0
F6_Industrial_Primary Metals_Existing_Space Heating_Natural Gas_Steam Trap Maintenance_A_Achievable Technical Potential | F6 | Industrial | Primary Metals | Existing | Space Heating | Natural Gas | Steam Trap Maintenance | A | Standalone Impact on Baseline Winter Peak (%) | Achievable Technical Potential | 0% | 0% | 0% | 0% | 0% | 0% | 0% | 0% | 0% | 0% | 0% | 0% | 0% | 0% | 0% | 0% | 0% | 0% | 0% | 0% | 0% | 0% | 0% | 0% | 0 | 0 | 0 | 0 | 0 | 0 | 0
F7_Industrial_Primary Metals_Existing_Space Heating_Natural Gas_Steam Trap Maintenance_A_Achievable Technical Potential | F7 | Industrial | Primary Metals | Existing | Space Heating | Natural Gas | Steam Trap Maintenance | A | Incremental Energy Savings (MWh or mTherms) | Achievable Technical Potential | 0 | 0 | 0 | 0 | 0 | 0.001133 | 0.0011247 | 0.0011105 | 0.0011035 | 0.0010968 | 0.0010755 | 0.0010654 | 0.0010561 | 0.0010324 | 0.001029 | 0.0010125 | 0.001006 | 0.00099449 | 0.0009793 | 0.00097411 | 0.00096399 | 0.00095392 | 0.00094436 | 0.00093528 | 0.00092644 | 0 | 0 | 0 | 0 | 0 | 0
F8_Industrial_Primary Metals_Existing_Space Heating_Natural Gas_Steam Trap Maintenance_A_Achievable Technical Potential | F8 | Industrial | Primary Metals | Existing | Space Heating | Natural Gas | Steam Trap Maintenance | A | Incremental Summer Peak Savings (MW) | Achievable Technical Potential | 0 | 0 | 0 | 0 | 0 | 0 | 0 | 0 | 0 | 0 | 0 | 0 | 0 | 0 | 0 | 0 | 0 | 0 | 0 | 0 | 0 | 0 | 0 | 0 | 0 | 0 | 0 | 0 | 0 | 0 | 0
F9_Industrial_Primary Metals_Existing_Space Heating_Natural Gas_Steam Trap Maintenance_A_Achievable Technical Potential | F9 | Industrial | Primary Metals | Existing | Space Heating | Natural Gas | Steam Trap Maintenance | A | Incremental Winter Peak Savings (MW) | Achievable Technical Potential | 0 | 0 | 0 | 0 | 0 | 0 | 0 | 0 | 0 | 0 | 0 | 0 | 0 | 0 | 0 | 0 | 0 | 0 | 0 | 0 | 0 | 0 | 0 | 0 | 0 | 0 | 0 | 0 | 0 | 0 | 0
F10_Industrial_Primary Metals_Existing_Space Heating_Natural Gas_Steam Trap Maintenance_A_Achievable Technical Potential | F10 | Industrial | Primary Metals | Existing | Space Heating | Natural Gas | Steam Trap Maintenance | A | Cumulative Energy Savings (MWh or mTherms) | Achievable Technical Potential | 0 | 0 | 0 | 0 | 0 | 0.001133 | 0.00225 | 0.0033452 | 0.0044258 | 0.005492 | 0.0065305 | 0.007552 | 0.0085576 | 0.009533 | 0.010494 | 0.011438 | 0.012369 | 0.013284 | 0.014178 | 0.01506 | 0.01593 | 0.016779 | 0.017616 | 0.018441 | 0.019251 | 0.019139 | 0.019038 | 0.018944 | 0.01886 | 0.018782 | 0.018711
F11_Industrial_Primary Metals_Existing_Space Heating_Natural Gas_Steam Trap Maintenance_A_Achievable Technical Potential | F11 | Industrial | Primary Metals | Existing | Space Heating | Natural Gas | Steam Trap Maintenance | A | Cumulative Summer Peak Savings (MW) | Achievable Technical Potential | 0 | 0 | 0 | 0 | 0 | 0 | 0 | 0 | 0 | 0 | 0 | 0 | 0 | 0 | 0 | 0 | 0 | 0 | 0 | 0 | 0 | 0 | 0 | 0 | 0 | 0 | 0 | 0 | 0 | 0 | 0
F12_Industrial_Primary Metals_Existing_Space Heating_Natural Gas_Steam Trap Maintenance_A_Achievable Technical Potential | F12 | Industrial | Primary Metals | Existing | Space Heating | Natural Gas | Steam Trap Maintenance | A | Cumulative Winter Peak Savings (MW) | Achievable Technical Potential | 0 | 0 | 0 | 0 | 0 | 0 | 0 | 0 | 0 | 0 | 0 | 0 | 0 | 0 | 0 | 0 | 0 | 0 | 0 | 0 | 0 | 0 | 0 | 0 | 0 | 0 | 0 | 0 | 0 | 0 | 0
F13_Industrial_Primary Metals_Existing_Space Heating_Natural Gas_Steam Trap Maintenance_A_Achievable Technical Potential | F13 | Industrial | Primary Metals | Existing | Space Heating | Natural Gas | Steam Trap Maintenance | A | Purchases (Incremental) | Achievable Technical Potential | 0 | 0 | 0 | 0 | 0 | 0.030601 | 0.030584 | 0.030404 | 0.03042 | 0.030446 | 0.030059 | 0.029977 | 0.029916 | 0.029441 | 0.029553 | 0.029272 | 0.029275 | 0.029128 | 0.028868 | 0.028902 | 0.028783 | 0.028671 | 0.028566 | 0.028469 | 0.02838 | 0 | 0 | 0 | 0 | 0 | 0
F14_Industrial_Primary Metals_Existing_Space Heating_Natural Gas_Steam Trap Maintenance_A_Achievable Technical Potential | F14 | Industrial | Primary Metals | Existing | Space Heating | Natural Gas | Steam Trap Maintenance | A | Purchases (Cumulative) | Achievable Technical Potential | 0 | 0 | 0 | 0 | 0 | 0.030601 | 0.061186 | 0.09159 | 0.12201 | 0.15246 | 0.18251 | 0.21249 | 0.24241 | 0.27185 | 0.3014 | 0.33067 | 0.35995 | 0.38908 | 0.41794 | 0.44685 | 0.47563 | 0.5043 | 0.53287 | 0.56134 | 0.58972 | 0.58972 | 0.58972 | 0.58972 | 0.58972 | 0.58972 | 0.58972
F1_Industrial_Primary Metals_Existing_Process_Natural Gas_Steam Trap Maintenance_A_Achievable Technical Potential | F1 | Industrial | Primary Metals | Existing | Process | Natural Gas | Steam Trap Maintenance | A | Original Unit Energy Savings (kWh or therms) | Achievable Technical Potential | 0 | 0 | 0 | 0 | 0 | 36.0109 | 36.0109 | 36.0109 | 36.0109 | 36.0109 | 36.0109 | 36.0109 | 36.0109 | 36.0109 | 36.0109 | 36.0109 | 36.0109 | 36.0109 | 36.0109 | 36.0109 | 36.0109 | 36.0109 | 36.0109 | 36.0109 | 36.0109 | 36.0109 | 36.0109 | 36.0109 | 36.0109 | 36.0109 | 36.0109
F2_Industrial_Primary Metals_Existing_Process_Natural Gas_Steam Trap Maintenance_A_Achievable Technical Potential | F2 | Industrial | Primary Metals | Existing | Process | Natural Gas | Steam Trap Maintenance | A | Original Unit Summer Peak Savings (kW) | Achievable Technical Potential | 0 | 0 | 0 | 0 | 0 | 0 | 0 | 0 | 0 | 0 | 0 | 0 | 0 | 0 | 0 | 0 | 0 | 0 | 0 | 0 | 0 | 0 | 0 | 0 | 0 | 0 | 0 | 0 | 0 | 0 | 0
F3_Industrial_Primary Metals_Existing_Process_Natural Gas_Steam Trap Maintenance_A_Achievable Technical Potential | F3 | Industrial | Primary Metals | Existing | Process | Natural Gas | Steam Trap Maintenance | A | Original Unit Winter Peak Savings (kW) | Achievable Technical Potential | 0 | 0 | 0 | 0 | 0 | 0 | 0 | 0 | 0 | 0 | 0 | 0 | 0 | 0 | 0 | 0 | 0 | 0 | 0 | 0 | 0 | 0 | 0 | 0 | 0 | 0 | 0 | 0 | 0 | 0 | 0
F4_Industrial_Primary Metals_Existing_Process_Natural Gas_Steam Trap Maintenance_A_Achievable Technical Potential | F4 | Industrial | Primary Metals | Existing | Process | Natural Gas | Steam Trap Maintenance | A | Standalone Impact on Baseline Energy (%) | Achievable Technical Potential | 0% | 0% | 0% | 0% | 0% | 0.001959% | 0.003919% | 0.005901% | 0.007857% | 0.009809% | 0.01189% | 0.01389% | 0.01587% | 0.01809% | 0.01998% | 0.02213% | 0.02408% | 0.02617% | 0.02836% | 0.03028% | 0.03237% | 0.03445% | 0.03654% | 0.03862% | 0.00040704 | 0.00040823 | 0.00040932 | 0.00041031 | 0 | 0 | 0
F5_Industrial_Primary Metals_Existing_Process_Natural Gas_Steam Trap Maintenance_A_Achievable Technical Potential | F5 | Industrial | Primary Metals | Existing | Process | Natural Gas | Steam Trap Maintenance | A | Standalone Impact on Baseline Summer Peak (%) | Achievable Technical Potential | 0% | 0% | 0% | 0% | 0% | 0% | 0% | 0% | 0% | 0% | 0% | 0% | 0% | 0% | 0% | 0% | 0% | 0% | 0% | 0% | 0% | 0% | 0% | 0% | 0 | 0 | 0 | 0 | 0 | 0 | 0
F6_Industrial_Primary Metals_Existing_Process_Natural Gas_Steam Trap Maintenance_A_Achievable Technical Potential | F6 | Industrial | Primary Metals | Existing | Process | Natural Gas | Steam Trap Maintenance | A | Standalone Impact on Baseline Winter Peak (%) | Achievable Technical Potential | 0% | 0% | 0% | 0% | 0% | 0% | 0% | 0% | 0% | 0% | 0% | 0% | 0% | 0% | 0% | 0% | 0% | 0% | 0% | 0% | 0% | 0% | 0% | 0% | 0 | 0 | 0 | 0 | 0 | 0 | 0
F7_Industrial_Primary Metals_Existing_Process_Natural Gas_Steam Trap Maintenance_A_Achievable Technical Potential | F7 | Industrial | Primary Metals | Existing | Process | Natural Gas | Steam Trap Maintenance | A | Incremental Energy Savings (MWh or mTherms) | Achievable Technical Potential | 0 | 0 | 0 | 0 | 0 | 0.039913 | 0.039891 | 0.039656 | 0.039677 | 0.03971 | 0.039206 | 0.039098 | 0.039019 | 0.038399 | 0.038546 | 0.038179 | 0.038183 | 0.037991 | 0.037652 | 0.037697 | 0.037541 | 0.037395 | 0.037259 | 0.037132 | 0.037015 | 0 | 0 | 0 | 0 | 0 | 0
F8_Industrial_Primary Metals_Existing_Process_Natural Gas_Steam Trap Maintenance_A_Achievable Technical Potential | F8 | Industrial | Primary Metals | Existing | Process | Natural Gas | Steam Trap Maintenance | A | Incremental Summer Peak Savings (MW) | Achievable Technical Potential | 0 | 0 | 0 | 0 | 0 | 0 | 0 | 0 | 0 | 0 | 0 | 0 | 0 | 0 | 0 | 0 | 0 | 0 | 0 | 0 | 0 | 0 | 0 | 0 | 0 | 0 | 0 | 0 | 0 | 0 | 0
F9_Industrial_Primary Metals_Existing_Process_Natural Gas_Steam Trap Maintenance_A_Achievable Technical Potential | F9 | Industrial | Primary Metals | Existing | Process | Natural Gas | Steam Trap Maintenance | A | Incremental Winter Peak Savings (MW) | Achievable Technical Potential | 0 | 0 | 0 | 0 | 0 | 0 | 0 | 0 | 0 | 0 | 0 | 0 | 0 | 0 | 0 | 0 | 0 | 0 | 0 | 0 | 0 | 0 | 0 | 0 | 0 | 0 | 0 | 0 | 0 | 0 | 0
F10_Industrial_Primary Metals_Existing_Process_Natural Gas_Steam Trap Maintenance_A_Achievable Technical Potential | F10 | Industrial | Primary Metals | Existing | Process | Natural Gas | Steam Trap Maintenance | A | Cumulative Energy Savings (MWh or mTherms) | Achievable Technical Potential | 0 | 0 | 0 | 0 | 0 | 0.039913 | 0.079804 | 0.11946 | 0.15914 | 0.19885 | 0.23805 | 0.27715 | 0.31617 | 0.35457 | 0.39312 | 0.43129 | 0.46948 | 0.50747 | 0.54512 | 0.58282 | 0.62036 | 0.65775 | 0.69501 | 0.73215 | 0.76916 | 0.76916 | 0.76916 | 0.76916 | 0.76916 | 0.76916 | 0.76916
F11_Industrial_Primary Metals_Existing_Process_Natural Gas_Steam Trap Maintenance_A_Achievable Technical Potential | F11 | Industrial | Primary Metals | Existing | Process | Natural Gas | Steam Trap Maintenance | A | Cumulative Summer Peak Savings (MW) | Achievable Technical Potential | 0 | 0 | 0 | 0 | 0 | 0 | 0 | 0 | 0 | 0 | 0 | 0 | 0 | 0 | 0 | 0 | 0 | 0 | 0 | 0 | 0 | 0 | 0 | 0 | 0 | 0 | 0 | 0 | 0 | 0 | 0
F12_Industrial_Primary Metals_Existing_Process_Natural Gas_Steam Trap Maintenance_A_Achievable Technical Potential | F12 | Industrial | Primary Metals | Existing | Process | Natural Gas | Steam Trap Maintenance | A | Cumulative Winter Peak Savings (MW) | Achievable Technical Potential | 0 | 0 | 0 | 0 | 0 | 0 | 0 | 0 | 0 | 0 | 0 | 0 | 0 | 0 | 0 | 0 | 0 | 0 | 0 | 0 | 0 | 0 | 0 | 0 | 0 | 0 | 0 | 0 | 0 | 0 | 0
F13_Industrial_Primary Metals_Existing_Process_Natural Gas_Steam Trap Maintenance_A_Achievable Technical Potential | F13 | Industrial | Primary Metals | Existing | Process | Natural Gas | Steam Trap Maintenance | A | Purchases (Incremental) | Achievable Technical Potential | 0 | 0 | 0 | 0 | 0 | 1.1084 | 1.1077 | 1.1012 | 1.1018 | 1.1027 | 1.0887 | 1.0857 | 1.0835 | 1.0663 | 1.0704 | 1.0602 | 1.0603 | 1.055 | 1.0456 | 1.0468 | 1.0425 | 1.0384 | 1.0347 | 1.0311 | 1.0279 | 0 | 0 | 0 | 0 | 0 | 0
F14_Industrial_Primary Metals_Existing_Process_Natural Gas_Steam Trap Maintenance_A_Achievable Technical Potential | F14 | Industrial | Primary Metals | Existing | Process | Natural Gas | Steam Trap Maintenance | A | Purchases (Cumulative) | Achievable Technical Potential | 0 | 0 | 0 | 0 | 0 | 1.1084 | 2.2161 | 3.3173 | 4.4191 | 5.5218 | 6.6105 | 7.6963 | 8.7798 | 9.8461 | 10.9165 | 11.9767 | 13.0371 | 14.0921 | 15.1376 | 16.1845 | 17.227 | 18.2654 | 19.3 | 20.3312 | 21.3591 | 21.3591 | 21.3591 | 21.3591 | 21.3591 | 21.3591 | 21.3591
F1_Industrial_Primary Metals_Existing_Space Heating_Natural Gas_Gas Boiler - High Turndown_A_Achievable Technical Potential | F1 | Industrial | Primary Metals | Existing | Space Heating | Natural Gas | Gas Boiler - High Turndown | A | Original Unit Energy Savings (kWh or therms) | Achievable Technical Potential | 0 | 0 | 0 | 0 | 0 | 39.3009 | 39.0346 | 38.7699 | 38.5039 | 38.2387 | 37.9809 | 37.7256 | 37.4731 | 37.2235 | 36.9593 | 36.7168 | 36.477 | 36.2411 | 36.0088 | 35.7759 | 35.551 | 35.3169 | 35.0909 | 34.8721 | 34.6518 | 34.4508 | 34.2673 | 34.0999 | 33.9471 | 33.8077 | 33.6804
F2_Industrial_Primary Metals_Existing_Space Heating_Natural Gas_Gas Boiler - High Turndown_A_Achievable Technical Potential | F2 | Industrial | Primary Metals | Existing | Space Heating | Natural Gas | Gas Boiler - High Turndown | A | Original Unit Summer Peak Savings (kW) | Achievable Technical Potential | 0 | 0 | 0 | 0 | 0 | 0 | 0 | 0 | 0 | 0 | 0 | 0 | 0 | 0 | 0 | 0 | 0 | 0 | 0 | 0 | 0 | 0 | 0 | 0 | 0 | 0 | 0 | 0 | 0 | 0 | 0
F3_Industrial_Primary Metals_Existing_Space Heating_Natural Gas_Gas Boiler - High Turndown_A_Achievable Technical Potential | F3 | Industrial | Primary Metals | Existing | Space Heating | Natural Gas | Gas Boiler - High Turndown | A | Original Unit Winter Peak Savings (kW) | Achievable Technical Potential | 0 | 0 | 0 | 0 | 0 | 0 | 0 | 0 | 0 | 0 | 0 | 0 | 0 | 0 | 0 | 0 | 0 | 0 | 0 | 0 | 0 | 0 | 0 | 0 | 0 | 0 | 0 | 0 | 0 | 0 | 0
F4_Industrial_Primary Metals_Existing_Space Heating_Natural Gas_Gas Boiler - High Turndown_A_Achievable Technical Potential | F4 | Industrial | Primary Metals | Existing | Space Heating | Natural Gas | Gas Boiler - High Turndown | A | Standalone Impact on Baseline Energy (%) | Achievable Technical Potential | 0% | 0% | 0% | 0% | 0% | 0.004227% | 0.00844% | 0.0127% | 0.0169% | 0.0211% | 0.02517% | 0.02829% | 0.03079% | 0.03325% | 0.0347% | 0.03631% | 0.03733% | 0.03834% | 0.03932% | 0.03978% | 0.04034% | 0.04048% | 0.04059% | 0.04069% | 0.00040772 | 0.00040847 | 0.00040917 | 0.00040983 | 0 | 0 | 0
F5_Industrial_Primary Metals_Existing_Space Heating_Natural Gas_Gas Boiler - High Turndown_A_Achievable Technical Potential | F5 | Industrial | Primary Metals | Existing | Space Heating | Natural Gas | Gas Boiler - High Turndown | A | Standalone Impact on Baseline Summer Peak (%) | Achievable Technical Potential | 0% | 0% | 0% | 0% | 0% | 0% | 0% | 0% | 0% | 0% | 0% | 0% | 0% | 0% | 0% | 0% | 0% | 0% | 0% | 0% | 0% | 0% | 0% | 0% | 0 | 0 | 0 | 0 | 0 | 0 | 0
F6_Industrial_Primary Metals_Existing_Space Heating_Natural Gas_Gas Boiler - High Turndown_A_Achievable Technical Potential | F6 | Industrial | Primary Metals | Existing | Space Heating | Natural Gas | Gas Boiler - High Turndown | A | Standalone Impact on Baseline Winter Peak (%) | Achievable Technical Potential | 0% | 0% | 0% | 0% | 0% | 0% | 0% | 0% | 0% | 0% | 0% | 0% | 0% | 0% | 0% | 0% | 0% | 0% | 0% | 0% | 0% | 0% | 0% | 0% | 0 | 0 | 0 | 0 | 0 | 0 | 0
F7_Industrial_Primary Metals_Existing_Space Heating_Natural Gas_Gas Boiler - High Turndown_A_Achievable Technical Potential | F7 | Industrial | Primary Metals | Existing | Space Heating | Natural Gas | Gas Boiler - High Turndown | A | Incremental Energy Savings (MWh or mTherms) | Achievable Technical Potential | 0 | 0 | 0 | 0 | 0 | 0.0032885 | 0.0032644 | 0.0032232 | 0.0032028 | 0.0031833 | 0.0028096 | 0.0022264 | 0.0017656 | 0.0013808 | 0.001101 | 0.00086668 | 0.00068891 | 0.0005448 | 0.00042919 | 0.00034153 | 0.00027039 | 1.825e-06 | 6.4525e-07 | 2.1786e-07 | 7.0368e-08 | 5.9293e-08 | 5.882e-08 | 5.8391e-08 | 5.8003e-08 | 5.7652e-08 | 5.7338e-08
F8_Industrial_Primary Metals_Existing_Space Heating_Natural Gas_Gas Boiler - High Turndown_A_Achievable Technical Potential | F8 | Industrial | Primary Metals | Existing | Space Heating | Natural Gas | Gas Boiler - High Turndown | A | Incremental Summer Peak Savings (MW) | Achievable Technical Potential | 0 | 0 | 0 | 0 | 0 | 0 | 0 | 0 | 0 | 0 | 0 | 0 | 0 | 0 | 0 | 0 | 0 | 0 | 0 | 0 | 0 | 0 | 0 | 0 | 0 | 0 | 0 | 0 | 0 | 0 | 0
F9_Industrial_Primary Metals_Existing_Space Heating_Natural Gas_Gas Boiler - High Turndown_A_Achievable Technical Potential | F9 | Industrial | Primary Metals | Existing | Space Heating | Natural Gas | Gas Boiler - High Turndown | A | Incremental Winter Peak Savings (MW) | Achievable Technical Potential | 0 | 0 | 0 | 0 | 0 | 0 | 0 | 0 | 0 | 0 | 0 | 0 | 0 | 0 | 0 | 0 | 0 | 0 | 0 | 0 | 0 | 0 | 0 | 0 | 0 | 0 | 0 | 0 | 0 | 0 | 0
F10_Industrial_Primary Metals_Existing_Space Heating_Natural Gas_Gas Boiler - High Turndown_A_Achievable Technical Potential | F10 | Industrial | Primary Metals | Existing | Space Heating | Natural Gas | Gas Boiler - High Turndown | A | Cumulative Energy Savings (MWh or mTherms) | Achievable Technical Potential | 0 | 0 | 0 | 0 | 0 | 0.0032885 | 0.0065306 | 0.0097095 | 0.012846 | 0.015941 | 0.018643 | 0.020744 | 0.022371 | 0.023602 | 0.024536 | 0.025242 | 0.025766 | 0.026144 | 0.026405 | 0.026576 | 0.026679 | 0.026506 | 0.026337 | 0.026173 | 0.026007 | 0.025857 | 0.025719 | 0.025593 | 0.025479 | 0.025374 | 0.025279
F11_Industrial_Primary Metals_Existing_Space Heating_Natural Gas_Gas Boiler - High Turndown_A_Achievable Technical Potential | F11 | Industrial | Primary Metals | Existing | Space Heating | Natural Gas | Gas Boiler - High Turndown | A | Cumulative Summer Peak Savings (MW) | Achievable Technical Potential | 0 | 0 | 0 | 0 | 0 | 0 | 0 | 0 | 0 | 0 | 0 | 0 | 0 | 0 | 0 | 0 | 0 | 0 | 0 | 0 | 0 | 0 | 0 | 0 | 0 | 0 | 0 | 0 | 0 | 0 | 0
F12_Industrial_Primary Metals_Existing_Space Heating_Natural Gas_Gas Boiler - High Turndown_A_Achievable Technical Potential | F12 | Industrial | Primary Metals | Existing | Space Heating | Natural Gas | Gas Boiler - High Turndown | A | Cumulative Winter Peak Savings (MW) | Achievable Technical Potential | 0 | 0 | 0 | 0 | 0 | 0 | 0 | 0 | 0 | 0 | 0 | 0 | 0 | 0 | 0 | 0 | 0 | 0 | 0 | 0 | 0 | 0 | 0 | 0 | 0 | 0 | 0 | 0 | 0 | 0 | 0
F13_Industrial_Primary Metals_Existing_Space Heating_Natural Gas_Gas Boiler - High Turndown_A_Achievable Technical Potential | F13 | Industrial | Primary Metals | Existing | Space Heating | Natural Gas | Gas Boiler - High Turndown | A | Purchases (Incremental) | Achievable Technical Potential | 0 | 0 | 0 | 0 | 0 | 0.083675 | 0.083629 | 0.083136 | 0.083181 | 0.083249 | 0.073973 | 0.059017 | 0.047118 | 0.037095 | 0.02979 | 0.023604 | 0.018886 | 0.015033 | 0.011919 | 0.0095465 | 0.0076056 | 5.1674e-05 | 1.8388e-05 | 6.2473e-06 | 2.0307e-06 | 1.7211e-06 | 1.7165e-06 | 1.7124e-06 | 1.7086e-06 | 1.7053e-06 | 1.7024e-06
F14_Industrial_Primary Metals_Existing_Space Heating_Natural Gas_Gas Boiler - High Turndown_A_Achievable Technical Potential | F14 | Industrial | Primary Metals | Existing | Space Heating | Natural Gas | Gas Boiler - High Turndown | A | Purchases (Cumulative) | Achievable Technical Potential | 0 | 0 | 0 | 0 | 0 | 0.083675 | 0.1673 | 0.25044 | 0.33362 | 0.41687 | 0.49084 | 0.54986 | 0.59698 | 0.63407 | 0.66386 | 0.68747 | 0.70635 | 0.72139 | 0.7333 | 0.74285 | 0.75046 | 0.75051 | 0.75053 | 0.75053 | 0.75053 | 0.75054 | 0.75054 | 0.75054 | 0.75054 | 0.75054 | 0.75055
F1_Industrial_Primary Metals_Existing_Process_Natural Gas_Gas Boiler - High Turndown_A_Achievable Technical Potential | F1 | Industrial | Primary Metals | Existing | Process | Natural Gas | Gas Boiler - High Turndown | A | Original Unit Energy Savings (kWh or therms) | Achievable Technical Potential | 0 | 0 | 0 | 0 | 0 | 38.225 | 38.225 | 38.225 | 38.225 | 38.225 | 38.225 | 38.225 | 38.225 | 38.225 | 38.225 | 38.225 | 38.225 | 38.225 | 38.225 | 38.225 | 38.225 | 38.225 | 38.225 | 38.225 | 38.225 | 38.225 | 38.225 | 38.225 | 38.225 | 38.225 | 38.225
F2_Industrial_Primary Metals_Existing_Process_Natural Gas_Gas Boiler - High Turndown_A_Achievable Technical Potential | F2 | Industrial | Primary Metals | Existing | Process | Natural Gas | Gas Boiler - High Turndown | A | Original Unit Summer Peak Savings (kW) | Achievable Technical Potential | 0 | 0 | 0 | 0 | 0 | 0 | 0 | 0 | 0 | 0 | 0 | 0 | 0 | 0 | 0 | 0 | 0 | 0 | 0 | 0 | 0 | 0 | 0 | 0 | 0 | 0 | 0 | 0 | 0 | 0 | 0
F3_Industrial_Primary Metals_Existing_Process_Natural Gas_Gas Boiler - High Turndown_A_Achievable Technical Potential | F3 | Industrial | Primary Metals | Existing | Process | Natural Gas | Gas Boiler - High Turndown | A | Original Unit Winter Peak Savings (kW) | Achievable Technical Potential | 0 | 0 | 0 | 0 | 0 | 0 | 0 | 0 | 0 | 0 | 0 | 0 | 0 | 0 | 0 | 0 | 0 | 0 | 0 | 0 | 0 | 0 | 0 | 0 | 0 | 0 | 0 | 0 | 0 | 0 | 0
F4_Industrial_Primary Metals_Existing_Process_Natural Gas_Gas Boiler - High Turndown_A_Achievable Technical Potential | F4 | Industrial | Primary Metals | Existing | Process | Natural Gas | Gas Boiler - High Turndown | A | Standalone Impact on Baseline Energy (%) | Achievable Technical Potential | 0% | 0% | 0% | 0% | 0% | 0.005686% | 0.01137% | 0.01713% | 0.0228% | 0.02847% | 0.03395% | 0.03814% | 0.04149% | 0.04478% | 0.04671% | 0.04883% | 0.05017% | 0.0515% | 0.05282% | 0.05344% | 0.05421% | 0.05443% | 0.05463% | 0.05482% | 0.00054989 | 0.0005515 | 0.00055297 | 0.00055432 | 0 | 0 | 0
F5_Industrial_Primary Metals_Existing_Process_Natural Gas_Gas Boiler - High Turndown_A_Achievable Technical Potential | F5 | Industrial | Primary Metals | Existing | Process | Natural Gas | Gas Boiler - High Turndown | A | Standalone Impact on Baseline Summer Peak (%) | Achievable Technical Potential | 0% | 0% | 0% | 0% | 0% | 0% | 0% | 0% | 0% | 0% | 0% | 0% | 0% | 0% | 0% | 0% | 0% | 0% | 0% | 0% | 0% | 0% | 0% | 0% | 0 | 0 | 0 | 0 | 0 | 0 | 0
F6_Industrial_Primary Metals_Existing_Process_Natural Gas_Gas Boiler - High Turndown_A_Achievable Technical Potential | F6 | Industrial | Primary Metals | Existing | Process | Natural Gas | Gas Boiler - High Turndown | A | Standalone Impact on Baseline Winter Peak (%) | Achievable Technical Potential | 0% | 0% | 0% | 0% | 0% | 0% | 0% | 0% | 0% | 0% | 0% | 0% | 0% | 0% | 0% | 0% | 0% | 0% | 0% | 0% | 0% | 0% | 0% | 0% | 0 | 0 | 0 | 0 | 0 | 0 | 0
F7_Industrial_Primary Metals_Existing_Process_Natural Gas_Gas Boiler - High Turndown_A_Achievable Technical Potential | F7 | Industrial | Primary Metals | Existing | Process | Natural Gas | Gas Boiler - High Turndown | A | Incremental Energy Savings (MWh or mTherms) | Achievable Technical Potential | 0 | 0 | 0 | 0 | 0 | 0.11585 | 0.11578 | 0.1151 | 0.11516 | 0.11526 | 0.10241 | 0.081708 | 0.065233 | 0.051358 | 0.041243 | 0.03268 | 0.026147 | 0.020813 | 0.016502 | 0.013217 | 0.01053 | 7.1542e-05 | 2.5458e-05 | 8.6492e-06 | 2.8115e-06 | 2.3828e-06 | 2.3765e-06 | 2.3707e-06 | 2.3655e-06 | 2.361e-06 | 2.3569e-06
F8_Industrial_Primary Metals_Existing_Process_Natural Gas_Gas Boiler - High Turndown_A_Achievable Technical Potential | F8 | Industrial | Primary Metals | Existing | Process | Natural Gas | Gas Boiler - High Turndown | A | Incremental Summer Peak Savings (MW) | Achievable Technical Potential | 0 | 0 | 0 | 0 | 0 | 0 | 0 | 0 | 0 | 0 | 0 | 0 | 0 | 0 | 0 | 0 | 0 | 0 | 0 | 0 | 0 | 0 | 0 | 0 | 0 | 0 | 0 | 0 | 0 | 0 | 0
F9_Industrial_Primary Metals_Existing_Process_Natural Gas_Gas Boiler - High Turndown_A_Achievable Technical Potential | F9 | Industrial | Primary Metals | Existing | Process | Natural Gas | Gas Boiler - High Turndown | A | Incremental Winter Peak Savings (MW) | Achievable Technical Potential | 0 | 0 | 0 | 0 | 0 | 0 | 0 | 0 | 0 | 0 | 0 | 0 | 0 | 0 | 0 | 0 | 0 | 0 | 0 | 0 | 0 | 0 | 0 | 0 | 0 | 0 | 0 | 0 | 0 | 0 | 0
F10_Industrial_Primary Metals_Existing_Process_Natural Gas_Gas Boiler - High Turndown_A_Achievable Technical Potential | F10 | Industrial | Primary Metals | Existing | Process | Natural Gas | Gas Boiler - High Turndown | A | Cumulative Energy Savings (MWh or mTherms) | Achievable Technical Potential | 0 | 0 | 0 | 0 | 0 | 0.11585 | 0.23163 | 0.34673 | 0.46189 | 0.57715 | 0.67956 | 0.76127 | 0.8265 | 0.87786 | 0.9191 | 0.95178 | 0.97793 | 0.99874 | 1.0152 | 1.0285 | 1.039 | 1.0391 | 1.0391 | 1.0391 | 1.0391 | 1.0391 | 1.0391 | 1.0391 | 1.0391 | 1.0391 | 1.0391
F11_Industrial_Primary Metals_Existing_Process_Natural Gas_Gas Boiler - High Turndown_A_Achievable Technical Potential | F11 | Industrial | Primary Metals | Existing | Process | Natural Gas | Gas Boiler - High Turndown | A | Cumulative Summer Peak Savings (MW) | Achievable Technical Potential | 0 | 0 | 0 | 0 | 0 | 0 | 0 | 0 | 0 | 0 | 0 | 0 | 0 | 0 | 0 | 0 | 0 | 0 | 0 | 0 | 0 | 0 | 0 | 0 | 0 | 0 | 0 | 0 | 0 | 0 | 0
F12_Industrial_Primary Metals_Existing_Process_Natural Gas_Gas Boiler - High Turndown_A_Achievable Technical Potential | F12 | Industrial | Primary Metals | Existing | Process | Natural Gas | Gas Boiler - High Turndown | A | Cumulative Winter Peak Savings (MW) | Achievable Technical Potential | 0 | 0 | 0 | 0 | 0 | 0 | 0 | 0 | 0 | 0 | 0 | 0 | 0 | 0 | 0 | 0 | 0 | 0 | 0 | 0 | 0 | 0 | 0 | 0 | 0 | 0 | 0 | 0 | 0 | 0 | 0
F13_Industrial_Primary Metals_Existing_Process_Natural Gas_Gas Boiler - High Turndown_A_Achievable Technical Potential | F13 | Industrial | Primary Metals | Existing | Process | Natural Gas | Gas Boiler - High Turndown | A | Purchases (Incremental) | Achievable Technical Potential | 0 | 0 | 0 | 0 | 0 | 3.0306 | 3.029 | 3.0111 | 3.0127 | 3.0152 | 2.6792 | 2.1375 | 1.7066 | 1.3436 | 1.079 | 0.85494 | 0.68404 | 0.54448 | 0.4317 | 0.34577 | 0.27547 | 0.0018716 | 0.00066599 | 0.00022627 | 7.3551e-05 | 6.2337e-05 | 6.2171e-05 | 6.202e-05 | 6.1885e-05 | 6.1765e-05 | 6.166e-05
F14_Industrial_Primary Metals_Existing_Process_Natural Gas_Gas Boiler - High Turndown_A_Achievable Technical Potential | F14 | Industrial | Primary Metals | Existing | Process | Natural Gas | Gas Boiler - High Turndown | A | Purchases (Cumulative) | Achievable Technical Potential | 0 | 0 | 0 | 0 | 0 | 3.0306 | 6.0596 | 9.0707 | 12.0835 | 15.0987 | 17.7779 | 19.9155 | 21.622 | 22.9656 | 24.0446 | 24.8995 | 25.5835 | 26.128 | 26.5597 | 26.9055 | 27.1809 | 27.1828 | 27.1835 | 27.1837 | 27.1838 | 27.1838 | 27.1839 | 27.184 | 27.184 | 27.1841 | 27.1842
F1_Industrial_Primary Metals_Existing_Space Heating_Natural Gas_Gas Boiler - Burner Control Optimization_A_Achievable Technical Potential | F1 | Industrial | Primary Metals | Existing | Space Heating | Natural Gas | Gas Boiler - Burner Control Optimization | A | Original Unit Energy Savings (kWh or therms) | Achievable Technical Potential | 0 | 0 | 0 | 0 | 0 | 11.3972 | 11.32 | 11.2433 | 11.1661 | 11.0892 | 11.0144 | 10.9404 | 10.8672 | 10.7948 | 10.7182 | 10.6479 | 10.5783 | 10.5099 | 10.4425 | 10.375 | 10.3098 | 10.2419 | 10.1764 | 10.1129 | 10.049 | 9.9907 | 9.9375 | 9.889 | 9.8447 | 9.8042 | 9.7673
F2_Industrial_Primary Metals_Existing_Space Heating_Natural Gas_Gas Boiler - Burner Control Optimization_A_Achievable Technical Potential | F2 | Industrial | Primary Metals | Existing | Space Heating | Natural Gas | Gas Boiler - Burner Control Optimization | A | Original Unit Summer Peak Savings (kW) | Achievable Technical Potential | 0 | 0 | 0 | 0 | 0 | 0 | 0 | 0 | 0 | 0 | 0 | 0 | 0 | 0 | 0 | 0 | 0 | 0 | 0 | 0 | 0 | 0 | 0 | 0 | 0 | 0 | 0 | 0 | 0 | 0 | 0
F3_Industrial_Primary Metals_Existing_Space Heating_Natural Gas_Gas Boiler - Burner Control Optimization_A_Achievable Technical Potential | F3 | Industrial | Primary Metals | Existing | Space Heating | Natural Gas | Gas Boiler - Burner Control Optimization | A | Original Unit Winter Peak Savings (kW) | Achievable Technical Potential | 0 | 0 | 0 | 0 | 0 | 0 | 0 | 0 | 0 | 0 | 0 | 0 | 0 | 0 | 0 | 0 | 0 | 0 | 0 | 0 | 0 | 0 | 0 | 0 | 0 | 0 | 0 | 0 | 0 | 0 | 0
F4_Industrial_Primary Metals_Existing_Space Heating_Natural Gas_Gas Boiler - Burner Control Optimization_A_Achievable Technical Potential | F4 | Industrial | Primary Metals | Existing | Space Heating | Natural Gas | Gas Boiler - Burner Control Optimization | A | Standalone Impact on Baseline Energy (%) | Achievable Technical Potential | 0% | 0% | 0% | 0% | 0% | 0.0003306% | 0.000849% | 0.00189% | 0.003702% | 0.00652% | 0.01056% | 0.01562% | 0.02153% | 0.02822% | 0.03446% | 0.04074% | 0.04594% | 0.05046% | 0.05423% | 0.0566% | 0.05853% | 0.05987% | 0.06076% | 0.06135% | 0.00061767 | 0.00061879 | 0.00061986 | 0.00062085 | 0 | 0 | 0
F5_Industrial_Primary Metals_Existing_Space Heating_Natural Gas_Gas Boiler - Burner Control Optimization_A_Achievable Technical Potential | F5 | Industrial | Primary Metals | Existing | Space Heating | Natural Gas | Gas Boiler - Burner Control Optimization | A | Standalone Impact on Baseline Summer Peak (%) | Achievable Technical Potential | 0% | 0% | 0% | 0% | 0% | 0% | 0% | 0% | 0% | 0% | 0% | 0% | 0% | 0% | 0% | 0% | 0% | 0% | 0% | 0% | 0% | 0% | 0% | 0% | 0 | 0 | 0 | 0 | 0 | 0 | 0
F6_Industrial_Primary Metals_Existing_Space Heating_Natural Gas_Gas Boiler - Burner Control Optimization_A_Achievable Technical Potential | F6 | Industrial | Primary Metals | Existing | Space Heating | Natural Gas | Gas Boiler - Burner Control Optimization | A | Standalone Impact on Baseline Winter Peak (%) | Achievable Technical Potential | 0% | 0% | 0% | 0% | 0% | 0% | 0% | 0% | 0% | 0% | 0% | 0% | 0% | 0% | 0% | 0% | 0% | 0% | 0% | 0% | 0% | 0% | 0% | 0% | 0 | 0 | 0 | 0 | 0 | 0 | 0
F7_Industrial_Primary Metals_Existing_Space Heating_Natural Gas_Gas Boiler - Burner Control Optimization_A_Achievable Technical Potential | F7 | Industrial | Primary Metals | Existing | Space Heating | Natural Gas | Gas Boiler - Burner Control Optimization | A | Incremental Energy Savings (MWh or mTherms) | Achievable Technical Potential | 0 | 0 | 0 | 0 | 0 | 0.00025725 | 0.00040142 | 0.0007927 | 0.0013784 | 0.0021312 | 0.002926 | 0.0036888 | 0.0042662 | 0.0044912 | 0.0044764 | 0.004111 | 0.0035741 | 0.0029096 | 0.0022285 | 0.0016333 | 0.0011314 | 0.00074642 | 0.00047023 | 0.00028348 | 0.00019012 | 0 | 0 | 0 | 0 | 0 | 0
F8_Industrial_Primary Metals_Existing_Space Heating_Natural Gas_Gas Boiler - Burner Control Optimization_A_Achievable Technical Potential | F8 | Industrial | Primary Metals | Existing | Space Heating | Natural Gas | Gas Boiler - Burner Control Optimization | A | Incremental Summer Peak Savings (MW) | Achievable Technical Potential | 0 | 0 | 0 | 0 | 0 | 0 | 0 | 0 | 0 | 0 | 0 | 0 | 0 | 0 | 0 | 0 | 0 | 0 | 0 | 0 | 0 | 0 | 0 | 0 | 0 | 0 | 0 | 0 | 0 | 0 | 0
F9_Industrial_Primary Metals_Existing_Space Heating_Natural Gas_Gas Boiler - Burner Control Optimization_A_Achievable Technical Potential | F9 | Industrial | Primary Metals | Existing | Space Heating | Natural Gas | Gas Boiler - Burner Control Optimization | A | Incremental Winter Peak Savings (MW) | Achievable Technical Potential | 0 | 0 | 0 | 0 | 0 | 0 | 0 | 0 | 0 | 0 | 0 | 0 | 0 | 0 | 0 | 0 | 0 | 0 | 0 | 0 | 0 | 0 | 0 | 0 | 0 | 0 | 0 | 0 | 0 | 0 | 0
F10_Industrial_Primary Metals_Existing_Space Heating_Natural Gas_Gas Boiler - Burner Control Optimization_A_Achievable Technical Potential | F10 | Industrial | Primary Metals | Existing | Space Heating | Natural Gas | Gas Boiler - Burner Control Optimization | A | Cumulative Energy Savings (MWh or mTherms) | Achievable Technical Potential | 0 | 0 | 0 | 0 | 0 | 0.00025725 | 0.00065693 | 0.0014452 | 0.0028137 | 0.0049255 | 0.0078183 | 0.011455 | 0.015644 | 0.020031 | 0.024365 | 0.028316 | 0.031706 | 0.03441 | 0.036418 | 0.037816 | 0.03871 | 0.039201 | 0.039421 | 0.039458 | 0.039399 | 0.03917 | 0.038962 | 0.038772 | 0.038598 | 0.038439 | 0.038295
F11_Industrial_Primary Metals_Existing_Space Heating_Natural Gas_Gas Boiler - Burner Control Optimization_A_Achievable Technical Potential | F11 | Industrial | Primary Metals | Existing | Space Heating | Natural Gas | Gas Boiler - Burner Control Optimization | A | Cumulative Summer Peak Savings (MW) | Achievable Technical Potential | 0 | 0 | 0 | 0 | 0 | 0 | 0 | 0 | 0 | 0 | 0 | 0 | 0 | 0 | 0 | 0 | 0 | 0 | 0 | 0 | 0 | 0 | 0 | 0 | 0 | 0 | 0 | 0 | 0 | 0 | 0
F12_Industrial_Primary Metals_Existing_Space Heating_Natural Gas_Gas Boiler - Burner Control Optimization_A_Achievable Technical Potential | F12 | Industrial | Primary Metals | Existing | Space Heating | Natural Gas | Gas Boiler - Burner Control Optimization | A | Cumulative Winter Peak Savings (MW) | Achievable Technical Potential | 0 | 0 | 0 | 0 | 0 | 0 | 0 | 0 | 0 | 0 | 0 | 0 | 0 | 0 | 0 | 0 | 0 | 0 | 0 | 0 | 0 | 0 | 0 | 0 | 0 | 0 | 0 | 0 | 0 | 0 | 0
F13_Industrial_Primary Metals_Existing_Space Heating_Natural Gas_Gas Boiler - Burner Control Optimization_A_Achievable Technical Potential | F13 | Industrial | Primary Metals | Existing | Space Heating | Natural Gas | Gas Boiler - Burner Control Optimization | A | Purchases (Incremental) | Achievable Technical Potential | 0 | 0 | 0 | 0 | 0 | 0.022572 | 0.035461 | 0.070504 | 0.12345 | 0.19219 | 0.26565 | 0.33717 | 0.39257 | 0.41606 | 0.41764 | 0.38608 | 0.33787 | 0.27684 | 0.2134 | 0.15743 | 0.10975 | 0.072879 | 0.046209 | 0.028031 | 0.01892 | 0 | 0 | 0 | 0 | 0 | 0
F14_Industrial_Primary Metals_Existing_Space Heating_Natural Gas_Gas Boiler - Burner Control Optimization_A_Achievable Technical Potential | F14 | Industrial | Primary Metals | Existing | Space Heating | Natural Gas | Gas Boiler - Burner Control Optimization | A | Purchases (Cumulative) | Achievable Technical Potential | 0 | 0 | 0 | 0 | 0 | 0.022572 | 0.058033 | 0.12854 | 0.25199 | 0.44417 | 0.70982 | 1.047 | 1.4396 | 1.8556 | 2.2733 | 2.6594 | 2.9972 | 3.2741 | 3.4875 | 3.6449 | 3.7546 | 3.8275 | 3.8737 | 3.9018 | 3.9207 | 3.9207 | 3.9207 | 3.9207 | 3.9207 | 3.9207 | 3.9207
F1_Industrial_Primary Metals_Existing_Process_Natural Gas_Gas Boiler - Burner Control Optimization_A_Achievable Technical Potential | F1 | Industrial | Primary Metals | Existing | Process | Natural Gas | Gas Boiler - Burner Control Optimization | A | Original Unit Energy Savings (kWh or therms) | Achievable Technical Potential | 0 | 0 | 0 | 0 | 0 | 11.0853 | 11.0853 | 11.0853 | 11.0853 | 11.0853 | 11.0853 | 11.0853 | 11.0853 | 11.0853 | 11.0853 | 11.0853 | 11.0853 | 11.0853 | 11.0853 | 11.0853 | 11.0853 | 11.0853 | 11.0853 | 11.0853 | 11.0853 | 11.0853 | 11.0853 | 11.0853 | 11.0853 | 11.0853 | 11.0853
F2_Industrial_Primary Metals_Existing_Process_Natural Gas_Gas Boiler - Burner Control Optimization_A_Achievable Technical Potential | F2 | Industrial | Primary Metals | Existing | Process | Natural Gas | Gas Boiler - Burner Control Optimization | A | Original Unit Summer Peak Savings (kW) | Achievable Technical Potential | 0 | 0 | 0 | 0 | 0 | 0 | 0 | 0 | 0 | 0 | 0 | 0 | 0 | 0 | 0 | 0 | 0 | 0 | 0 | 0 | 0 | 0 | 0 | 0 | 0 | 0 | 0 | 0 | 0 | 0 | 0
F3_Industrial_Primary Metals_Existing_Process_Natural Gas_Gas Boiler - Burner Control Optimization_A_Achievable Technical Potential | F3 | Industrial | Primary Metals | Existing | Process | Natural Gas | Gas Boiler - Burner Control Optimization | A | Original Unit Winter Peak Savings (kW) | Achievable Technical Potential | 0 | 0 | 0 | 0 | 0 | 0 | 0 | 0 | 0 | 0 | 0 | 0 | 0 | 0 | 0 | 0 | 0 | 0 | 0 | 0 | 0 | 0 | 0 | 0 | 0 | 0 | 0 | 0 | 0 | 0 | 0
F4_Industrial_Primary Metals_Existing_Process_Natural Gas_Gas Boiler - Burner Control Optimization_A_Achievable Technical Potential | F4 | Industrial | Primary Metals | Existing | Process | Natural Gas | Gas Boiler - Burner Control Optimization | A | Standalone Impact on Baseline Energy (%) | Achievable Technical Potential | 0% | 0% | 0% | 0% | 0% | 0.0004448% | 0.001144% | 0.002549% | 0.004995% | 0.008797% | 0.01424% | 0.02106% | 0.02902% | 0.03801% | 0.04638% | 0.05478% | 0.06173% | 0.06778% | 0.07285% | 0.07604% | 0.07866% | 0.0805% | 0.08177% | 0.08264% | 0.00083304 | 0.00083547 | 0.00083771 | 0.00083974 | 0 | 0 | 0
F5_Industrial_Primary Metals_Existing_Process_Natural Gas_Gas Boiler - Burner Control Optimization_A_Achievable Technical Potential | F5 | Industrial | Primary Metals | Existing | Process | Natural Gas | Gas Boiler - Burner Control Optimization | A | Standalone Impact on Baseline Summer Peak (%) | Achievable Technical Potential | 0% | 0% | 0% | 0% | 0% | 0% | 0% | 0% | 0% | 0% | 0% | 0% | 0% | 0% | 0% | 0% | 0% | 0% | 0% | 0% | 0% | 0% | 0% | 0% | 0 | 0 | 0 | 0 | 0 | 0 | 0
F6_Industrial_Primary Metals_Existing_Process_Natural Gas_Gas Boiler - Burner Control Optimization_A_Achievable Technical Potential | F6 | Industrial | Primary Metals | Existing | Process | Natural Gas | Gas Boiler - Burner Control Optimization | A | Standalone Impact on Baseline Winter Peak (%) | Achievable Technical Potential | 0% | 0% | 0% | 0% | 0% | 0% | 0% | 0% | 0% | 0% | 0% | 0% | 0% | 0% | 0% | 0% | 0% | 0% | 0% | 0% | 0% | 0% | 0% | 0% | 0 | 0 | 0 | 0 | 0 | 0 | 0
F7_Industrial_Primary Metals_Existing_Process_Natural Gas_Gas Boiler - Burner Control Optimization_A_Achievable Technical Potential | F7 | Industrial | Primary Metals | Existing | Process | Natural Gas | Gas Boiler - Burner Control Optimization | A | Incremental Energy Savings (MWh or mTherms) | Achievable Technical Potential | 0 | 0 | 0 | 0 | 0 | 0.0090625 | 0.014238 | 0.028307 | 0.049565 | 0.077164 | 0.10666 | 0.13538 | 0.15762 | 0.16705 | 0.16768 | 0.15501 | 0.13565 | 0.11115 | 0.085681 | 0.063208 | 0.044063 | 0.029261 | 0.018553 | 0.011255 | 0.0075963 | 0 | 0 | 0 | 0 | 0 | 0
F8_Industrial_Primary Metals_Existing_Process_Natural Gas_Gas Boiler - Burner Control Optimization_A_Achievable Technical Potential | F8 | Industrial | Primary Metals | Existing | Process | Natural Gas | Gas Boiler - Burner Control Optimization | A | Incremental Summer Peak Savings (MW) | Achievable Technical Potential | 0 | 0 | 0 | 0 | 0 | 0 | 0 | 0 | 0 | 0 | 0 | 0 | 0 | 0 | 0 | 0 | 0 | 0 | 0 | 0 | 0 | 0 | 0 | 0 | 0 | 0 | 0 | 0 | 0 | 0 | 0
F9_Industrial_Primary Metals_Existing_Process_Natural Gas_Gas Boiler - Burner Control Optimization_A_Achievable Technical Potential | F9 | Industrial | Primary Metals | Existing | Process | Natural Gas | Gas Boiler - Burner Control Optimization | A | Incremental Winter Peak Savings (MW) | Achievable Technical Potential | 0 | 0 | 0 | 0 | 0 | 0 | 0 | 0 | 0 | 0 | 0 | 0 | 0 | 0 | 0 | 0 | 0 | 0 | 0 | 0 | 0 | 0 | 0 | 0 | 0 | 0 | 0 | 0 | 0 | 0 | 0
F10_Industrial_Primary Metals_Existing_Process_Natural Gas_Gas Boiler - Burner Control Optimization_A_Achievable Technical Potential | F10 | Industrial | Primary Metals | Existing | Process | Natural Gas | Gas Boiler - Burner Control Optimization | A | Cumulative Energy Savings (MWh or mTherms) | Achievable Technical Potential | 0 | 0 | 0 | 0 | 0 | 0.0090625 | 0.0233 | 0.051607 | 0.10117 | 0.17834 | 0.28499 | 0.42037 | 0.57799 | 0.74503 | 0.91272 | 1.0677 | 1.2034 | 1.3145 | 1.4002 | 1.4634 | 1.5075 | 1.5367 | 1.5553 | 1.5666 | 1.5742 | 1.5742 | 1.5742 | 1.5742 | 1.5742 | 1.5742 | 1.5742
F11_Industrial_Primary Metals_Existing_Process_Natural Gas_Gas Boiler - Burner Control Optimization_A_Achievable Technical Potential | F11 | Industrial | Primary Metals | Existing | Process | Natural Gas | Gas Boiler - Burner Control Optimization | A | Cumulative Summer Peak Savings (MW) | Achievable Technical Potential | 0 | 0 | 0 | 0 | 0 | 0 | 0 | 0 | 0 | 0 | 0 | 0 | 0 | 0 | 0 | 0 | 0 | 0 | 0 | 0 | 0 | 0 | 0 | 0 | 0 | 0 | 0 | 0 | 0 | 0 | 0
F12_Industrial_Primary Metals_Existing_Process_Natural Gas_Gas Boiler - Burner Control Optimization_A_Achievable Technical Potential | F12 | Industrial | Primary Metals | Existing | Process | Natural Gas | Gas Boiler - Burner Control Optimization | A | Cumulative Winter Peak Savings (MW) | Achievable Technical Potential | 0 | 0 | 0 | 0 | 0 | 0 | 0 | 0 | 0 | 0 | 0 | 0 | 0 | 0 | 0 | 0 | 0 | 0 | 0 | 0 | 0 | 0 | 0 | 0 | 0 | 0 | 0 | 0 | 0 | 0 | 0
F13_Industrial_Primary Metals_Existing_Process_Natural Gas_Gas Boiler - Burner Control Optimization_A_Achievable Technical Potential | F13 | Industrial | Primary Metals | Existing | Process | Natural Gas | Gas Boiler - Burner Control Optimization | A | Purchases (Incremental) | Achievable Technical Potential | 0 | 0 | 0 | 0 | 0 | 0.81753 | 1.2844 | 2.5536 | 4.4712 | 6.961 | 9.6216 | 12.2122 | 14.2186 | 15.0692 | 15.1268 | 13.9837 | 12.2373 | 10.0271 | 7.7293 | 5.702 | 3.9749 | 2.6396 | 1.6736 | 1.0153 | 0.68526 | 0 | 0 | 0 | 0 | 0 | 0
F14_Industrial_Primary Metals_Existing_Process_Natural Gas_Gas Boiler - Burner Control Optimization_A_Achievable Technical Potential | F14 | Industrial | Primary Metals | Existing | Process | Natural Gas | Gas Boiler - Burner Control Optimization | A | Purchases (Cumulative) | Achievable Technical Potential | 0 | 0 | 0 | 0 | 0 | 0.81753 | 2.1019 | 4.6555 | 9.1267 | 16.0877 | 25.7093 | 37.9215 | 52.1401 | 67.2093 | 82.3361 | 96.3198 | 108.5571 | 118.5841 | 126.3134 | 132.0154 | 135.9903 | 138.6299 | 140.3035 | 141.3188 | 142.0041 | 142.0041 | 142.0041 | 142.0041 | 142.0041 | 142.0041 | 142.0041
F1_Industrial_Primary Metals_Existing_Space Heating_Natural Gas_HVAC - Demand Controlled Ventilation_A_Achievable Technical Potential | F1 | Industrial | Primary Metals | Existing | Space Heating | Natural Gas | HVAC - Demand Controlled Ventilation | A | Original Unit Energy Savings (kWh or therms) | Achievable Technical Potential | 0 | 0 | 0 | 0 | 0 | 0.045714 | 0.045302 | 0.044777 | 0.044244 | 0.043709 | 0.043186 | 0.042667 | 0.042179 | 0.041719 | 0.041255 | 0.04085 | 0.040467 | 0.040108 | 0.03977 | 0.039428 | 0.039096 | 0.038767 | 0.038427 | 0.038101 | 0.037787 | 0.037493 | 0.037218 | 0.03696 | 0.036718 | 0.036492 | 0.03628
F2_Industrial_Primary Metals_Existing_Space Heating_Natural Gas_HVAC - Demand Controlled Ventilation_A_Achievable Technical Potential | F2 | Industrial | Primary Metals | Existing | Space Heating | Natural Gas | HVAC - Demand Controlled Ventilation | A | Original Unit Summer Peak Savings (kW) | Achievable Technical Potential | 0 | 0 | 0 | 0 | 0 | 0 | 0 | 0 | 0 | 0 | 0 | 0 | 0 | 0 | 0 | 0 | 0 | 0 | 0 | 0 | 0 | 0 | 0 | 0 | 0 | 0 | 0 | 0 | 0 | 0 | 0
F3_Industrial_Primary Metals_Existing_Space Heating_Natural Gas_HVAC - Demand Controlled Ventilation_A_Achievable Technical Potential | F3 | Industrial | Primary Metals | Existing | Space Heating | Natural Gas | HVAC - Demand Controlled Ventilation | A | Original Unit Winter Peak Savings (kW) | Achievable Technical Potential | 0 | 0 | 0 | 0 | 0 | 0 | 0 | 0 | 0 | 0 | 0 | 0 | 0 | 0 | 0 | 0 | 0 | 0 | 0 | 0 | 0 | 0 | 0 | 0 | 0 | 0 | 0 | 0 | 0 | 0 | 0
F4_Industrial_Primary Metals_Existing_Space Heating_Natural Gas_HVAC - Demand Controlled Ventilation_A_Achievable Technical Potential | F4 | Industrial | Primary Metals | Existing | Space Heating | Natural Gas | HVAC - Demand Controlled Ventilation | A | Standalone Impact on Baseline Energy (%) | Achievable Technical Potential | 0% | 0% | 0% | 0% | 0% | 0.02566% | 0.05112% | 0.07655% | 0.1014% | 0.1259% | 0.1519% | 0.1764% | 0.2008% | 0.228% | 0.251% | 0.2773% | 0.3012% | 0.3266% | 0.3532% | 0.3763% | 0.4013% | 0.4261% | 0.4505% | 0.4746% | 0.0049859 | 0.004985 | 0.0049834 | 0.0049812 | 0 | 0 | 0
F5_Industrial_Primary Metals_Existing_Space Heating_Natural Gas_HVAC - Demand Controlled Ventilation_A_Achievable Technical Potential | F5 | Industrial | Primary Metals | Existing | Space Heating | Natural Gas | HVAC - Demand Controlled Ventilation | A | Standalone Impact on Baseline Summer Peak (%) | Achievable Technical Potential | 0% | 0% | 0% | 0% | 0% | 0% | 0% | 0% | 0% | 0% | 0% | 0% | 0% | 0% | 0% | 0% | 0% | 0% | 0% | 0% | 0% | 0% | 0% | 0% | 0 | 0 | 0 | 0 | 0 | 0 | 0
F6_Industrial_Primary Metals_Existing_Space Heating_Natural Gas_HVAC - Demand Controlled Ventilation_A_Achievable Technical Potential | F6 | Industrial | Primary Metals | Existing | Space Heating | Natural Gas | HVAC - Demand Controlled Ventilation | A | Standalone Impact on Baseline Winter Peak (%) | Achievable Technical Potential | 0% | 0% | 0% | 0% | 0% | 0% | 0% | 0% | 0% | 0% | 0% | 0% | 0% | 0% | 0% | 0% | 0% | 0% | 0% | 0% | 0% | 0% | 0% | 0% | 0 | 0 | 0 | 0 | 0 | 0 | 0
F7_Industrial_Primary Metals_Existing_Space Heating_Natural Gas_HVAC - Demand Controlled Ventilation_A_Achievable Technical Potential | F7 | Industrial | Primary Metals | Existing | Space Heating | Natural Gas | HVAC - Demand Controlled Ventilation | A | Incremental Energy Savings (MWh or mTherms) | Achievable Technical Potential | 0 | 0 | 0 | 0 | 0 | 0.019965 | 0.019774 | 0.01943 | 0.019209 | 0.018992 | 0.018527 | 0.018254 | 0.018009 | 0.01753 | 0.017401 | 0.017065 | 0.016908 | 0.016673 | 0.016385 | 0.016264 | 0.01606 | 0.015863 | 0.015667 | 0.015481 | 0.015305 | 0 | 0 | 0 | 0 | 0 | 0
F8_Industrial_Primary Metals_Existing_Space Heating_Natural Gas_HVAC - Demand Controlled Ventilation_A_Achievable Technical Potential | F8 | Industrial | Primary Metals | Existing | Space Heating | Natural Gas | HVAC - Demand Controlled Ventilation | A | Incremental Summer Peak Savings (MW) | Achievable Technical Potential | 0 | 0 | 0 | 0 | 0 | 0 | 0 | 0 | 0 | 0 | 0 | 0 | 0 | 0 | 0 | 0 | 0 | 0 | 0 | 0 | 0 | 0 | 0 | 0 | 0 | 0 | 0 | 0 | 0 | 0 | 0
F9_Industrial_Primary Metals_Existing_Space Heating_Natural Gas_HVAC - Demand Controlled Ventilation_A_Achievable Technical Potential | F9 | Industrial | Primary Metals | Existing | Space Heating | Natural Gas | HVAC - Demand Controlled Ventilation | A | Incremental Winter Peak Savings (MW) | Achievable Technical Potential | 0 | 0 | 0 | 0 | 0 | 0 | 0 | 0 | 0 | 0 | 0 | 0 | 0 | 0 | 0 | 0 | 0 | 0 | 0 | 0 | 0 | 0 | 0 | 0 | 0 | 0 | 0 | 0 | 0 | 0 | 0
F10_Industrial_Primary Metals_Existing_Space Heating_Natural Gas_HVAC - Demand Controlled Ventilation_A_Achievable Technical Potential | F10 | Industrial | Primary Metals | Existing | Space Heating | Natural Gas | HVAC - Demand Controlled Ventilation | A | Cumulative Energy Savings (MWh or mTherms) | Achievable Technical Potential | 0 | 0 | 0 | 0 | 0 | 0.019965 | 0.039559 | 0.05853 | 0.077043 | 0.095104 | 0.11249 | 0.1294 | 0.14592 | 0.16186 | 0.17746 | 0.19278 | 0.20789 | 0.22271 | 0.23722 | 0.25145 | 0.26539 | 0.27902 | 0.29224 | 0.30524 | 0.31803 | 0.31556 | 0.31324 | 0.31107 | 0.30904 | 0.30713 | 0.30534
F11_Industrial_Primary Metals_Existing_Space Heating_Natural Gas_HVAC - Demand Controlled Ventilation_A_Achievable Technical Potential | F11 | Industrial | Primary Metals | Existing | Space Heating | Natural Gas | HVAC - Demand Controlled Ventilation | A | Cumulative Summer Peak Savings (MW) | Achievable Technical Potential | 0 | 0 | 0 | 0 | 0 | 0 | 0 | 0 | 0 | 0 | 0 | 0 | 0 | 0 | 0 | 0 | 0 | 0 | 0 | 0 | 0 | 0 | 0 | 0 | 0 | 0 | 0 | 0 | 0 | 0 | 0
F12_Industrial_Primary Metals_Existing_Space Heating_Natural Gas_HVAC - Demand Controlled Ventilation_A_Achievable Technical Potential | F12 | Industrial | Primary Metals | Existing | Space Heating | Natural Gas | HVAC - Demand Controlled Ventilation | A | Cumulative Winter Peak Savings (MW) | Achievable Technical Potential | 0 | 0 | 0 | 0 | 0 | 0 | 0 | 0 | 0 | 0 | 0 | 0 | 0 | 0 | 0 | 0 | 0 | 0 | 0 | 0 | 0 | 0 | 0 | 0 | 0 | 0 | 0 | 0 | 0 | 0 | 0
F13_Industrial_Primary Metals_Existing_Space Heating_Natural Gas_HVAC - Demand Controlled Ventilation_A_Achievable Technical Potential | F13 | Industrial | Primary Metals | Existing | Space Heating | Natural Gas | HVAC - Demand Controlled Ventilation | A | Purchases (Incremental) | Achievable Technical Potential | 0 | 0 | 0 | 0 | 0 | 436.7391 | 436.4994 | 433.9252 | 434.1598 | 434.5188 | 429.0009 | 427.8285 | 426.9599 | 420.1799 | 421.7842 | 417.7619 | 417.8161 | 415.7132 | 412.0051 | 412.4931 | 410.7874 | 409.1897 | 407.6987 | 406.3132 | 405.032 | 0 | 0 | 0 | 0 | 0 | 0
F14_Industrial_Primary Metals_Existing_Space Heating_Natural Gas_HVAC - Demand Controlled Ventilation_A_Achievable Technical Potential | F14 | Industrial | Primary Metals | Existing | Space Heating | Natural Gas | HVAC - Demand Controlled Ventilation | A | Purchases (Cumulative) | Achievable Technical Potential | 0 | 0 | 0 | 0 | 0 | 436.7391 | 873.2385 | 1307.1637 | 1741.3235 | 2175.8423 | 2604.8432 | 3032.6717 | 3459.6316 | 3879.8115 | 4301.5957 | 4719.3576 | 5137.1737 | 5552.8869 | 5964.892 | 6377.3851 | 6788.1725 | 7197.3622 | 7605.0609 | 8011.3742 | 8416.4061 | 8416.4061 | 8416.4061 | 8416.4061 | 8416.4061 | 8416.4061 | 8416.4061
F1_Industrial_Primary Metals_Existing_Space Heating_Natural Gas_Gas Boiler - Stack Economizer_A_Achievable Technical Potential | F1 | Industrial | Primary Metals | Existing | Space Heating | Natural Gas | Gas Boiler - Stack Economizer | A | Original Unit Energy Savings (kWh or therms) | Achievable Technical Potential | 0 | 0 | 0 | 0 | 0 | 28.6896 | 28.4952 | 28.3021 | 28.1079 | 27.9142 | 27.726 | 27.5397 | 27.3554 | 27.1731 | 26.9803 | 26.8032 | 26.6282 | 26.456 | 26.2864 | 26.1164 | 25.9522 | 25.7813 | 25.6164 | 25.4566 | 25.2958 | 25.1491 | 25.0151 | 24.8929 | 24.7814 | 24.6796 | 24.5867
F2_Industrial_Primary Metals_Existing_Space Heating_Natural Gas_Gas Boiler - Stack Economizer_A_Achievable Technical Potential | F2 | Industrial | Primary Metals | Existing | Space Heating | Natural Gas | Gas Boiler - Stack Economizer | A | Original Unit Summer Peak Savings (kW) | Achievable Technical Potential | 0 | 0 | 0 | 0 | 0 | 0 | 0 | 0 | 0 | 0 | 0 | 0 | 0 | 0 | 0 | 0 | 0 | 0 | 0 | 0 | 0 | 0 | 0 | 0 | 0 | 0 | 0 | 0 | 0 | 0 | 0
F3_Industrial_Primary Metals_Existing_Space Heating_Natural Gas_Gas Boiler - Stack Economizer_A_Achievable Technical Potential | F3 | Industrial | Primary Metals | Existing | Space Heating | Natural Gas | Gas Boiler - Stack Economizer | A | Original Unit Winter Peak Savings (kW) | Achievable Technical Potential | 0 | 0 | 0 | 0 | 0 | 0 | 0 | 0 | 0 | 0 | 0 | 0 | 0 | 0 | 0 | 0 | 0 | 0 | 0 | 0 | 0 | 0 | 0 | 0 | 0 | 0 | 0 | 0 | 0 | 0 | 0
F4_Industrial_Primary Metals_Existing_Space Heating_Natural Gas_Gas Boiler - Stack Economizer_A_Achievable Technical Potential | F4 | Industrial | Primary Metals | Existing | Space Heating | Natural Gas | Gas Boiler - Stack Economizer | A | Standalone Impact on Baseline Energy (%) | Achievable Technical Potential | 0% | 0% | 0% | 0% | 0% | 0.008228% | 0.01643% | 0.02472% | 0.0329% | 0.04107% | 0.049% | 0.05506% | 0.05993% | 0.06472% | 0.06756% | 0.07069% | 0.07268% | 0.07463% | 0.07654% | 0.07743% | 0.07852% | 0.0788% | 0.07902% | 0.07922% | 0.0007937 | 0.00079515 | 0.00079652 | 0.0007978 | 0 | 0 | 0
F5_Industrial_Primary Metals_Existing_Space Heating_Natural Gas_Gas Boiler - Stack Economizer_A_Achievable Technical Potential | F5 | Industrial | Primary Metals | Existing | Space Heating | Natural Gas | Gas Boiler - Stack Economizer | A | Standalone Impact on Baseline Summer Peak (%) | Achievable Technical Potential | 0% | 0% | 0% | 0% | 0% | 0% | 0% | 0% | 0% | 0% | 0% | 0% | 0% | 0% | 0% | 0% | 0% | 0% | 0% | 0% | 0% | 0% | 0% | 0% | 0 | 0 | 0 | 0 | 0 | 0 | 0
F6_Industrial_Primary Metals_Existing_Space Heating_Natural Gas_Gas Boiler - Stack Economizer_A_Achievable Technical Potential | F6 | Industrial | Primary Metals | Existing | Space Heating | Natural Gas | Gas Boiler - Stack Economizer | A | Standalone Impact on Baseline Winter Peak (%) | Achievable Technical Potential | 0% | 0% | 0% | 0% | 0% | 0% | 0% | 0% | 0% | 0% | 0% | 0% | 0% | 0% | 0% | 0% | 0% | 0% | 0% | 0% | 0% | 0% | 0% | 0% | 0 | 0 | 0 | 0 | 0 | 0 | 0
F7_Industrial_Primary Metals_Existing_Space Heating_Natural Gas_Gas Boiler - Stack Economizer_A_Achievable Technical Potential | F7 | Industrial | Primary Metals | Existing | Space Heating | Natural Gas | Gas Boiler - Stack Economizer | A | Incremental Energy Savings (MWh or mTherms) | Achievable Technical Potential | 0 | 0 | 0 | 0 | 0 | 0.0064016 | 0.0063547 | 0.0062744 | 0.0062348 | 0.0061969 | 0.0054693 | 0.0043341 | 0.0034371 | 0.002688 | 0.0021433 | 0.0016871 | 0.0013411 | 0.0010606 | 0.00083548 | 0.00066485 | 0.00052635 | 3.5526e-06 | 1.2561e-06 | 4.2409e-07 | 1.3698e-07 | 1.1542e-07 | 1.145e-07 | 1.1367e-07 | 1.1291e-07 | 1.1223e-07 | 1.1162e-07
F8_Industrial_Primary Metals_Existing_Space Heating_Natural Gas_Gas Boiler - Stack Economizer_A_Achievable Technical Potential | F8 | Industrial | Primary Metals | Existing | Space Heating | Natural Gas | Gas Boiler - Stack Economizer | A | Incremental Summer Peak Savings (MW) | Achievable Technical Potential | 0 | 0 | 0 | 0 | 0 | 0 | 0 | 0 | 0 | 0 | 0 | 0 | 0 | 0 | 0 | 0 | 0 | 0 | 0 | 0 | 0 | 0 | 0 | 0 | 0 | 0 | 0 | 0 | 0 | 0 | 0
F9_Industrial_Primary Metals_Existing_Space Heating_Natural Gas_Gas Boiler - Stack Economizer_A_Achievable Technical Potential | F9 | Industrial | Primary Metals | Existing | Space Heating | Natural Gas | Gas Boiler - Stack Economizer | A | Incremental Winter Peak Savings (MW) | Achievable Technical Potential | 0 | 0 | 0 | 0 | 0 | 0 | 0 | 0 | 0 | 0 | 0 | 0 | 0 | 0 | 0 | 0 | 0 | 0 | 0 | 0 | 0 | 0 | 0 | 0 | 0 | 0 | 0 | 0 | 0 | 0 | 0
F10_Industrial_Primary Metals_Existing_Space Heating_Natural Gas_Gas Boiler - Stack Economizer_A_Achievable Technical Potential | F10 | Industrial | Primary Metals | Existing | Space Heating | Natural Gas | Gas Boiler - Stack Economizer | A | Cumulative Energy Savings (MWh or mTherms) | Achievable Technical Potential | 0 | 0 | 0 | 0 | 0 | 0.0064016 | 0.012713 | 0.018901 | 0.025006 | 0.031031 | 0.036291 | 0.040381 | 0.043548 | 0.045946 | 0.047763 | 0.049137 | 0.050157 | 0.050893 | 0.051402 | 0.051735 | 0.051936 | 0.051598 | 0.051269 | 0.050949 | 0.050628 | 0.050334 | 0.050066 | 0.049822 | 0.049599 | 0.049395 | 0.049209
F11_Industrial_Primary Metals_Existing_Space Heating_Natural Gas_Gas Boiler - Stack Economizer_A_Achievable Technical Potential | F11 | Industrial | Primary Metals | Existing | Space Heating | Natural Gas | Gas Boiler - Stack Economizer | A | Cumulative Summer Peak Savings (MW) | Achievable Technical Potential | 0 | 0 | 0 | 0 | 0 | 0 | 0 | 0 | 0 | 0 | 0 | 0 | 0 | 0 | 0 | 0 | 0 | 0 | 0 | 0 | 0 | 0 | 0 | 0 | 0 | 0 | 0 | 0 | 0 | 0 | 0
F12_Industrial_Primary Metals_Existing_Space Heating_Natural Gas_Gas Boiler - Stack Economizer_A_Achievable Technical Potential | F12 | Industrial | Primary Metals | Existing | Space Heating | Natural Gas | Gas Boiler - Stack Economizer | A | Cumulative Winter Peak Savings (MW) | Achievable Technical Potential | 0 | 0 | 0 | 0 | 0 | 0 | 0 | 0 | 0 | 0 | 0 | 0 | 0 | 0 | 0 | 0 | 0 | 0 | 0 | 0 | 0 | 0 | 0 | 0 | 0 | 0 | 0 | 0 | 0 | 0 | 0
F13_Industrial_Primary Metals_Existing_Space Heating_Natural Gas_Gas Boiler - Stack Economizer_A_Achievable Technical Potential | F13 | Industrial | Primary Metals | Existing | Space Heating | Natural Gas | Gas Boiler - Stack Economizer | A | Purchases (Incremental) | Achievable Technical Potential | 0 | 0 | 0 | 0 | 0 | 0.22313 | 0.22301 | 0.2217 | 0.22182 | 0.222 | 0.19726 | 0.15738 | 0.12565 | 0.098921 | 0.079439 | 0.062945 | 0.050363 | 0.040087 | 0.031784 | 0.025457 | 0.020282 | 0.0001378 | 4.9034e-05 | 1.6659e-05 | 5.4153e-06 | 4.5896e-06 | 4.5774e-06 | 4.5663e-06 | 4.5563e-06 | 4.5475e-06 | 4.5397e-06
F14_Industrial_Primary Metals_Existing_Space Heating_Natural Gas_Gas Boiler - Stack Economizer_A_Achievable Technical Potential | F14 | Industrial | Primary Metals | Existing | Space Heating | Natural Gas | Gas Boiler - Stack Economizer | A | Purchases (Cumulative) | Achievable Technical Potential | 0 | 0 | 0 | 0 | 0 | 0.22313 | 0.44614 | 0.66784 | 0.88965 | 1.1117 | 1.3089 | 1.4663 | 1.5919 | 1.6909 | 1.7703 | 1.8332 | 1.8836 | 1.9237 | 1.9555 | 1.9809 | 2.0012 | 2.0014 | 2.0014 | 2.0014 | 2.0014 | 2.0014 | 2.0014 | 2.0014 | 2.0014 | 2.0014 | 2.0015
F1_Industrial_Primary Metals_Existing_Process_Natural Gas_Gas Boiler - Stack Economizer_A_Achievable Technical Potential | F1 | Industrial | Primary Metals | Existing | Process | Natural Gas | Gas Boiler - Stack Economizer | A | Original Unit Energy Savings (kWh or therms) | Achievable Technical Potential | 0 | 0 | 0 | 0 | 0 | 36.696 | 36.696 | 36.696 | 36.696 | 36.696 | 36.696 | 36.696 | 36.696 | 36.696 | 36.696 | 36.696 | 36.696 | 36.696 | 36.696 | 36.696 | 36.696 | 36.696 | 36.696 | 36.696 | 36.696 | 36.696 | 36.696 | 36.696 | 36.696 | 36.696 | 36.696
F2_Industrial_Primary Metals_Existing_Process_Natural Gas_Gas Boiler - Stack Economizer_A_Achievable Technical Potential | F2 | Industrial | Primary Metals | Existing | Process | Natural Gas | Gas Boiler - Stack Economizer | A | Original Unit Summer Peak Savings (kW) | Achievable Technical Potential | 0 | 0 | 0 | 0 | 0 | 0 | 0 | 0 | 0 | 0 | 0 | 0 | 0 | 0 | 0 | 0 | 0 | 0 | 0 | 0 | 0 | 0 | 0 | 0 | 0 | 0 | 0 | 0 | 0 | 0 | 0
F3_Industrial_Primary Metals_Existing_Process_Natural Gas_Gas Boiler - Stack Economizer_A_Achievable Technical Potential | F3 | Industrial | Primary Metals | Existing | Process | Natural Gas | Gas Boiler - Stack Economizer | A | Original Unit Winter Peak Savings (kW) | Achievable Technical Potential | 0 | 0 | 0 | 0 | 0 | 0 | 0 | 0 | 0 | 0 | 0 | 0 | 0 | 0 | 0 | 0 | 0 | 0 | 0 | 0 | 0 | 0 | 0 | 0 | 0 | 0 | 0 | 0 | 0 | 0 | 0
F4_Industrial_Primary Metals_Existing_Process_Natural Gas_Gas Boiler - Stack Economizer_A_Achievable Technical Potential | F4 | Industrial | Primary Metals | Existing | Process | Natural Gas | Gas Boiler - Stack Economizer | A | Standalone Impact on Baseline Energy (%) | Achievable Technical Potential | 0% | 0% | 0% | 0% | 0% | 0.01455% | 0.02912% | 0.04385% | 0.05838% | 0.07288% | 0.08692% | 0.09764% | 0.1062% | 0.1146% | 0.1196% | 0.125% | 0.1284% | 0.1318% | 0.1352% | 0.1368% | 0.1388% | 0.1393% | 0.1399% | 0.1403% | 0.0014077 | 0.0014118 | 0.0014156 | 0.0014191 | 0 | 0 | 0
F5_Industrial_Primary Metals_Existing_Process_Natural Gas_Gas Boiler - Stack Economizer_A_Achievable Technical Potential | F5 | Industrial | Primary Metals | Existing | Process | Natural Gas | Gas Boiler - Stack Economizer | A | Standalone Impact on Baseline Summer Peak (%) | Achievable Technical Potential | 0% | 0% | 0% | 0% | 0% | 0% | 0% | 0% | 0% | 0% | 0% | 0% | 0% | 0% | 0% | 0% | 0% | 0% | 0% | 0% | 0% | 0% | 0% | 0% | 0 | 0 | 0 | 0 | 0 | 0 | 0
F6_Industrial_Primary Metals_Existing_Process_Natural Gas_Gas Boiler - Stack Economizer_A_Achievable Technical Potential | F6 | Industrial | Primary Metals | Existing | Process | Natural Gas | Gas Boiler - Stack Economizer | A | Standalone Impact on Baseline Winter Peak (%) | Achievable Technical Potential | 0% | 0% | 0% | 0% | 0% | 0% | 0% | 0% | 0% | 0% | 0% | 0% | 0% | 0% | 0% | 0% | 0% | 0% | 0% | 0% | 0% | 0% | 0% | 0% | 0 | 0 | 0 | 0 | 0 | 0 | 0
F7_Industrial_Primary Metals_Existing_Process_Natural Gas_Gas Boiler - Stack Economizer_A_Achievable Technical Potential | F7 | Industrial | Primary Metals | Existing | Process | Natural Gas | Gas Boiler - Stack Economizer | A | Incremental Energy Savings (MWh or mTherms) | Achievable Technical Potential | 0 | 0 | 0 | 0 | 0 | 0.29657 | 0.2964 | 0.29466 | 0.29482 | 0.29506 | 0.26218 | 0.20917 | 0.167 | 0.13148 | 0.10558 | 0.083661 | 0.066937 | 0.05328 | 0.042244 | 0.033835 | 0.026956 | 0.00018315 | 6.5171e-05 | 2.2142e-05 | 7.1975e-06 | 6.1e-06 | 6.0838e-06 | 6.069e-06 | 6.0558e-06 | 6.0441e-06 | 6.0338e-06
F8_Industrial_Primary Metals_Existing_Process_Natural Gas_Gas Boiler - Stack Economizer_A_Achievable Technical Potential | F8 | Industrial | Primary Metals | Existing | Process | Natural Gas | Gas Boiler - Stack Economizer | A | Incremental Summer Peak Savings (MW) | Achievable Technical Potential | 0 | 0 | 0 | 0 | 0 | 0 | 0 | 0 | 0 | 0 | 0 | 0 | 0 | 0 | 0 | 0 | 0 | 0 | 0 | 0 | 0 | 0 | 0 | 0 | 0 | 0 | 0 | 0 | 0 | 0 | 0
F9_Industrial_Primary Metals_Existing_Process_Natural Gas_Gas Boiler - Stack Economizer_A_Achievable Technical Potential | F9 | Industrial | Primary Metals | Existing | Process | Natural Gas | Gas Boiler - Stack Economizer | A | Incremental Winter Peak Savings (MW) | Achievable Technical Potential | 0 | 0 | 0 | 0 | 0 | 0 | 0 | 0 | 0 | 0 | 0 | 0 | 0 | 0 | 0 | 0 | 0 | 0 | 0 | 0 | 0 | 0 | 0 | 0 | 0 | 0 | 0 | 0 | 0 | 0 | 0
F10_Industrial_Primary Metals_Existing_Process_Natural Gas_Gas Boiler - Stack Economizer_A_Achievable Technical Potential | F10 | Industrial | Primary Metals | Existing | Process | Natural Gas | Gas Boiler - Stack Economizer | A | Cumulative Energy Savings (MWh or mTherms) | Achievable Technical Potential | 0 | 0 | 0 | 0 | 0 | 0.29657 | 0.59297 | 0.88763 | 1.1824 | 1.4775 | 1.7397 | 1.9489 | 2.1158 | 2.2473 | 2.3529 | 2.4366 | 2.5035 | 2.5568 | 2.599 | 2.6329 | 2.6598 | 2.66 | 2.6601 | 2.6601 | 2.6601 | 2.6601 | 2.6601 | 2.6601 | 2.6601 | 2.6601 | 2.6601
F11_Industrial_Primary Metals_Existing_Process_Natural Gas_Gas Boiler - Stack Economizer_A_Achievable Technical Potential | F11 | Industrial | Primary Metals | Existing | Process | Natural Gas | Gas Boiler - Stack Economizer | A | Cumulative Summer Peak Savings (MW) | Achievable Technical Potential | 0 | 0 | 0 | 0 | 0 | 0 | 0 | 0 | 0 | 0 | 0 | 0 | 0 | 0 | 0 | 0 | 0 | 0 | 0 | 0 | 0 | 0 | 0 | 0 | 0 | 0 | 0 | 0 | 0 | 0 | 0
F12_Industrial_Primary Metals_Existing_Process_Natural Gas_Gas Boiler - Stack Economizer_A_Achievable Technical Potential | F12 | Industrial | Primary Metals | Existing | Process | Natural Gas | Gas Boiler - Stack Economizer | A | Cumulative Winter Peak Savings (MW) | Achievable Technical Potential | 0 | 0 | 0 | 0 | 0 | 0 | 0 | 0 | 0 | 0 | 0 | 0 | 0 | 0 | 0 | 0 | 0 | 0 | 0 | 0 | 0 | 0 | 0 | 0 | 0 | 0 | 0 | 0 | 0 | 0 | 0
F13_Industrial_Primary Metals_Existing_Process_Natural Gas_Gas Boiler - Stack Economizer_A_Achievable Technical Potential | F13 | Industrial | Primary Metals | Existing | Process | Natural Gas | Gas Boiler - Stack Economizer | A | Purchases (Incremental) | Achievable Technical Potential | 0 | 0 | 0 | 0 | 0 | 8.0817 | 8.0773 | 8.0296 | 8.034 | 8.0406 | 7.1447 | 5.7001 | 4.5508 | 3.5828 | 2.8772 | 2.2798 | 1.8241 | 1.4519 | 1.1512 | 0.92204 | 0.73458 | 0.0049909 | 0.001776 | 0.00060339 | 0.00019614 | 0.00016623 | 0.00016579 | 0.00016539 | 0.00016503 | 0.00016471 | 0.00016443
F14_Industrial_Primary Metals_Existing_Process_Natural Gas_Gas Boiler - Stack Economizer_A_Achievable Technical Potential | F14 | Industrial | Primary Metals | Existing | Process | Natural Gas | Gas Boiler - Stack Economizer | A | Purchases (Cumulative) | Achievable Technical Potential | 0 | 0 | 0 | 0 | 0 | 8.0817 | 16.159 | 24.1886 | 32.2226 | 40.2632 | 47.4079 | 53.108 | 57.6588 | 61.2416 | 64.1189 | 66.3987 | 68.2228 | 69.6747 | 70.8259 | 71.748 | 72.4825 | 72.4875 | 72.4893 | 72.4899 | 72.4901 | 72.4903 | 72.4904 | 72.4906 | 72.4908 | 72.4909 | 72.4911
F1_Industrial_Primary Metals_Existing_Space Heating_Natural Gas_Gas Furnace Tube Inserts_A_Achievable Technical Potential | F1 | Industrial | Primary Metals | Existing | Space Heating | Natural Gas | Gas Furnace Tube Inserts | A | Original Unit Energy Savings (kWh or therms) | Achievable Technical Potential | 0 | 0 | 0 | 0 | 0 | 0.086193 | 0.085415 | 0.084425 | 0.083421 | 0.082413 | 0.081426 | 0.080448 | 0.079527 | 0.07866 | 0.077786 | 0.077021 | 0.0763 | 0.075622 | 0.074985 | 0.07434 | 0.073715 | 0.073094 | 0.072454 | 0.071839 | 0.071247 | 0.070693 | 0.070173 | 0.069687 | 0.069231 | 0.068805 | 0.068405
F2_Industrial_Primary Metals_Existing_Space Heating_Natural Gas_Gas Furnace Tube Inserts_A_Achievable Technical Potential | F2 | Industrial | Primary Metals | Existing | Space Heating | Natural Gas | Gas Furnace Tube Inserts | A | Original Unit Summer Peak Savings (kW) | Achievable Technical Potential | 0 | 0 | 0 | 0 | 0 | 0 | 0 | 0 | 0 | 0 | 0 | 0 | 0 | 0 | 0 | 0 | 0 | 0 | 0 | 0 | 0 | 0 | 0 | 0 | 0 | 0 | 0 | 0 | 0 | 0 | 0
F3_Industrial_Primary Metals_Existing_Space Heating_Natural Gas_Gas Furnace Tube Inserts_A_Achievable Technical Potential | F3 | Industrial | Primary Metals | Existing | Space Heating | Natural Gas | Gas Furnace Tube Inserts | A | Original Unit Winter Peak Savings (kW) | Achievable Technical Potential | 0 | 0 | 0 | 0 | 0 | 0 | 0 | 0 | 0 | 0 | 0 | 0 | 0 | 0 | 0 | 0 | 0 | 0 | 0 | 0 | 0 | 0 | 0 | 0 | 0 | 0 | 0 | 0 | 0 | 0 | 0
F4_Industrial_Primary Metals_Existing_Space Heating_Natural Gas_Gas Furnace Tube Inserts_A_Achievable Technical Potential | F4 | Industrial | Primary Metals | Existing | Space Heating | Natural Gas | Gas Furnace Tube Inserts | A | Standalone Impact on Baseline Energy (%) | Achievable Technical Potential | 0% | 0% | 0% | 0% | 0% | 0% | 0% | 0% | 0% | 0% | 0% | 0% | 0% | 0% | 0% | 0% | 0% | 0% | 0% | 0% | 0% | 0% | 0% | 0% | 0 | 0 | 0 | 0 | 0 | 0 | 0
F5_Industrial_Primary Metals_Existing_Space Heating_Natural Gas_Gas Furnace Tube Inserts_A_Achievable Technical Potential | F5 | Industrial | Primary Metals | Existing | Space Heating | Natural Gas | Gas Furnace Tube Inserts | A | Standalone Impact on Baseline Summer Peak (%) | Achievable Technical Potential | 0% | 0% | 0% | 0% | 0% | 0% | 0% | 0% | 0% | 0% | 0% | 0% | 0% | 0% | 0% | 0% | 0% | 0% | 0% | 0% | 0% | 0% | 0% | 0% | 0 | 0 | 0 | 0 | 0 | 0 | 0
F6_Industrial_Primary Metals_Existing_Space Heating_Natural Gas_Gas Furnace Tube Inserts_A_Achievable Technical Potential | F6 | Industrial | Primary Metals | Existing | Space Heating | Natural Gas | Gas Furnace Tube Inserts | A | Standalone Impact on Baseline Winter Peak (%) | Achievable Technical Potential | 0% | 0% | 0% | 0% | 0% | 0% | 0% | 0% | 0% | 0% | 0% | 0% | 0% | 0% | 0% | 0% | 0% | 0% | 0% | 0% | 0% | 0% | 0% | 0% | 0 | 0 | 0 | 0 | 0 | 0 | 0
F7_Industrial_Primary Metals_Existing_Space Heating_Natural Gas_Gas Furnace Tube Inserts_A_Achievable Technical Potential | F7 | Industrial | Primary Metals | Existing | Space Heating | Natural Gas | Gas Furnace Tube Inserts | A | Incremental Energy Savings (MWh or mTherms) | Achievable Technical Potential | 0 | 0 | 0 | 0 | 0 | 0 | 0 | 0 | 0 | 0 | 0 | 0 | 0 | 0 | 0 | 0 | 0 | 0 | 0 | 0 | 0 | 0 | 0 | 0 | 0 | 0 | 0 | 0 | 0 | 0 | 0
F8_Industrial_Primary Metals_Existing_Space Heating_Natural Gas_Gas Furnace Tube Inserts_A_Achievable Technical Potential | F8 | Industrial | Primary Metals | Existing | Space Heating | Natural Gas | Gas Furnace Tube Inserts | A | Incremental Summer Peak Savings (MW) | Achievable Technical Potential | 0 | 0 | 0 | 0 | 0 | 0 | 0 | 0 | 0 | 0 | 0 | 0 | 0 | 0 | 0 | 0 | 0 | 0 | 0 | 0 | 0 | 0 | 0 | 0 | 0 | 0 | 0 | 0 | 0 | 0 | 0
F9_Industrial_Primary Metals_Existing_Space Heating_Natural Gas_Gas Furnace Tube Inserts_A_Achievable Technical Potential | F9 | Industrial | Primary Metals | Existing | Space Heating | Natural Gas | Gas Furnace Tube Inserts | A | Incremental Winter Peak Savings (MW) | Achievable Technical Potential | 0 | 0 | 0 | 0 | 0 | 0 | 0 | 0 | 0 | 0 | 0 | 0 | 0 | 0 | 0 | 0 | 0 | 0 | 0 | 0 | 0 | 0 | 0 | 0 | 0 | 0 | 0 | 0 | 0 | 0 | 0
F10_Industrial_Primary Metals_Existing_Space Heating_Natural Gas_Gas Furnace Tube Inserts_A_Achievable Technical Potential | F10 | Industrial | Primary Metals | Existing | Space Heating | Natural Gas | Gas Furnace Tube Inserts | A | Cumulative Energy Savings (MWh or mTherms) | Achievable Technical Potential | 0 | 0 | 0 | 0 | 0 | 0 | 0 | 0 | 0 | 0 | 0 | 0 | 0 | 0 | 0 | 0 | 0 | 0 | 0 | 0 | 0 | 0 | 0 | 0 | 0 | 0 | 0 | 0 | 0 | 0 | 0
F11_Industrial_Primary Metals_Existing_Space Heating_Natural Gas_Gas Furnace Tube Inserts_A_Achievable Technical Potential | F11 | Industrial | Primary Metals | Existing | Space Heating | Natural Gas | Gas Furnace Tube Inserts | A | Cumulative Summer Peak Savings (MW) | Achievable Technical Potential | 0 | 0 | 0 | 0 | 0 | 0 | 0 | 0 | 0 | 0 | 0 | 0 | 0 | 0 | 0 | 0 | 0 | 0 | 0 | 0 | 0 | 0 | 0 | 0 | 0 | 0 | 0 | 0 | 0 | 0 | 0
F12_Industrial_Primary Metals_Existing_Space Heating_Natural Gas_Gas Furnace Tube Inserts_A_Achievable Technical Potential | F12 | Industrial | Primary Metals | Existing | Space Heating | Natural Gas | Gas Furnace Tube Inserts | A | Cumulative Winter Peak Savings (MW) | Achievable Technical Potential | 0 | 0 | 0 | 0 | 0 | 0 | 0 | 0 | 0 | 0 | 0 | 0 | 0 | 0 | 0 | 0 | 0 | 0 | 0 | 0 | 0 | 0 | 0 | 0 | 0 | 0 | 0 | 0 | 0 | 0 | 0
F13_Industrial_Primary Metals_Existing_Space Heating_Natural Gas_Gas Furnace Tube Inserts_A_Achievable Technical Potential | F13 | Industrial | Primary Metals | Existing | Space Heating | Natural Gas | Gas Furnace Tube Inserts | A | Purchases (Incremental) | Achievable Technical Potential | 0 | 0 | 0 | 0 | 0 | 0 | 0 | 0 | 0 | 0 | 0 | 0 | 0 | 0 | 0 | 0 | 0 | 0 | 0 | 0 | 0 | 0 | 0 | 0 | 0 | 0 | 0 | 0 | 0 | 0 | 0
F14_Industrial_Primary Metals_Existing_Space Heating_Natural Gas_Gas Furnace Tube Inserts_A_Achievable Technical Potential | F14 | Industrial | Primary Metals | Existing | Space Heating | Natural Gas | Gas Furnace Tube Inserts | A | Purchases (Cumulative) | Achievable Technical Potential | 0 | 0 | 0 | 0 | 0 | 0 | 0 | 0 | 0 | 0 | 0 | 0 | 0 | 0 | 0 | 0 | 0 | 0 | 0 | 0 | 0 | 0 | 0 | 0 | 0 | 0 | 0 | 0 | 0 | 0 | 0
F1_Industrial_Primary Metals_Existing_Space Heating_Natural Gas_Space Heating - Heat Recovery Ventilator_A_Achievable Technical Potential | F1 | Industrial | Primary Metals | Existing | Space Heating | Natural Gas | Space Heating - Heat Recovery Ventilator | A | Original Unit Energy Savings (kWh or therms) | Achievable Technical Potential | 0 | 0 | 0 | 0 | 0 | 0.013225 | 0.01316 | 0.01308 | 0.012996 | 0.012907 | 0.012817 | 0.012725 | 0.012634 | 0.012542 | 0.012443 | 0.012352 | 0.012262 | 0.012178 | 0.0121 | 0.012025 | 0.011953 | 0.011879 | 0.011813 | 0.011751 | 0.011691 | 0.011636 | 0.011585 | 0.011538 | 0 | 0 | 0
F2_Industrial_Primary Metals_Existing_Space Heating_Natural Gas_Space Heating - Heat Recovery Ventilator_A_Achievable Technical Potential | F2 | Industrial | Primary Metals | Existing | Space Heating | Natural Gas | Space Heating - Heat Recovery Ventilator | A | Original Unit Summer Peak Savings (kW) | Achievable Technical Potential | 0 | 0 | 0 | 0 | 0 | 0 | 0 | 0 | 0 | 0 | 0 | 0 | 0 | 0 | 0 | 0 | 0 | 0 | 0 | 0 | 0 | 0 | 0 | 0 | 0 | 0 | 0 | 0 | 0 | 0 | 0
F3_Industrial_Primary Metals_Existing_Space Heating_Natural Gas_Space Heating - Heat Recovery Ventilator_A_Achievable Technical Potential | F3 | Industrial | Primary Metals | Existing | Space Heating | Natural Gas | Space Heating - Heat Recovery Ventilator | A | Original Unit Winter Peak Savings (kW) | Achievable Technical Potential | 0 | 0 | 0 | 0 | 0 | 0 | 0 | 0 | 0 | 0 | 0 | 0 | 0 | 0 | 0 | 0 | 0 | 0 | 0 | 0 | 0 | 0 | 0 | 0 | 0 | 0 | 0 | 0 | 0 | 0 | 0
F4_Industrial_Primary Metals_Existing_Space Heating_Natural Gas_Space Heating - Heat Recovery Ventilator_A_Achievable Technical Potential | F4 | Industrial | Primary Metals | Existing | Space Heating | Natural Gas | Space Heating - Heat Recovery Ventilator | A | Standalone Impact on Baseline Energy (%) | Achievable Technical Potential | 0% | 0% | 0% | 0% | 0% | 0.01817% | 0.03635% | 0.05474% | 0.07288% | 0.09099% | 0.1103% | 0.1288% | 0.1472% | 0.1678% | 0.1853% | 0.2053% | 0.2234% | 0.2427% | 0.2631% | 0.2809% | 0.3003% | 0.3196% | 0.339% | 0.3583% | 0.0037759 | 0.0037869 | 0.003797 | 0.0038062 | 0 | 0 | 0
F5_Industrial_Primary Metals_Existing_Space Heating_Natural Gas_Space Heating - Heat Recovery Ventilator_A_Achievable Technical Potential | F5 | Industrial | Primary Metals | Existing | Space Heating | Natural Gas | Space Heating - Heat Recovery Ventilator | A | Standalone Impact on Baseline Summer Peak (%) | Achievable Technical Potential | 0% | 0% | 0% | 0% | 0% | 0% | 0% | 0% | 0% | 0% | 0% | 0% | 0% | 0% | 0% | 0% | 0% | 0% | 0% | 0% | 0% | 0% | 0% | 0% | 0 | 0 | 0 | 0 | 0 | 0 | 0
F6_Industrial_Primary Metals_Existing_Space Heating_Natural Gas_Space Heating - Heat Recovery Ventilator_A_Achievable Technical Potential | F6 | Industrial | Primary Metals | Existing | Space Heating | Natural Gas | Space Heating - Heat Recovery Ventilator | A | Standalone Impact on Baseline Winter Peak (%) | Achievable Technical Potential | 0% | 0% | 0% | 0% | 0% | 0% | 0% | 0% | 0% | 0% | 0% | 0% | 0% | 0% | 0% | 0% | 0% | 0% | 0% | 0% | 0% | 0% | 0% | 0% | 0 | 0 | 0 | 0 | 0 | 0 | 0
F7_Industrial_Primary Metals_Existing_Space Heating_Natural Gas_Space Heating - Heat Recovery Ventilator_A_Achievable Technical Potential | F7 | Industrial | Primary Metals | Existing | Space Heating | Natural Gas | Space Heating - Heat Recovery Ventilator | A | Incremental Energy Savings (MWh or mTherms) | Achievable Technical Potential | 0 | 0 | 0 | 0 | 0 | 0.014138 | 0.014061 | 0.013893 | 0.013811 | 0.013728 | 0.013459 | 0.013326 | 0.013203 | 0.012899 | 0.012847 | 0.012631 | 0.01254 | 0.012392 | 0.012203 | 0.012141 | 0.012018 | 0.011898 | 0.011789 | 0.011687 | 0.011591 | 0 | 0 | 0 | 0 | 0 | 0
F8_Industrial_Primary Metals_Existing_Space Heating_Natural Gas_Space Heating - Heat Recovery Ventilator_A_Achievable Technical Potential | F8 | Industrial | Primary Metals | Existing | Space Heating | Natural Gas | Space Heating - Heat Recovery Ventilator | A | Incremental Summer Peak Savings (MW) | Achievable Technical Potential | 0 | 0 | 0 | 0 | 0 | 0 | 0 | 0 | 0 | 0 | 0 | 0 | 0 | 0 | 0 | 0 | 0 | 0 | 0 | 0 | 0 | 0 | 0 | 0 | 0 | 0 | 0 | 0 | 0 | 0 | 0
F9_Industrial_Primary Metals_Existing_Space Heating_Natural Gas_Space Heating - Heat Recovery Ventilator_A_Achievable Technical Potential | F9 | Industrial | Primary Metals | Existing | Space Heating | Natural Gas | Space Heating - Heat Recovery Ventilator | A | Incremental Winter Peak Savings (MW) | Achievable Technical Potential | 0 | 0 | 0 | 0 | 0 | 0 | 0 | 0 | 0 | 0 | 0 | 0 | 0 | 0 | 0 | 0 | 0 | 0 | 0 | 0 | 0 | 0 | 0 | 0 | 0 | 0 | 0 | 0 | 0 | 0 | 0
F10_Industrial_Primary Metals_Existing_Space Heating_Natural Gas_Space Heating - Heat Recovery Ventilator_A_Achievable Technical Potential | F10 | Industrial | Primary Metals | Existing | Space Heating | Natural Gas | Space Heating - Heat Recovery Ventilator | A | Cumulative Energy Savings (MWh or mTherms) | Achievable Technical Potential | 0 | 0 | 0 | 0 | 0 | 0.014138 | 0.028129 | 0.041852 | 0.055392 | 0.068742 | 0.081724 | 0.094461 | 0.10698 | 0.11911 | 0.13102 | 0.14269 | 0.15419 | 0.16553 | 0.17667 | 0.1877 | 0.1986 | 0.20928 | 0.2199 | 0.23043 | 0.24085 | 0.23972 | 0.23867 | 0.23769 | 0 | 0 | 0
F11_Industrial_Primary Metals_Existing_Space Heating_Natural Gas_Space Heating - Heat Recovery Ventilator_A_Achievable Technical Potential | F11 | Industrial | Primary Metals | Existing | Space Heating | Natural Gas | Space Heating - Heat Recovery Ventilator | A | Cumulative Summer Peak Savings (MW) | Achievable Technical Potential | 0 | 0 | 0 | 0 | 0 | 0 | 0 | 0 | 0 | 0 | 0 | 0 | 0 | 0 | 0 | 0 | 0 | 0 | 0 | 0 | 0 | 0 | 0 | 0 | 0 | 0 | 0 | 0 | 0 | 0 | 0
F12_Industrial_Primary Metals_Existing_Space Heating_Natural Gas_Space Heating - Heat Recovery Ventilator_A_Achievable Technical Potential | F12 | Industrial | Primary Metals | Existing | Space Heating | Natural Gas | Space Heating - Heat Recovery Ventilator | A | Cumulative Winter Peak Savings (MW) | Achievable Technical Potential | 0 | 0 | 0 | 0 | 0 | 0 | 0 | 0 | 0 | 0 | 0 | 0 | 0 | 0 | 0 | 0 | 0 | 0 | 0 | 0 | 0 | 0 | 0 | 0 | 0 | 0 | 0 | 0 | 0 | 0 | 0
F13_Industrial_Primary Metals_Existing_Space Heating_Natural Gas_Space Heating - Heat Recovery Ventilator_A_Achievable Technical Potential | F13 | Industrial | Primary Metals | Existing | Space Heating | Natural Gas | Space Heating - Heat Recovery Ventilator | A | Purchases (Incremental) | Achievable Technical Potential | 0 | 0 | 0 | 0 | 0 | 1069.0179 | 1068.4312 | 1062.1303 | 1062.7045 | 1063.5832 | 1050.0768 | 1047.2073 | 1045.081 | 1028.4855 | 1032.4123 | 1022.5669 | 1022.6996 | 1017.5523 | 1008.4758 | 1009.6704 | 1005.4952 | 1001.5845 | 997.935 | 994.5437 | 991.4075 | 0 | 0 | 0 | 0 | 0 | 0
F14_Industrial_Primary Metals_Existing_Space Heating_Natural Gas_Space Heating - Heat Recovery Ventilator_A_Achievable Technical Potential | F14 | Industrial | Primary Metals | Existing | Space Heating | Natural Gas | Space Heating - Heat Recovery Ventilator | A | Purchases (Cumulative) | Achievable Technical Potential | 0 | 0 | 0 | 0 | 0 | 1069.0179 | 2137.4491 | 3199.5793 | 4262.2838 | 5325.8671 | 6375.9439 | 7423.1512 | 8468.2322 | 9496.7177 | 10529.1299 | 11551.6968 | 12574.3964 | 13591.9487 | 14600.4245 | 15610.0949 | 16615.59 | 17617.1745 | 18615.1095 | 19609.6533 | 20601.0607 | 20601.0607 | 20601.0607 | 20601.0607 | 20601.0607 | 20601.0607 | 20601.0607
F1_Industrial_Primary Metals_Existing_Space Heating_Natural Gas_Thermostat - Programmable_A_Achievable Technical Potential | F1 | Industrial | Primary Metals | Existing | Space Heating | Natural Gas | Thermostat - Programmable | A | Original Unit Energy Savings (kWh or therms) | Achievable Technical Potential | 0 | 0 | 0 | 0 | 0 | 0.00657 | 0.0065379 | 0.0064981 | 0.0064561 | 0.0064121 | 0.0063676 | 0.0063217 | 0.0062762 | 0.0062308 | 0.0061817 | 0.0061364 | 0.0060916 | 0.0060501 | 0.0060114 | 0.0059736 | 0.005938 | 0.0059015 | 0.0058686 | 0.0058376 | 0.005808 | 0.0057807 | 0.0057553 | 0.0057319 | 0 | 0 | 0
F2_Industrial_Primary Metals_Existing_Space Heating_Natural Gas_Thermostat - Programmable_A_Achievable Technical Potential | F2 | Industrial | Primary Metals | Existing | Space Heating | Natural Gas | Thermostat - Programmable | A | Original Unit Summer Peak Savings (kW) | Achievable Technical Potential | 0 | 0 | 0 | 0 | 0 | 0 | 0 | 0 | 0 | 0 | 0 | 0 | 0 | 0 | 0 | 0 | 0 | 0 | 0 | 0 | 0 | 0 | 0 | 0 | 0 | 0 | 0 | 0 | 0 | 0 | 0
F3_Industrial_Primary Metals_Existing_Space Heating_Natural Gas_Thermostat - Programmable_A_Achievable Technical Potential | F3 | Industrial | Primary Metals | Existing | Space Heating | Natural Gas | Thermostat - Programmable | A | Original Unit Winter Peak Savings (kW) | Achievable Technical Potential | 0 | 0 | 0 | 0 | 0 | 0 | 0 | 0 | 0 | 0 | 0 | 0 | 0 | 0 | 0 | 0 | 0 | 0 | 0 | 0 | 0 | 0 | 0 | 0 | 0 | 0 | 0 | 0 | 0 | 0 | 0
F4_Industrial_Primary Metals_Existing_Space Heating_Natural Gas_Thermostat - Programmable_A_Achievable Technical Potential | F4 | Industrial | Primary Metals | Existing | Space Heating | Natural Gas | Thermostat - Programmable | A | Standalone Impact on Baseline Energy (%) | Achievable Technical Potential | 0% | 0% | 0% | 0% | 0% | 0.02708% | 0.05418% | 0.08158% | 0.1086% | 0.1356% | 0.1644% | 0.192% | 0.2194% | 0.2501% | 0.2762% | 0.3059% | 0.333% | 0.3617% | 0.3921% | 0.4187% | 0.4475% | 0.4763% | 0.5052% | 0.534% | 0.0056274 | 0.0056438 | 0.0056589 | 0.0056726 | 0 | 0 | 0
F5_Industrial_Primary Metals_Existing_Space Heating_Natural Gas_Thermostat - Programmable_A_Achievable Technical Potential | F5 | Industrial | Primary Metals | Existing | Space Heating | Natural Gas | Thermostat - Programmable | A | Standalone Impact on Baseline Summer Peak (%) | Achievable Technical Potential | 0% | 0% | 0% | 0% | 0% | 0% | 0% | 0% | 0% | 0% | 0% | 0% | 0% | 0% | 0% | 0% | 0% | 0% | 0% | 0% | 0% | 0% | 0% | 0% | 0 | 0 | 0 | 0 | 0 | 0 | 0
F6_Industrial_Primary Metals_Existing_Space Heating_Natural Gas_Thermostat - Programmable_A_Achievable Technical Potential | F6 | Industrial | Primary Metals | Existing | Space Heating | Natural Gas | Thermostat - Programmable | A | Standalone Impact on Baseline Winter Peak (%) | Achievable Technical Potential | 0% | 0% | 0% | 0% | 0% | 0% | 0% | 0% | 0% | 0% | 0% | 0% | 0% | 0% | 0% | 0% | 0% | 0% | 0% | 0% | 0% | 0% | 0% | 0% | 0 | 0 | 0 | 0 | 0 | 0 | 0
F7_Industrial_Primary Metals_Existing_Space Heating_Natural Gas_Thermostat - Programmable_A_Achievable Technical Potential | F7 | Industrial | Primary Metals | Existing | Space Heating | Natural Gas | Thermostat - Programmable | A | Incremental Energy Savings (MWh or mTherms) | Achievable Technical Potential | 0 | 0 | 0 | 0 | 0 | 0.02107 | 0.020956 | 0.020706 | 0.020583 | 0.02046 | 0.020059 | 0.01986 | 0.019677 | 0.019225 | 0.019146 | 0.018825 | 0.01869 | 0.018469 | 0.018187 | 0.018094 | 0.017912 | 0.017733 | 0.01757 | 0.017417 | 0.017274 | 0 | 0 | 0 | 0 | 0 | 0
F8_Industrial_Primary Metals_Existing_Space Heating_Natural Gas_Thermostat - Programmable_A_Achievable Technical Potential | F8 | Industrial | Primary Metals | Existing | Space Heating | Natural Gas | Thermostat - Programmable | A | Incremental Summer Peak Savings (MW) | Achievable Technical Potential | 0 | 0 | 0 | 0 | 0 | 0 | 0 | 0 | 0 | 0 | 0 | 0 | 0 | 0 | 0 | 0 | 0 | 0 | 0 | 0 | 0 | 0 | 0 | 0 | 0 | 0 | 0 | 0 | 0 | 0 | 0
F9_Industrial_Primary Metals_Existing_Space Heating_Natural Gas_Thermostat - Programmable_A_Achievable Technical Potential | F9 | Industrial | Primary Metals | Existing | Space Heating | Natural Gas | Thermostat - Programmable | A | Incremental Winter Peak Savings (MW) | Achievable Technical Potential | 0 | 0 | 0 | 0 | 0 | 0 | 0 | 0 | 0 | 0 | 0 | 0 | 0 | 0 | 0 | 0 | 0 | 0 | 0 | 0 | 0 | 0 | 0 | 0 | 0 | 0 | 0 | 0 | 0 | 0 | 0
F10_Industrial_Primary Metals_Existing_Space Heating_Natural Gas_Thermostat - Programmable_A_Achievable Technical Potential | F10 | Industrial | Primary Metals | Existing | Space Heating | Natural Gas | Thermostat - Programmable | A | Cumulative Energy Savings (MWh or mTherms) | Achievable Technical Potential | 0 | 0 | 0 | 0 | 0 | 0.02107 | 0.041923 | 0.062374 | 0.082553 | 0.10245 | 0.1218 | 0.14078 | 0.15944 | 0.17752 | 0.19526 | 0.21266 | 0.2298 | 0.2467 | 0.26331 | 0.27975 | 0.29599 | 0.3119 | 0.32774 | 0.34342 | 0.35895 | 0.35726 | 0.3557 | 0.35425 | 0 | 0 | 0
F11_Industrial_Primary Metals_Existing_Space Heating_Natural Gas_Thermostat - Programmable_A_Achievable Technical Potential | F11 | Industrial | Primary Metals | Existing | Space Heating | Natural Gas | Thermostat - Programmable | A | Cumulative Summer Peak Savings (MW) | Achievable Technical Potential | 0 | 0 | 0 | 0 | 0 | 0 | 0 | 0 | 0 | 0 | 0 | 0 | 0 | 0 | 0 | 0 | 0 | 0 | 0 | 0 | 0 | 0 | 0 | 0 | 0 | 0 | 0 | 0 | 0 | 0 | 0
F12_Industrial_Primary Metals_Existing_Space Heating_Natural Gas_Thermostat - Programmable_A_Achievable Technical Potential | F12 | Industrial | Primary Metals | Existing | Space Heating | Natural Gas | Thermostat - Programmable | A | Cumulative Winter Peak Savings (MW) | Achievable Technical Potential | 0 | 0 | 0 | 0 | 0 | 0 | 0 | 0 | 0 | 0 | 0 | 0 | 0 | 0 | 0 | 0 | 0 | 0 | 0 | 0 | 0 | 0 | 0 | 0 | 0 | 0 | 0 | 0 | 0 | 0 | 0
F13_Industrial_Primary Metals_Existing_Space Heating_Natural Gas_Thermostat - Programmable_A_Achievable Technical Potential | F13 | Industrial | Primary Metals | Existing | Space Heating | Natural Gas | Thermostat - Programmable | A | Purchases (Incremental) | Achievable Technical Potential | 0 | 0 | 0 | 0 | 0 | 3207.0537 | 3205.2936 | 3186.3908 | 3188.1135 | 3190.7497 | 3150.2304 | 3141.6219 | 3135.243 | 3085.4565 | 3097.2368 | 3067.7006 | 3068.0988 | 3052.6569 | 3025.4274 | 3029.0112 | 3016.4855 | 3004.7534 | 2993.8051 | 2983.6312 | 2974.2225 | 0 | 0 | 0 | 0 | 0 | 0
F14_Industrial_Primary Metals_Existing_Space Heating_Natural Gas_Thermostat - Programmable_A_Achievable Technical Potential | F14 | Industrial | Primary Metals | Existing | Space Heating | Natural Gas | Thermostat - Programmable | A | Purchases (Cumulative) | Achievable Technical Potential | 0 | 0 | 0 | 0 | 0 | 3207.0537 | 6412.3473 | 9598.738 | 12786.8515 | 15977.6012 | 19127.8316 | 22269.4535 | 25404.6965 | 28490.153 | 31587.3898 | 34655.0905 | 37723.1892 | 40775.8461 | 43801.2735 | 46830.2847 | 49846.7701 | 52851.5235 | 55845.3286 | 58828.9598 | 61803.1822 | 61803.1822 | 61803.1822 | 61803.1822 | 61803.1822 | 61803.1822 | 61803.1822
F1_Industrial_Primary Metals_Existing_Space Heating_Natural Gas_ENERGY STAR Connected Thermostat_A_Achievable Technical Potential | F1 | Industrial | Primary Metals | Existing | Space Heating | Natural Gas | ENERGY STAR Connected Thermostat | A | Original Unit Energy Savings (kWh or therms) | Achievable Technical Potential | 0 | 0 | 0 | 0 | 0 | 0.015466 | 0.01539 | 0.015297 | 0.015198 | 0.015094 | 0.014989 | 0.014881 | 0.014774 | 0.014667 | 0.014552 | 0.014445 | 0.01434 | 0.014242 | 0.014151 | 0.014062 | 0.013978 | 0.013892 | 0.013815 | 0.013742 | 0.013672 | 0.013608 | 0.013548 | 0.013493 | 0 | 0 | 0
F2_Industrial_Primary Metals_Existing_Space Heating_Natural Gas_ENERGY STAR Connected Thermostat_A_Achievable Technical Potential | F2 | Industrial | Primary Metals | Existing | Space Heating | Natural Gas | ENERGY STAR Connected Thermostat | A | Original Unit Summer Peak Savings (kW) | Achievable Technical Potential | 0 | 0 | 0 | 0 | 0 | 0 | 0 | 0 | 0 | 0 | 0 | 0 | 0 | 0 | 0 | 0 | 0 | 0 | 0 | 0 | 0 | 0 | 0 | 0 | 0 | 0 | 0 | 0 | 0 | 0 | 0
F3_Industrial_Primary Metals_Existing_Space Heating_Natural Gas_ENERGY STAR Connected Thermostat_A_Achievable Technical Potential | F3 | Industrial | Primary Metals | Existing | Space Heating | Natural Gas | ENERGY STAR Connected Thermostat | A | Original Unit Winter Peak Savings (kW) | Achievable Technical Potential | 0 | 0 | 0 | 0 | 0 | 0 | 0 | 0 | 0 | 0 | 0 | 0 | 0 | 0 | 0 | 0 | 0 | 0 | 0 | 0 | 0 | 0 | 0 | 0 | 0 | 0 | 0 | 0 | 0 | 0 | 0
F4_Industrial_Primary Metals_Existing_Space Heating_Natural Gas_ENERGY STAR Connected Thermostat_A_Achievable Technical Potential | F4 | Industrial | Primary Metals | Existing | Space Heating | Natural Gas | ENERGY STAR Connected Thermostat | A | Standalone Impact on Baseline Energy (%) | Achievable Technical Potential | 0% | 0% | 0% | 0% | 0% | 0.06375% | 0.1275% | 0.192% | 0.2557% | 0.3192% | 0.3871% | 0.4519% | 0.5166% | 0.5886% | 0.6502% | 0.7202% | 0.7838% | 0.8515% | 0.923% | 0.9856% | 1.053% | 1.121% | 1.189% | 1.257% | 0.013247 | 0.013286 | 0.013321 | 0.013354 | 0 | 0 | 0
F5_Industrial_Primary Metals_Existing_Space Heating_Natural Gas_ENERGY STAR Connected Thermostat_A_Achievable Technical Potential | F5 | Industrial | Primary Metals | Existing | Space Heating | Natural Gas | ENERGY STAR Connected Thermostat | A | Standalone Impact on Baseline Summer Peak (%) | Achievable Technical Potential | 0% | 0% | 0% | 0% | 0% | 0% | 0% | 0% | 0% | 0% | 0% | 0% | 0% | 0% | 0% | 0% | 0% | 0% | 0% | 0% | 0% | 0% | 0% | 0% | 0 | 0 | 0 | 0 | 0 | 0 | 0
F6_Industrial_Primary Metals_Existing_Space Heating_Natural Gas_ENERGY STAR Connected Thermostat_A_Achievable Technical Potential | F6 | Industrial | Primary Metals | Existing | Space Heating | Natural Gas | ENERGY STAR Connected Thermostat | A | Standalone Impact on Baseline Winter Peak (%) | Achievable Technical Potential | 0% | 0% | 0% | 0% | 0% | 0% | 0% | 0% | 0% | 0% | 0% | 0% | 0% | 0% | 0% | 0% | 0% | 0% | 0% | 0% | 0% | 0% | 0% | 0% | 0 | 0 | 0 | 0 | 0 | 0 | 0
F7_Industrial_Primary Metals_Existing_Space Heating_Natural Gas_ENERGY STAR Connected Thermostat_A_Achievable Technical Potential | F7 | Industrial | Primary Metals | Existing | Space Heating | Natural Gas | ENERGY STAR Connected Thermostat | A | Incremental Energy Savings (MWh or mTherms) | Achievable Technical Potential | 0 | 0 | 0 | 0 | 0 | 0.0496 | 0.04933 | 0.048741 | 0.048452 | 0.048162 | 0.04722 | 0.046752 | 0.046321 | 0.045255 | 0.045071 | 0.044314 | 0.043996 | 0.043476 | 0.042812 | 0.042594 | 0.042165 | 0.041743 | 0.041359 | 0.041 | 0.040664 | 0 | 0 | 0 | 0 | 0 | 0
F8_Industrial_Primary Metals_Existing_Space Heating_Natural Gas_ENERGY STAR Connected Thermostat_A_Achievable Technical Potential | F8 | Industrial | Primary Metals | Existing | Space Heating | Natural Gas | ENERGY STAR Connected Thermostat | A | Incremental Summer Peak Savings (MW) | Achievable Technical Potential | 0 | 0 | 0 | 0 | 0 | 0 | 0 | 0 | 0 | 0 | 0 | 0 | 0 | 0 | 0 | 0 | 0 | 0 | 0 | 0 | 0 | 0 | 0 | 0 | 0 | 0 | 0 | 0 | 0 | 0 | 0
F9_Industrial_Primary Metals_Existing_Space Heating_Natural Gas_ENERGY STAR Connected Thermostat_A_Achievable Technical Potential | F9 | Industrial | Primary Metals | Existing | Space Heating | Natural Gas | ENERGY STAR Connected Thermostat | A | Incremental Winter Peak Savings (MW) | Achievable Technical Potential | 0 | 0 | 0 | 0 | 0 | 0 | 0 | 0 | 0 | 0 | 0 | 0 | 0 | 0 | 0 | 0 | 0 | 0 | 0 | 0 | 0 | 0 | 0 | 0 | 0 | 0 | 0 | 0 | 0 | 0 | 0
F10_Industrial_Primary Metals_Existing_Space Heating_Natural Gas_ENERGY STAR Connected Thermostat_A_Achievable Technical Potential | F10 | Industrial | Primary Metals | Existing | Space Heating | Natural Gas | ENERGY STAR Connected Thermostat | A | Cumulative Energy Savings (MWh or mTherms) | Achievable Technical Potential | 0 | 0 | 0 | 0 | 0 | 0.0496 | 0.098688 | 0.14683 | 0.19433 | 0.24117 | 0.28671 | 0.3314 | 0.37533 | 0.41787 | 0.45966 | 0.5006 | 0.54094 | 0.58073 | 0.61983 | 0.65853 | 0.69676 | 0.73423 | 0.7715 | 0.80841 | 0.84498 | 0.841 | 0.83732 | 0.83391 | 0 | 0 | 0
F11_Industrial_Primary Metals_Existing_Space Heating_Natural Gas_ENERGY STAR Connected Thermostat_A_Achievable Technical Potential | F11 | Industrial | Primary Metals | Existing | Space Heating | Natural Gas | ENERGY STAR Connected Thermostat | A | Cumulative Summer Peak Savings (MW) | Achievable Technical Potential | 0 | 0 | 0 | 0 | 0 | 0 | 0 | 0 | 0 | 0 | 0 | 0 | 0 | 0 | 0 | 0 | 0 | 0 | 0 | 0 | 0 | 0 | 0 | 0 | 0 | 0 | 0 | 0 | 0 | 0 | 0
F12_Industrial_Primary Metals_Existing_Space Heating_Natural Gas_ENERGY STAR Connected Thermostat_A_Achievable Technical Potential | F12 | Industrial | Primary Metals | Existing | Space Heating | Natural Gas | ENERGY STAR Connected Thermostat | A | Cumulative Winter Peak Savings (MW) | Achievable Technical Potential | 0 | 0 | 0 | 0 | 0 | 0 | 0 | 0 | 0 | 0 | 0 | 0 | 0 | 0 | 0 | 0 | 0 | 0 | 0 | 0 | 0 | 0 | 0 | 0 | 0 | 0 | 0 | 0 | 0 | 0 | 0
F13_Industrial_Primary Metals_Existing_Space Heating_Natural Gas_ENERGY STAR Connected Thermostat_A_Achievable Technical Potential | F13 | Industrial | Primary Metals | Existing | Space Heating | Natural Gas | ENERGY STAR Connected Thermostat | A | Purchases (Incremental) | Achievable Technical Potential | 0 | 0 | 0 | 0 | 0 | 3207.0537 | 3205.2936 | 3186.3908 | 3188.1135 | 3190.7497 | 3150.2304 | 3141.6219 | 3135.243 | 3085.4565 | 3097.2368 | 3067.7006 | 3068.0988 | 3052.6569 | 3025.4274 | 3029.0112 | 3016.4855 | 3004.7534 | 2993.8051 | 2983.6312 | 2974.2225 | 0 | 0 | 0 | 0 | 0 | 0
F14_Industrial_Primary Metals_Existing_Space Heating_Natural Gas_ENERGY STAR Connected Thermostat_A_Achievable Technical Potential | F14 | Industrial | Primary Metals | Existing | Space Heating | Natural Gas | ENERGY STAR Connected Thermostat | A | Purchases (Cumulative) | Achievable Technical Potential | 0 | 0 | 0 | 0 | 0 | 3207.0537 | 6412.3473 | 9598.738 | 12786.8515 | 15977.6012 | 19127.8316 | 22269.4535 | 25404.6965 | 28490.153 | 31587.3898 | 34655.0905 | 37723.1892 | 40775.8461 | 43801.2735 | 46830.2847 | 49846.7701 | 52851.5235 | 55845.3286 | 58828.9598 | 61803.1822 | 61803.1822 | 61803.1822 | 61803.1822 | 61803.1822 | 61803.1822 | 61803.1822
F1_Industrial_Primary Metals_Existing_Space Heating_Natural Gas_Destratification Fans (HVLS)_A_Achievable Technical Potential | F1 | Industrial | Primary Metals | Existing | Space Heating | Natural Gas | Destratification Fans (HVLS) | A | Original Unit Energy Savings (kWh or therms) | Achievable Technical Potential | 0 | 0 | 0 | 0 | 0 | 0.015466 | 0.01539 | 0.015297 | 0.015198 | 0.015094 | 0.014989 | 0.014881 | 0.014774 | 0.014667 | 0.014552 | 0.014445 | 0.01434 | 0.014242 | 0.014151 | 0.014062 | 0.013978 | 0.013892 | 0.013815 | 0.013742 | 0.013672 | 0.013608 | 0.013548 | 0.013493 | 0 | 0 | 0
F2_Industrial_Primary Metals_Existing_Space Heating_Natural Gas_Destratification Fans (HVLS)_A_Achievable Technical Potential | F2 | Industrial | Primary Metals | Existing | Space Heating | Natural Gas | Destratification Fans (HVLS) | A | Original Unit Summer Peak Savings (kW) | Achievable Technical Potential | 0 | 0 | 0 | 0 | 0 | 0 | 0 | 0 | 0 | 0 | 0 | 0 | 0 | 0 | 0 | 0 | 0 | 0 | 0 | 0 | 0 | 0 | 0 | 0 | 0 | 0 | 0 | 0 | 0 | 0 | 0
F3_Industrial_Primary Metals_Existing_Space Heating_Natural Gas_Destratification Fans (HVLS)_A_Achievable Technical Potential | F3 | Industrial | Primary Metals | Existing | Space Heating | Natural Gas | Destratification Fans (HVLS) | A | Original Unit Winter Peak Savings (kW) | Achievable Technical Potential | 0 | 0 | 0 | 0 | 0 | 0 | 0 | 0 | 0 | 0 | 0 | 0 | 0 | 0 | 0 | 0 | 0 | 0 | 0 | 0 | 0 | 0 | 0 | 0 | 0 | 0 | 0 | 0 | 0 | 0 | 0
F4_Industrial_Primary Metals_Existing_Space Heating_Natural Gas_Destratification Fans (HVLS)_A_Achievable Technical Potential | F4 | Industrial | Primary Metals | Existing | Space Heating | Natural Gas | Destratification Fans (HVLS) | A | Standalone Impact on Baseline Energy (%) | Achievable Technical Potential | 0% | 0% | 0% | 0% | 0% | 0.06375% | 0.1275% | 0.192% | 0.2557% | 0.3192% | 0.3871% | 0.4519% | 0.5166% | 0.5886% | 0.6502% | 0.7202% | 0.7838% | 0.8515% | 0.923% | 0.9856% | 1.053% | 1.121% | 1.189% | 1.257% | 0.013247 | 0.013286 | 0.013321 | 0.013354 | 0 | 0 | 0
F5_Industrial_Primary Metals_Existing_Space Heating_Natural Gas_Destratification Fans (HVLS)_A_Achievable Technical Potential | F5 | Industrial | Primary Metals | Existing | Space Heating | Natural Gas | Destratification Fans (HVLS) | A | Standalone Impact on Baseline Summer Peak (%) | Achievable Technical Potential | 0% | 0% | 0% | 0% | 0% | 0% | 0% | 0% | 0% | 0% | 0% | 0% | 0% | 0% | 0% | 0% | 0% | 0% | 0% | 0% | 0% | 0% | 0% | 0% | 0 | 0 | 0 | 0 | 0 | 0 | 0
F6_Industrial_Primary Metals_Existing_Space Heating_Natural Gas_Destratification Fans (HVLS)_A_Achievable Technical Potential | F6 | Industrial | Primary Metals | Existing | Space Heating | Natural Gas | Destratification Fans (HVLS) | A | Standalone Impact on Baseline Winter Peak (%) | Achievable Technical Potential | 0% | 0% | 0% | 0% | 0% | 0% | 0% | 0% | 0% | 0% | 0% | 0% | 0% | 0% | 0% | 0% | 0% | 0% | 0% | 0% | 0% | 0% | 0% | 0% | 0 | 0 | 0 | 0 | 0 | 0 | 0
F7_Industrial_Primary Metals_Existing_Space Heating_Natural Gas_Destratification Fans (HVLS)_A_Achievable Technical Potential | F7 | Industrial | Primary Metals | Existing | Space Heating | Natural Gas | Destratification Fans (HVLS) | A | Incremental Energy Savings (MWh or mTherms) | Achievable Technical Potential | 0 | 0 | 0 | 0 | 0 | 0.0496 | 0.04933 | 0.048741 | 0.048452 | 0.048162 | 0.04722 | 0.046752 | 0.046321 | 0.045255 | 0.045071 | 0.044314 | 0.043996 | 0.043476 | 0.042812 | 0.042594 | 0.042165 | 0.041743 | 0.041359 | 0.041 | 0.040664 | 0 | 0 | 0 | 0 | 0 | 0
F8_Industrial_Primary Metals_Existing_Space Heating_Natural Gas_Destratification Fans (HVLS)_A_Achievable Technical Potential | F8 | Industrial | Primary Metals | Existing | Space Heating | Natural Gas | Destratification Fans (HVLS) | A | Incremental Summer Peak Savings (MW) | Achievable Technical Potential | 0 | 0 | 0 | 0 | 0 | 0 | 0 | 0 | 0 | 0 | 0 | 0 | 0 | 0 | 0 | 0 | 0 | 0 | 0 | 0 | 0 | 0 | 0 | 0 | 0 | 0 | 0 | 0 | 0 | 0 | 0
F9_Industrial_Primary Metals_Existing_Space Heating_Natural Gas_Destratification Fans (HVLS)_A_Achievable Technical Potential | F9 | Industrial | Primary Metals | Existing | Space Heating | Natural Gas | Destratification Fans (HVLS) | A | Incremental Winter Peak Savings (MW) | Achievable Technical Potential | 0 | 0 | 0 | 0 | 0 | 0 | 0 | 0 | 0 | 0 | 0 | 0 | 0 | 0 | 0 | 0 | 0 | 0 | 0 | 0 | 0 | 0 | 0 | 0 | 0 | 0 | 0 | 0 | 0 | 0 | 0
F10_Industrial_Primary Metals_Existing_Space Heating_Natural Gas_Destratification Fans (HVLS)_A_Achievable Technical Potential | F10 | Industrial | Primary Metals | Existing | Space Heating | Natural Gas | Destratification Fans (HVLS) | A | Cumulative Energy Savings (MWh or mTherms) | Achievable Technical Potential | 0 | 0 | 0 | 0 | 0 | 0.0496 | 0.098688 | 0.14683 | 0.19433 | 0.24117 | 0.28671 | 0.3314 | 0.37533 | 0.41787 | 0.45966 | 0.5006 | 0.54094 | 0.58073 | 0.61983 | 0.65853 | 0.69676 | 0.73423 | 0.7715 | 0.80841 | 0.84498 | 0.841 | 0.83732 | 0.83391 | 0 | 0 | 0
F11_Industrial_Primary Metals_Existing_Space Heating_Natural Gas_Destratification Fans (HVLS)_A_Achievable Technical Potential | F11 | Industrial | Primary Metals | Existing | Space Heating | Natural Gas | Destratification Fans (HVLS) | A | Cumulative Summer Peak Savings (MW) | Achievable Technical Potential | 0 | 0 | 0 | 0 | 0 | 0 | 0 | 0 | 0 | 0 | 0 | 0 | 0 | 0 | 0 | 0 | 0 | 0 | 0 | 0 | 0 | 0 | 0 | 0 | 0 | 0 | 0 | 0 | 0 | 0 | 0
F12_Industrial_Primary Metals_Existing_Space Heating_Natural Gas_Destratification Fans (HVLS)_A_Achievable Technical Potential | F12 | Industrial | Primary Metals | Existing | Space Heating | Natural Gas | Destratification Fans (HVLS) | A | Cumulative Winter Peak Savings (MW) | Achievable Technical Potential | 0 | 0 | 0 | 0 | 0 | 0 | 0 | 0 | 0 | 0 | 0 | 0 | 0 | 0 | 0 | 0 | 0 | 0 | 0 | 0 | 0 | 0 | 0 | 0 | 0 | 0 | 0 | 0 | 0 | 0 | 0
F13_Industrial_Primary Metals_Existing_Space Heating_Natural Gas_Destratification Fans (HVLS)_A_Achievable Technical Potential | F13 | Industrial | Primary Metals | Existing | Space Heating | Natural Gas | Destratification Fans (HVLS) | A | Purchases (Incremental) | Achievable Technical Potential | 0 | 0 | 0 | 0 | 0 | 3207.0537 | 3205.2936 | 3186.3908 | 3188.1135 | 3190.7497 | 3150.2304 | 3141.6219 | 3135.243 | 3085.4565 | 3097.2368 | 3067.7006 | 3068.0988 | 3052.6569 | 3025.4274 | 3029.0112 | 3016.4855 | 3004.7534 | 2993.8051 | 2983.6312 | 2974.2225 | 0 | 0 | 0 | 0 | 0 | 0
F14_Industrial_Primary Metals_Existing_Space Heating_Natural Gas_Destratification Fans (HVLS)_A_Achievable Technical Potential | F14 | Industrial | Primary Metals | Existing | Space Heating | Natural Gas | Destratification Fans (HVLS) | A | Purchases (Cumulative) | Achievable Technical Potential | 0 | 0 | 0 | 0 | 0 | 3207.0537 | 6412.3473 | 9598.738 | 12786.8515 | 15977.6012 | 19127.8316 | 22269.4535 | 25404.6965 | 28490.153 | 31587.3898 | 34655.0905 | 37723.1892 | 40775.8461 | 43801.2735 | 46830.2847 | 49846.7701 | 52851.5235 | 55845.3286 | 58828.9598 | 61803.1822 | 61803.1822 | 61803.1822 | 61803.1822 | 61803.1822 | 61803.1822 | 61803.1822
F1_Industrial_Primary Metals_Existing_Space Heating_Natural Gas_Gas Boiler - Insulate Steam Lines/Condensate Tank_A_Achievable Technical Potential | F1 | Industrial | Primary Metals | Existing | Space Heating | Natural Gas | Gas Boiler - Insulate Steam Lines/Condensate Tank | A | Original Unit Energy Savings (kWh or therms) | Achievable Technical Potential | 0 | 0 | 0 | 0 | 0 | 312.1233 | 310.0084 | 307.9068 | 305.7941 | 303.6874 | 301.64 | 299.6129 | 297.6075 | 295.625 | 293.5265 | 291.6006 | 289.6963 | 287.8233 | 285.9779 | 284.1283 | 282.3422 | 280.4831 | 278.6885 | 276.9502 | 275.2007 | 273.6043 | 272.1475 | 270.818 | 269.6047 | 268.4972 | 267.4865
F2_Industrial_Primary Metals_Existing_Space Heating_Natural Gas_Gas Boiler - Insulate Steam Lines/Condensate Tank_A_Achievable Technical Potential | F2 | Industrial | Primary Metals | Existing | Space Heating | Natural Gas | Gas Boiler - Insulate Steam Lines/Condensate Tank | A | Original Unit Summer Peak Savings (kW) | Achievable Technical Potential | 0 | 0 | 0 | 0 | 0 | 0 | 0 | 0 | 0 | 0 | 0 | 0 | 0 | 0 | 0 | 0 | 0 | 0 | 0 | 0 | 0 | 0 | 0 | 0 | 0 | 0 | 0 | 0 | 0 | 0 | 0
F3_Industrial_Primary Metals_Existing_Space Heating_Natural Gas_Gas Boiler - Insulate Steam Lines/Condensate Tank_A_Achievable Technical Potential | F3 | Industrial | Primary Metals | Existing | Space Heating | Natural Gas | Gas Boiler - Insulate Steam Lines/Condensate Tank | A | Original Unit Winter Peak Savings (kW) | Achievable Technical Potential | 0 | 0 | 0 | 0 | 0 | 0 | 0 | 0 | 0 | 0 | 0 | 0 | 0 | 0 | 0 | 0 | 0 | 0 | 0 | 0 | 0 | 0 | 0 | 0 | 0 | 0 | 0 | 0 | 0 | 0 | 0
F4_Industrial_Primary Metals_Existing_Space Heating_Natural Gas_Gas Boiler - Insulate Steam Lines/Condensate Tank_A_Achievable Technical Potential | F4 | Industrial | Primary Metals | Existing | Space Heating | Natural Gas | Gas Boiler - Insulate Steam Lines/Condensate Tank | A | Standalone Impact on Baseline Energy (%) | Achievable Technical Potential | 0% | 0% | 0% | 0% | 0% | 0.005115% | 0.01021% | 0.01537% | 0.02045% | 0.02553% | 0.03097% | 0.03617% | 0.04137% | 0.04717% | 0.05214% | 0.0578% | 0.06296% | 0.06842% | 0.07416% | 0.07918% | 0.0846% | 0.09001% | 0.09538% | 0.1007% | 0.0010601 | 0.001062 | 0.0010639 | 0.0010656 | 0 | 0 | 0
F5_Industrial_Primary Metals_Existing_Space Heating_Natural Gas_Gas Boiler - Insulate Steam Lines/Condensate Tank_A_Achievable Technical Potential | F5 | Industrial | Primary Metals | Existing | Space Heating | Natural Gas | Gas Boiler - Insulate Steam Lines/Condensate Tank | A | Standalone Impact on Baseline Summer Peak (%) | Achievable Technical Potential | 0% | 0% | 0% | 0% | 0% | 0% | 0% | 0% | 0% | 0% | 0% | 0% | 0% | 0% | 0% | 0% | 0% | 0% | 0% | 0% | 0% | 0% | 0% | 0% | 0 | 0 | 0 | 0 | 0 | 0 | 0
F6_Industrial_Primary Metals_Existing_Space Heating_Natural Gas_Gas Boiler - Insulate Steam Lines/Condensate Tank_A_Achievable Technical Potential | F6 | Industrial | Primary Metals | Existing | Space Heating | Natural Gas | Gas Boiler - Insulate Steam Lines/Condensate Tank | A | Standalone Impact on Baseline Winter Peak (%) | Achievable Technical Potential | 0% | 0% | 0% | 0% | 0% | 0% | 0% | 0% | 0% | 0% | 0% | 0% | 0% | 0% | 0% | 0% | 0% | 0% | 0% | 0% | 0% | 0% | 0% | 0% | 0 | 0 | 0 | 0 | 0 | 0 | 0
F7_Industrial_Primary Metals_Existing_Space Heating_Natural Gas_Gas Boiler - Insulate Steam Lines/Condensate Tank_A_Achievable Technical Potential | F7 | Industrial | Primary Metals | Existing | Space Heating | Natural Gas | Gas Boiler - Insulate Steam Lines/Condensate Tank | A | Incremental Energy Savings (MWh or mTherms) | Achievable Technical Potential | 0 | 0 | 0 | 0 | 0 | 0.0039797 | 0.0039506 | 0.0039007 | 0.003876 | 0.0038525 | 0.0037779 | 0.0037423 | 0.0037097 | 0.0036264 | 0.0036145 | 0.0035565 | 0.0035337 | 0.0034932 | 0.0034399 | 0.0034217 | 0.0033861 | 0.0033507 | 0.0033171 | 0.0032852 | 0.0032542 | 0 | 0 | 0 | 0 | 0 | 0
F8_Industrial_Primary Metals_Existing_Space Heating_Natural Gas_Gas Boiler - Insulate Steam Lines/Condensate Tank_A_Achievable Technical Potential | F8 | Industrial | Primary Metals | Existing | Space Heating | Natural Gas | Gas Boiler - Insulate Steam Lines/Condensate Tank | A | Incremental Summer Peak Savings (MW) | Achievable Technical Potential | 0 | 0 | 0 | 0 | 0 | 0 | 0 | 0 | 0 | 0 | 0 | 0 | 0 | 0 | 0 | 0 | 0 | 0 | 0 | 0 | 0 | 0 | 0 | 0 | 0 | 0 | 0 | 0 | 0 | 0 | 0
F9_Industrial_Primary Metals_Existing_Space Heating_Natural Gas_Gas Boiler - Insulate Steam Lines/Condensate Tank_A_Achievable Technical Potential | F9 | Industrial | Primary Metals | Existing | Space Heating | Natural Gas | Gas Boiler - Insulate Steam Lines/Condensate Tank | A | Incremental Winter Peak Savings (MW) | Achievable Technical Potential | 0 | 0 | 0 | 0 | 0 | 0 | 0 | 0 | 0 | 0 | 0 | 0 | 0 | 0 | 0 | 0 | 0 | 0 | 0 | 0 | 0 | 0 | 0 | 0 | 0 | 0 | 0 | 0 | 0 | 0 | 0
F10_Industrial_Primary Metals_Existing_Space Heating_Natural Gas_Gas Boiler - Insulate Steam Lines/Condensate Tank_A_Achievable Technical Potential | F10 | Industrial | Primary Metals | Existing | Space Heating | Natural Gas | Gas Boiler - Insulate Steam Lines/Condensate Tank | A | Cumulative Energy Savings (MWh or mTherms) | Achievable Technical Potential | 0 | 0 | 0 | 0 | 0 | 0.0039797 | 0.0079034 | 0.01175 | 0.015546 | 0.019291 | 0.022939 | 0.026527 | 0.030059 | 0.033486 | 0.036862 | 0.040177 | 0.043448 | 0.046661 | 0.049801 | 0.052901 | 0.055954 | 0.058937 | 0.061877 | 0.064776 | 0.067621 | 0.067229 | 0.066871 | 0.066544 | 0.066246 | 0.065974 | 0.065725
F11_Industrial_Primary Metals_Existing_Space Heating_Natural Gas_Gas Boiler - Insulate Steam Lines/Condensate Tank_A_Achievable Technical Potential | F11 | Industrial | Primary Metals | Existing | Space Heating | Natural Gas | Gas Boiler - Insulate Steam Lines/Condensate Tank | A | Cumulative Summer Peak Savings (MW) | Achievable Technical Potential | 0 | 0 | 0 | 0 | 0 | 0 | 0 | 0 | 0 | 0 | 0 | 0 | 0 | 0 | 0 | 0 | 0 | 0 | 0 | 0 | 0 | 0 | 0 | 0 | 0 | 0 | 0 | 0 | 0 | 0 | 0
F12_Industrial_Primary Metals_Existing_Space Heating_Natural Gas_Gas Boiler - Insulate Steam Lines/Condensate Tank_A_Achievable Technical Potential | F12 | Industrial | Primary Metals | Existing | Space Heating | Natural Gas | Gas Boiler - Insulate Steam Lines/Condensate Tank | A | Cumulative Winter Peak Savings (MW) | Achievable Technical Potential | 0 | 0 | 0 | 0 | 0 | 0 | 0 | 0 | 0 | 0 | 0 | 0 | 0 | 0 | 0 | 0 | 0 | 0 | 0 | 0 | 0 | 0 | 0 | 0 | 0 | 0 | 0 | 0 | 0 | 0 | 0
F13_Industrial_Primary Metals_Existing_Space Heating_Natural Gas_Gas Boiler - Insulate Steam Lines/Condensate Tank_A_Achievable Technical Potential | F13 | Industrial | Primary Metals | Existing | Space Heating | Natural Gas | Gas Boiler - Insulate Steam Lines/Condensate Tank | A | Purchases (Incremental) | Achievable Technical Potential | 0 | 0 | 0 | 0 | 0 | 0.012751 | 0.012744 | 0.012668 | 0.012675 | 0.012686 | 0.012525 | 0.01249 | 0.012465 | 0.012267 | 0.012314 | 0.012196 | 0.012198 | 0.012137 | 0.012028 | 0.012043 | 0.011993 | 0.011946 | 0.011903 | 0.011862 | 0.011825 | 0 | 0 | 0 | 0 | 0 | 0
F14_Industrial_Primary Metals_Existing_Space Heating_Natural Gas_Gas Boiler - Insulate Steam Lines/Condensate Tank_A_Achievable Technical Potential | F14 | Industrial | Primary Metals | Existing | Space Heating | Natural Gas | Gas Boiler - Insulate Steam Lines/Condensate Tank | A | Purchases (Cumulative) | Achievable Technical Potential | 0 | 0 | 0 | 0 | 0 | 0.012751 | 0.025494 | 0.038162 | 0.050838 | 0.063523 | 0.076048 | 0.088538 | 0.101 | 0.11327 | 0.12558 | 0.13778 | 0.14998 | 0.16212 | 0.17414 | 0.18619 | 0.19818 | 0.21013 | 0.22203 | 0.23389 | 0.24572 | 0.24572 | 0.24572 | 0.24572 | 0.24572 | 0.24572 | 0.24572
F1_Industrial_Primary Metals_Existing_Process_Natural Gas_Gas Boiler - Insulate Steam Lines/Condensate Tank_A_Achievable Technical Potential | F1 | Industrial | Primary Metals | Existing | Process | Natural Gas | Gas Boiler - Insulate Steam Lines/Condensate Tank | A | Original Unit Energy Savings (kWh or therms) | Achievable Technical Potential | 0 | 0 | 0 | 0 | 0 | 303.5793 | 303.5793 | 303.5793 | 303.5793 | 303.5793 | 303.5793 | 303.5793 | 303.5793 | 303.5793 | 303.5793 | 303.5793 | 303.5793 | 303.5793 | 303.5793 | 303.5793 | 303.5793 | 303.5793 | 303.5793 | 303.5793 | 303.5793 | 303.5793 | 303.5793 | 303.5793 | 303.5793 | 303.5793 | 303.5793
F2_Industrial_Primary Metals_Existing_Process_Natural Gas_Gas Boiler - Insulate Steam Lines/Condensate Tank_A_Achievable Technical Potential | F2 | Industrial | Primary Metals | Existing | Process | Natural Gas | Gas Boiler - Insulate Steam Lines/Condensate Tank | A | Original Unit Summer Peak Savings (kW) | Achievable Technical Potential | 0 | 0 | 0 | 0 | 0 | 0 | 0 | 0 | 0 | 0 | 0 | 0 | 0 | 0 | 0 | 0 | 0 | 0 | 0 | 0 | 0 | 0 | 0 | 0 | 0 | 0 | 0 | 0 | 0 | 0 | 0
F3_Industrial_Primary Metals_Existing_Process_Natural Gas_Gas Boiler - Insulate Steam Lines/Condensate Tank_A_Achievable Technical Potential | F3 | Industrial | Primary Metals | Existing | Process | Natural Gas | Gas Boiler - Insulate Steam Lines/Condensate Tank | A | Original Unit Winter Peak Savings (kW) | Achievable Technical Potential | 0 | 0 | 0 | 0 | 0 | 0 | 0 | 0 | 0 | 0 | 0 | 0 | 0 | 0 | 0 | 0 | 0 | 0 | 0 | 0 | 0 | 0 | 0 | 0 | 0 | 0 | 0 | 0 | 0 | 0 | 0
F4_Industrial_Primary Metals_Existing_Process_Natural Gas_Gas Boiler - Insulate Steam Lines/Condensate Tank_A_Achievable Technical Potential | F4 | Industrial | Primary Metals | Existing | Process | Natural Gas | Gas Boiler - Insulate Steam Lines/Condensate Tank | A | Standalone Impact on Baseline Energy (%) | Achievable Technical Potential | 0% | 0% | 0% | 0% | 0% | 0.006881% | 0.01376% | 0.02073% | 0.0276% | 0.03445% | 0.04178% | 0.04877% | 0.05575% | 0.06353% | 0.07017% | 0.07773% | 0.0846% | 0.09191% | 0.09962% | 0.1064% | 0.1137% | 0.121% | 0.1283% | 0.1357% | 0.0014298 | 0.0014339 | 0.0014378 | 0.0014413 | 0 | 0 | 0
F5_Industrial_Primary Metals_Existing_Process_Natural Gas_Gas Boiler - Insulate Steam Lines/Condensate Tank_A_Achievable Technical Potential | F5 | Industrial | Primary Metals | Existing | Process | Natural Gas | Gas Boiler - Insulate Steam Lines/Condensate Tank | A | Standalone Impact on Baseline Summer Peak (%) | Achievable Technical Potential | 0% | 0% | 0% | 0% | 0% | 0% | 0% | 0% | 0% | 0% | 0% | 0% | 0% | 0% | 0% | 0% | 0% | 0% | 0% | 0% | 0% | 0% | 0% | 0% | 0 | 0 | 0 | 0 | 0 | 0 | 0
F6_Industrial_Primary Metals_Existing_Process_Natural Gas_Gas Boiler - Insulate Steam Lines/Condensate Tank_A_Achievable Technical Potential | F6 | Industrial | Primary Metals | Existing | Process | Natural Gas | Gas Boiler - Insulate Steam Lines/Condensate Tank | A | Standalone Impact on Baseline Winter Peak (%) | Achievable Technical Potential | 0% | 0% | 0% | 0% | 0% | 0% | 0% | 0% | 0% | 0% | 0% | 0% | 0% | 0% | 0% | 0% | 0% | 0% | 0% | 0% | 0% | 0% | 0% | 0% | 0 | 0 | 0 | 0 | 0 | 0 | 0
F7_Industrial_Primary Metals_Existing_Process_Natural Gas_Gas Boiler - Insulate Steam Lines/Condensate Tank_A_Achievable Technical Potential | F7 | Industrial | Primary Metals | Existing | Process | Natural Gas | Gas Boiler - Insulate Steam Lines/Condensate Tank | A | Incremental Energy Savings (MWh or mTherms) | Achievable Technical Potential | 0 | 0 | 0 | 0 | 0 | 0.1402 | 0.14012 | 0.13929 | 0.13937 | 0.13948 | 0.13771 | 0.13734 | 0.13706 | 0.13488 | 0.1354 | 0.13411 | 0.13412 | 0.13345 | 0.13226 | 0.13241 | 0.13187 | 0.13135 | 0.13087 | 0.13043 | 0.13002 | 0 | 0 | 0 | 0 | 0 | 0
F8_Industrial_Primary Metals_Existing_Process_Natural Gas_Gas Boiler - Insulate Steam Lines/Condensate Tank_A_Achievable Technical Potential | F8 | Industrial | Primary Metals | Existing | Process | Natural Gas | Gas Boiler - Insulate Steam Lines/Condensate Tank | A | Incremental Summer Peak Savings (MW) | Achievable Technical Potential | 0 | 0 | 0 | 0 | 0 | 0 | 0 | 0 | 0 | 0 | 0 | 0 | 0 | 0 | 0 | 0 | 0 | 0 | 0 | 0 | 0 | 0 | 0 | 0 | 0 | 0 | 0 | 0 | 0 | 0 | 0
F9_Industrial_Primary Metals_Existing_Process_Natural Gas_Gas Boiler - Insulate Steam Lines/Condensate Tank_A_Achievable Technical Potential | F9 | Industrial | Primary Metals | Existing | Process | Natural Gas | Gas Boiler - Insulate Steam Lines/Condensate Tank | A | Incremental Winter Peak Savings (MW) | Achievable Technical Potential | 0 | 0 | 0 | 0 | 0 | 0 | 0 | 0 | 0 | 0 | 0 | 0 | 0 | 0 | 0 | 0 | 0 | 0 | 0 | 0 | 0 | 0 | 0 | 0 | 0 | 0 | 0 | 0 | 0 | 0 | 0
F10_Industrial_Primary Metals_Existing_Process_Natural Gas_Gas Boiler - Insulate Steam Lines/Condensate Tank_A_Achievable Technical Potential | F10 | Industrial | Primary Metals | Existing | Process | Natural Gas | Gas Boiler - Insulate Steam Lines/Condensate Tank | A | Cumulative Energy Savings (MWh or mTherms) | Achievable Technical Potential | 0 | 0 | 0 | 0 | 0 | 0.1402 | 0.28032 | 0.41961 | 0.55898 | 0.69846 | 0.83618 | 0.97351 | 1.1106 | 1.2455 | 1.3808 | 1.515 | 1.6491 | 1.7825 | 1.9148 | 2.0472 | 2.1791 | 2.3104 | 2.4413 | 2.5717 | 2.7017 | 2.7017 | 2.7017 | 2.7017 | 2.7017 | 2.7017 | 2.7017
F11_Industrial_Primary Metals_Existing_Process_Natural Gas_Gas Boiler - Insulate Steam Lines/Condensate Tank_A_Achievable Technical Potential | F11 | Industrial | Primary Metals | Existing | Process | Natural Gas | Gas Boiler - Insulate Steam Lines/Condensate Tank | A | Cumulative Summer Peak Savings (MW) | Achievable Technical Potential | 0 | 0 | 0 | 0 | 0 | 0 | 0 | 0 | 0 | 0 | 0 | 0 | 0 | 0 | 0 | 0 | 0 | 0 | 0 | 0 | 0 | 0 | 0 | 0 | 0 | 0 | 0 | 0 | 0 | 0 | 0
F12_Industrial_Primary Metals_Existing_Process_Natural Gas_Gas Boiler - Insulate Steam Lines/Condensate Tank_A_Achievable Technical Potential | F12 | Industrial | Primary Metals | Existing | Process | Natural Gas | Gas Boiler - Insulate Steam Lines/Condensate Tank | A | Cumulative Winter Peak Savings (MW) | Achievable Technical Potential | 0 | 0 | 0 | 0 | 0 | 0 | 0 | 0 | 0 | 0 | 0 | 0 | 0 | 0 | 0 | 0 | 0 | 0 | 0 | 0 | 0 | 0 | 0 | 0 | 0 | 0 | 0 | 0 | 0 | 0 | 0
F13_Industrial_Primary Metals_Existing_Process_Natural Gas_Gas Boiler - Insulate Steam Lines/Condensate Tank_A_Achievable Technical Potential | F13 | Industrial | Primary Metals | Existing | Process | Natural Gas | Gas Boiler - Insulate Steam Lines/Condensate Tank | A | Purchases (Incremental) | Achievable Technical Potential | 0 | 0 | 0 | 0 | 0 | 0.46181 | 0.46156 | 0.45884 | 0.45909 | 0.45947 | 0.45363 | 0.45239 | 0.45147 | 0.4443 | 0.446 | 0.44175 | 0.4418 | 0.43958 | 0.43566 | 0.43618 | 0.43437 | 0.43268 | 0.43111 | 0.42964 | 0.42829 | 0 | 0 | 0 | 0 | 0 | 0
F14_Industrial_Primary Metals_Existing_Process_Natural Gas_Gas Boiler - Insulate Steam Lines/Condensate Tank_A_Achievable Technical Potential | F14 | Industrial | Primary Metals | Existing | Process | Natural Gas | Gas Boiler - Insulate Steam Lines/Condensate Tank | A | Purchases (Cumulative) | Achievable Technical Potential | 0 | 0 | 0 | 0 | 0 | 0.46181 | 0.92337 | 1.3822 | 1.8413 | 2.3008 | 2.7544 | 3.2068 | 3.6583 | 4.1026 | 4.5486 | 4.9903 | 5.4321 | 5.8717 | 6.3074 | 6.7435 | 7.1779 | 7.6106 | 8.0417 | 8.4713 | 8.8996 | 8.8996 | 8.8996 | 8.8996 | 8.8996 | 8.8996 | 8.8996
F1_Industrial_Primary Metals_Existing_Space Heating_Natural Gas_Gas Boiler - Insulate Hot Water Lines_A_Achievable Technical Potential | F1 | Industrial | Primary Metals | Existing | Space Heating | Natural Gas | Gas Boiler - Insulate Hot Water Lines | A | Original Unit Energy Savings (kWh or therms) | Achievable Technical Potential | 0 | 0 | 0 | 0 | 0 | 352.7975 | 350.407 | 348.0315 | 345.6435 | 343.2623 | 340.9481 | 338.6568 | 336.39 | 334.1492 | 331.7773 | 329.6004 | 327.4479 | 325.3309 | 323.2449 | 321.1544 | 319.1354 | 317.0342 | 315.0056 | 313.0408 | 311.0634 | 309.2589 | 307.6123 | 306.1095 | 304.7381 | 303.4863 | 302.3438
F2_Industrial_Primary Metals_Existing_Space Heating_Natural Gas_Gas Boiler - Insulate Hot Water Lines_A_Achievable Technical Potential | F2 | Industrial | Primary Metals | Existing | Space Heating | Natural Gas | Gas Boiler - Insulate Hot Water Lines | A | Original Unit Summer Peak Savings (kW) | Achievable Technical Potential | 0 | 0 | 0 | 0 | 0 | 0 | 0 | 0 | 0 | 0 | 0 | 0 | 0 | 0 | 0 | 0 | 0 | 0 | 0 | 0 | 0 | 0 | 0 | 0 | 0 | 0 | 0 | 0 | 0 | 0 | 0
F3_Industrial_Primary Metals_Existing_Space Heating_Natural Gas_Gas Boiler - Insulate Hot Water Lines_A_Achievable Technical Potential | F3 | Industrial | Primary Metals | Existing | Space Heating | Natural Gas | Gas Boiler - Insulate Hot Water Lines | A | Original Unit Winter Peak Savings (kW) | Achievable Technical Potential | 0 | 0 | 0 | 0 | 0 | 0 | 0 | 0 | 0 | 0 | 0 | 0 | 0 | 0 | 0 | 0 | 0 | 0 | 0 | 0 | 0 | 0 | 0 | 0 | 0 | 0 | 0 | 0 | 0 | 0 | 0
F4_Industrial_Primary Metals_Existing_Space Heating_Natural Gas_Gas Boiler - Insulate Hot Water Lines_A_Achievable Technical Potential | F4 | Industrial | Primary Metals | Existing | Space Heating | Natural Gas | Gas Boiler - Insulate Hot Water Lines | A | Standalone Impact on Baseline Energy (%) | Achievable Technical Potential | 0% | 0% | 0% | 0% | 0% | 0.01156% | 0.02309% | 0.03474% | 0.04624% | 0.05772% | 0.07001% | 0.08177% | 0.09352% | 0.1066% | 0.1179% | 0.1307% | 0.1423% | 0.1547% | 0.1676% | 0.179% | 0.1912% | 0.2035% | 0.2156% | 0.2277% | 0.0023965 | 0.0024009 | 0.002405 | 0.0024089 | 0 | 0 | 0
F5_Industrial_Primary Metals_Existing_Space Heating_Natural Gas_Gas Boiler - Insulate Hot Water Lines_A_Achievable Technical Potential | F5 | Industrial | Primary Metals | Existing | Space Heating | Natural Gas | Gas Boiler - Insulate Hot Water Lines | A | Standalone Impact on Baseline Summer Peak (%) | Achievable Technical Potential | 0% | 0% | 0% | 0% | 0% | 0% | 0% | 0% | 0% | 0% | 0% | 0% | 0% | 0% | 0% | 0% | 0% | 0% | 0% | 0% | 0% | 0% | 0% | 0% | 0 | 0 | 0 | 0 | 0 | 0 | 0
F6_Industrial_Primary Metals_Existing_Space Heating_Natural Gas_Gas Boiler - Insulate Hot Water Lines_A_Achievable Technical Potential | F6 | Industrial | Primary Metals | Existing | Space Heating | Natural Gas | Gas Boiler - Insulate Hot Water Lines | A | Standalone Impact on Baseline Winter Peak (%) | Achievable Technical Potential | 0% | 0% | 0% | 0% | 0% | 0% | 0% | 0% | 0% | 0% | 0% | 0% | 0% | 0% | 0% | 0% | 0% | 0% | 0% | 0% | 0% | 0% | 0% | 0% | 0 | 0 | 0 | 0 | 0 | 0 | 0
F7_Industrial_Primary Metals_Existing_Space Heating_Natural Gas_Gas Boiler - Insulate Hot Water Lines_A_Achievable Technical Potential | F7 | Industrial | Primary Metals | Existing | Space Heating | Natural Gas | Gas Boiler - Insulate Hot Water Lines | A | Incremental Energy Savings (MWh or mTherms) | Achievable Technical Potential | 0 | 0 | 0 | 0 | 0 | 0.0089967 | 0.0089308 | 0.008818 | 0.0087622 | 0.008709 | 0.0085405 | 0.0084599 | 0.0083862 | 0.0081981 | 0.0081709 | 0.0080399 | 0.0079885 | 0.0078969 | 0.0077762 | 0.0077351 | 0.0076547 | 0.0075747 | 0.0074988 | 0.0074267 | 0.0073565 | 0 | 0 | 0 | 0 | 0 | 0
F8_Industrial_Primary Metals_Existing_Space Heating_Natural Gas_Gas Boiler - Insulate Hot Water Lines_A_Achievable Technical Potential | F8 | Industrial | Primary Metals | Existing | Space Heating | Natural Gas | Gas Boiler - Insulate Hot Water Lines | A | Incremental Summer Peak Savings (MW) | Achievable Technical Potential | 0 | 0 | 0 | 0 | 0 | 0 | 0 | 0 | 0 | 0 | 0 | 0 | 0 | 0 | 0 | 0 | 0 | 0 | 0 | 0 | 0 | 0 | 0 | 0 | 0 | 0 | 0 | 0 | 0 | 0 | 0
F9_Industrial_Primary Metals_Existing_Space Heating_Natural Gas_Gas Boiler - Insulate Hot Water Lines_A_Achievable Technical Potential | F9 | Industrial | Primary Metals | Existing | Space Heating | Natural Gas | Gas Boiler - Insulate Hot Water Lines | A | Incremental Winter Peak Savings (MW) | Achievable Technical Potential | 0 | 0 | 0 | 0 | 0 | 0 | 0 | 0 | 0 | 0 | 0 | 0 | 0 | 0 | 0 | 0 | 0 | 0 | 0 | 0 | 0 | 0 | 0 | 0 | 0 | 0 | 0 | 0 | 0 | 0 | 0
F10_Industrial_Primary Metals_Existing_Space Heating_Natural Gas_Gas Boiler - Insulate Hot Water Lines_A_Achievable Technical Potential | F10 | Industrial | Primary Metals | Existing | Space Heating | Natural Gas | Gas Boiler - Insulate Hot Water Lines | A | Cumulative Energy Savings (MWh or mTherms) | Achievable Technical Potential | 0 | 0 | 0 | 0 | 0 | 0.0089967 | 0.017867 | 0.026563 | 0.035143 | 0.04361 | 0.051857 | 0.059968 | 0.067953 | 0.075698 | 0.083332 | 0.090825 | 0.09822 | 0.10548 | 0.11258 | 0.11959 | 0.12649 | 0.13323 | 0.13988 | 0.14643 | 0.15287 | 0.15198 | 0.15117 | 0.15043 | 0.14976 | 0.14914 | 0.14858
F11_Industrial_Primary Metals_Existing_Space Heating_Natural Gas_Gas Boiler - Insulate Hot Water Lines_A_Achievable Technical Potential | F11 | Industrial | Primary Metals | Existing | Space Heating | Natural Gas | Gas Boiler - Insulate Hot Water Lines | A | Cumulative Summer Peak Savings (MW) | Achievable Technical Potential | 0 | 0 | 0 | 0 | 0 | 0 | 0 | 0 | 0 | 0 | 0 | 0 | 0 | 0 | 0 | 0 | 0 | 0 | 0 | 0 | 0 | 0 | 0 | 0 | 0 | 0 | 0 | 0 | 0 | 0 | 0
F12_Industrial_Primary Metals_Existing_Space Heating_Natural Gas_Gas Boiler - Insulate Hot Water Lines_A_Achievable Technical Potential | F12 | Industrial | Primary Metals | Existing | Space Heating | Natural Gas | Gas Boiler - Insulate Hot Water Lines | A | Cumulative Winter Peak Savings (MW) | Achievable Technical Potential | 0 | 0 | 0 | 0 | 0 | 0 | 0 | 0 | 0 | 0 | 0 | 0 | 0 | 0 | 0 | 0 | 0 | 0 | 0 | 0 | 0 | 0 | 0 | 0 | 0 | 0 | 0 | 0 | 0 | 0 | 0
F13_Industrial_Primary Metals_Existing_Space Heating_Natural Gas_Gas Boiler - Insulate Hot Water Lines_A_Achievable Technical Potential | F13 | Industrial | Primary Metals | Existing | Space Heating | Natural Gas | Gas Boiler - Insulate Hot Water Lines | A | Purchases (Incremental) | Achievable Technical Potential | 0 | 0 | 0 | 0 | 0 | 0.025501 | 0.025487 | 0.025337 | 0.02535 | 0.025371 | 0.025049 | 0.024981 | 0.02493 | 0.024534 | 0.024628 | 0.024393 | 0.024396 | 0.024273 | 0.024057 | 0.024085 | 0.023986 | 0.023892 | 0.023805 | 0.023724 | 0.02365 | 0 | 0 | 0 | 0 | 0 | 0
F14_Industrial_Primary Metals_Existing_Space Heating_Natural Gas_Gas Boiler - Insulate Hot Water Lines_A_Achievable Technical Potential | F14 | Industrial | Primary Metals | Existing | Space Heating | Natural Gas | Gas Boiler - Insulate Hot Water Lines | A | Purchases (Cumulative) | Achievable Technical Potential | 0 | 0 | 0 | 0 | 0 | 0.025501 | 0.050988 | 0.076325 | 0.10168 | 0.12705 | 0.1521 | 0.17708 | 0.20201 | 0.22654 | 0.25117 | 0.27556 | 0.29996 | 0.32423 | 0.34829 | 0.37237 | 0.39636 | 0.42025 | 0.44406 | 0.46778 | 0.49143 | 0.49143 | 0.49143 | 0.49143 | 0.49143 | 0.49143 | 0.49143
F1_Industrial_Primary Metals_Existing_Process_Natural Gas_Gas Boiler - Insulate Hot Water Lines_A_Achievable Technical Potential | F1 | Industrial | Primary Metals | Existing | Process | Natural Gas | Gas Boiler - Insulate Hot Water Lines | A | Original Unit Energy Savings (kWh or therms) | Achievable Technical Potential | 0 | 0 | 0 | 0 | 0 | 343.1401 | 343.1401 | 343.1401 | 343.1401 | 343.1401 | 343.1401 | 343.1401 | 343.1401 | 343.1401 | 343.1401 | 343.1401 | 343.1401 | 343.1401 | 343.1401 | 343.1401 | 343.1401 | 343.1401 | 343.1401 | 343.1401 | 343.1401 | 343.1401 | 343.1401 | 343.1401 | 343.1401 | 343.1401 | 343.1401
F2_Industrial_Primary Metals_Existing_Process_Natural Gas_Gas Boiler - Insulate Hot Water Lines_A_Achievable Technical Potential | F2 | Industrial | Primary Metals | Existing | Process | Natural Gas | Gas Boiler - Insulate Hot Water Lines | A | Original Unit Summer Peak Savings (kW) | Achievable Technical Potential | 0 | 0 | 0 | 0 | 0 | 0 | 0 | 0 | 0 | 0 | 0 | 0 | 0 | 0 | 0 | 0 | 0 | 0 | 0 | 0 | 0 | 0 | 0 | 0 | 0 | 0 | 0 | 0 | 0 | 0 | 0
F3_Industrial_Primary Metals_Existing_Process_Natural Gas_Gas Boiler - Insulate Hot Water Lines_A_Achievable Technical Potential | F3 | Industrial | Primary Metals | Existing | Process | Natural Gas | Gas Boiler - Insulate Hot Water Lines | A | Original Unit Winter Peak Savings (kW) | Achievable Technical Potential | 0 | 0 | 0 | 0 | 0 | 0 | 0 | 0 | 0 | 0 | 0 | 0 | 0 | 0 | 0 | 0 | 0 | 0 | 0 | 0 | 0 | 0 | 0 | 0 | 0 | 0 | 0 | 0 | 0 | 0 | 0
F4_Industrial_Primary Metals_Existing_Process_Natural Gas_Gas Boiler - Insulate Hot Water Lines_A_Achievable Technical Potential | F4 | Industrial | Primary Metals | Existing | Process | Natural Gas | Gas Boiler - Insulate Hot Water Lines | A | Standalone Impact on Baseline Energy (%) | Achievable Technical Potential | 0% | 0% | 0% | 0% | 0% | 0.01555% | 0.03112% | 0.04686% | 0.06239% | 0.07789% | 0.09444% | 0.1103% | 0.126% | 0.1436% | 0.1586% | 0.1757% | 0.1912% | 0.2078% | 0.2252% | 0.2405% | 0.257% | 0.2736% | 0.2901% | 0.3067% | 0.0032322 | 0.0032416 | 0.0032503 | 0.0032581 | 0 | 0 | 0
F5_Industrial_Primary Metals_Existing_Process_Natural Gas_Gas Boiler - Insulate Hot Water Lines_A_Achievable Technical Potential | F5 | Industrial | Primary Metals | Existing | Process | Natural Gas | Gas Boiler - Insulate Hot Water Lines | A | Standalone Impact on Baseline Summer Peak (%) | Achievable Technical Potential | 0% | 0% | 0% | 0% | 0% | 0% | 0% | 0% | 0% | 0% | 0% | 0% | 0% | 0% | 0% | 0% | 0% | 0% | 0% | 0% | 0% | 0% | 0% | 0% | 0 | 0 | 0 | 0 | 0 | 0 | 0
F6_Industrial_Primary Metals_Existing_Process_Natural Gas_Gas Boiler - Insulate Hot Water Lines_A_Achievable Technical Potential | F6 | Industrial | Primary Metals | Existing | Process | Natural Gas | Gas Boiler - Insulate Hot Water Lines | A | Standalone Impact on Baseline Winter Peak (%) | Achievable Technical Potential | 0% | 0% | 0% | 0% | 0% | 0% | 0% | 0% | 0% | 0% | 0% | 0% | 0% | 0% | 0% | 0% | 0% | 0% | 0% | 0% | 0% | 0% | 0% | 0% | 0 | 0 | 0 | 0 | 0 | 0 | 0
F7_Industrial_Primary Metals_Existing_Process_Natural Gas_Gas Boiler - Insulate Hot Water Lines_A_Achievable Technical Potential | F7 | Industrial | Primary Metals | Existing | Process | Natural Gas | Gas Boiler - Insulate Hot Water Lines | A | Incremental Energy Savings (MWh or mTherms) | Achievable Technical Potential | 0 | 0 | 0 | 0 | 0 | 0.31693 | 0.31676 | 0.31489 | 0.31506 | 0.31532 | 0.31132 | 0.31047 | 0.30984 | 0.30492 | 0.30608 | 0.30316 | 0.3032 | 0.30168 | 0.29898 | 0.29934 | 0.2981 | 0.29694 | 0.29586 | 0.29485 | 0.29392 | 0 | 0 | 0 | 0 | 0 | 0
F8_Industrial_Primary Metals_Existing_Process_Natural Gas_Gas Boiler - Insulate Hot Water Lines_A_Achievable Technical Potential | F8 | Industrial | Primary Metals | Existing | Process | Natural Gas | Gas Boiler - Insulate Hot Water Lines | A | Incremental Summer Peak Savings (MW) | Achievable Technical Potential | 0 | 0 | 0 | 0 | 0 | 0 | 0 | 0 | 0 | 0 | 0 | 0 | 0 | 0 | 0 | 0 | 0 | 0 | 0 | 0 | 0 | 0 | 0 | 0 | 0 | 0 | 0 | 0 | 0 | 0 | 0
F9_Industrial_Primary Metals_Existing_Process_Natural Gas_Gas Boiler - Insulate Hot Water Lines_A_Achievable Technical Potential | F9 | Industrial | Primary Metals | Existing | Process | Natural Gas | Gas Boiler - Insulate Hot Water Lines | A | Incremental Winter Peak Savings (MW) | Achievable Technical Potential | 0 | 0 | 0 | 0 | 0 | 0 | 0 | 0 | 0 | 0 | 0 | 0 | 0 | 0 | 0 | 0 | 0 | 0 | 0 | 0 | 0 | 0 | 0 | 0 | 0 | 0 | 0 | 0 | 0 | 0 | 0
F10_Industrial_Primary Metals_Existing_Process_Natural Gas_Gas Boiler - Insulate Hot Water Lines_A_Achievable Technical Potential | F10 | Industrial | Primary Metals | Existing | Process | Natural Gas | Gas Boiler - Insulate Hot Water Lines | A | Cumulative Energy Savings (MWh or mTherms) | Achievable Technical Potential | 0 | 0 | 0 | 0 | 0 | 0.31693 | 0.63369 | 0.94858 | 1.2636 | 1.579 | 1.8903 | 2.2008 | 2.5106 | 2.8155 | 3.1216 | 3.4247 | 3.7279 | 4.0296 | 4.3286 | 4.6279 | 4.926 | 5.223 | 5.5188 | 5.8137 | 6.1076 | 6.1076 | 6.1076 | 6.1076 | 6.1076 | 6.1076 | 6.1076
F11_Industrial_Primary Metals_Existing_Process_Natural Gas_Gas Boiler - Insulate Hot Water Lines_A_Achievable Technical Potential | F11 | Industrial | Primary Metals | Existing | Process | Natural Gas | Gas Boiler - Insulate Hot Water Lines | A | Cumulative Summer Peak Savings (MW) | Achievable Technical Potential | 0 | 0 | 0 | 0 | 0 | 0 | 0 | 0 | 0 | 0 | 0 | 0 | 0 | 0 | 0 | 0 | 0 | 0 | 0 | 0 | 0 | 0 | 0 | 0 | 0 | 0 | 0 | 0 | 0 | 0 | 0
F12_Industrial_Primary Metals_Existing_Process_Natural Gas_Gas Boiler - Insulate Hot Water Lines_A_Achievable Technical Potential | F12 | Industrial | Primary Metals | Existing | Process | Natural Gas | Gas Boiler - Insulate Hot Water Lines | A | Cumulative Winter Peak Savings (MW) | Achievable Technical Potential | 0 | 0 | 0 | 0 | 0 | 0 | 0 | 0 | 0 | 0 | 0 | 0 | 0 | 0 | 0 | 0 | 0 | 0 | 0 | 0 | 0 | 0 | 0 | 0 | 0 | 0 | 0 | 0 | 0 | 0 | 0
F13_Industrial_Primary Metals_Existing_Process_Natural Gas_Gas Boiler - Insulate Hot Water Lines_A_Achievable Technical Potential | F13 | Industrial | Primary Metals | Existing | Process | Natural Gas | Gas Boiler - Insulate Hot Water Lines | A | Purchases (Incremental) | Achievable Technical Potential | 0 | 0 | 0 | 0 | 0 | 0.92363 | 0.92312 | 0.91768 | 0.91817 | 0.91893 | 0.90726 | 0.90478 | 0.90295 | 0.88861 | 0.892 | 0.88349 | 0.88361 | 0.87916 | 0.87132 | 0.87235 | 0.86874 | 0.86536 | 0.86221 | 0.85928 | 0.85657 | 0 | 0 | 0 | 0 | 0 | 0
F14_Industrial_Primary Metals_Existing_Process_Natural Gas_Gas Boiler - Insulate Hot Water Lines_A_Achievable Technical Potential | F14 | Industrial | Primary Metals | Existing | Process | Natural Gas | Gas Boiler - Insulate Hot Water Lines | A | Purchases (Cumulative) | Achievable Technical Potential | 0 | 0 | 0 | 0 | 0 | 0.92363 | 1.8467 | 2.7644 | 3.6826 | 4.6015 | 5.5088 | 6.4136 | 7.3165 | 8.2051 | 9.0971 | 9.9806 | 10.8642 | 11.7434 | 12.6147 | 13.4871 | 14.3558 | 15.2212 | 16.0834 | 16.9427 | 17.7992 | 17.7992 | 17.7992 | 17.7992 | 17.7992 | 17.7992 | 17.7992
F1_Industrial_Primary Metals_Existing_Process_Natural Gas_Process - Insulate Heated Process Fluids_A_Achievable Technical Potential | F1 | Industrial | Primary Metals | Existing | Process | Natural Gas | Process - Insulate Heated Process Fluids | A | Original Unit Energy Savings (kWh or therms) | Achievable Technical Potential | 0 | 0 | 0 | 0 | 0 | 1904.8967 | 1904.8967 | 1904.8967 | 1904.8967 | 1904.8967 | 1904.8967 | 1904.8967 | 1904.8967 | 1904.8967 | 1904.8967 | 1904.8967 | 1904.8967 | 1904.8967 | 1904.8967 | 1904.8967 | 1904.8967 | 1904.8967 | 1904.8967 | 1904.8967 | 1904.8967 | 1904.8967 | 1904.8967 | 1904.8967 | 1904.8967 | 1904.8967 | 1904.8967
F2_Industrial_Primary Metals_Existing_Process_Natural Gas_Process - Insulate Heated Process Fluids_A_Achievable Technical Potential | F2 | Industrial | Primary Metals | Existing | Process | Natural Gas | Process - Insulate Heated Process Fluids | A | Original Unit Summer Peak Savings (kW) | Achievable Technical Potential | 0 | 0 | 0 | 0 | 0 | 0 | 0 | 0 | 0 | 0 | 0 | 0 | 0 | 0 | 0 | 0 | 0 | 0 | 0 | 0 | 0 | 0 | 0 | 0 | 0 | 0 | 0 | 0 | 0 | 0 | 0
F3_Industrial_Primary Metals_Existing_Process_Natural Gas_Process - Insulate Heated Process Fluids_A_Achievable Technical Potential | F3 | Industrial | Primary Metals | Existing | Process | Natural Gas | Process - Insulate Heated Process Fluids | A | Original Unit Winter Peak Savings (kW) | Achievable Technical Potential | 0 | 0 | 0 | 0 | 0 | 0 | 0 | 0 | 0 | 0 | 0 | 0 | 0 | 0 | 0 | 0 | 0 | 0 | 0 | 0 | 0 | 0 | 0 | 0 | 0 | 0 | 0 | 0 | 0 | 0 | 0
F4_Industrial_Primary Metals_Existing_Process_Natural Gas_Process - Insulate Heated Process Fluids_A_Achievable Technical Potential | F4 | Industrial | Primary Metals | Existing | Process | Natural Gas | Process - Insulate Heated Process Fluids | A | Standalone Impact on Baseline Energy (%) | Achievable Technical Potential | 0% | 0% | 0% | 0% | 0% | 0.09444% | 0.1889% | 0.2845% | 0.3788% | 0.4729% | 0.564% | 0.6336% | 0.6892% | 0.7439% | 0.7759% | 0.8112% | 0.8334% | 0.8554% | 0.8774% | 0.8877% | 0.9005% | 0.9041% | 0.9075% | 0.9106% | 0.0091344 | 0.0091611 | 0.0091856 | 0.0092079 | 0 | 0 | 0
F5_Industrial_Primary Metals_Existing_Process_Natural Gas_Process - Insulate Heated Process Fluids_A_Achievable Technical Potential | F5 | Industrial | Primary Metals | Existing | Process | Natural Gas | Process - Insulate Heated Process Fluids | A | Standalone Impact on Baseline Summer Peak (%) | Achievable Technical Potential | 0% | 0% | 0% | 0% | 0% | 0% | 0% | 0% | 0% | 0% | 0% | 0% | 0% | 0% | 0% | 0% | 0% | 0% | 0% | 0% | 0% | 0% | 0% | 0% | 0 | 0 | 0 | 0 | 0 | 0 | 0
F6_Industrial_Primary Metals_Existing_Process_Natural Gas_Process - Insulate Heated Process Fluids_A_Achievable Technical Potential | F6 | Industrial | Primary Metals | Existing | Process | Natural Gas | Process - Insulate Heated Process Fluids | A | Standalone Impact on Baseline Winter Peak (%) | Achievable Technical Potential | 0% | 0% | 0% | 0% | 0% | 0% | 0% | 0% | 0% | 0% | 0% | 0% | 0% | 0% | 0% | 0% | 0% | 0% | 0% | 0% | 0% | 0% | 0% | 0% | 0 | 0 | 0 | 0 | 0 | 0 | 0
F7_Industrial_Primary Metals_Existing_Process_Natural Gas_Process - Insulate Heated Process Fluids_A_Achievable Technical Potential | F7 | Industrial | Primary Metals | Existing | Process | Natural Gas | Process - Insulate Heated Process Fluids | A | Incremental Energy Savings (MWh or mTherms) | Achievable Technical Potential | 0 | 0 | 0 | 0 | 0 | 1.9244 | 1.9233 | 1.912 | 1.913 | 1.9146 | 1.7012 | 1.3573 | 1.0836 | 0.85312 | 0.6851 | 0.54285 | 0.43434 | 0.34572 | 0.27411 | 0.21955 | 0.17491 | 0.0011884 | 0.00042288 | 0.00014367 | 4.6703e-05 | 3.9582e-05 | 3.9476e-05 | 3.9381e-05 | 3.9295e-05 | 3.9218e-05 | 3.9152e-05
F8_Industrial_Primary Metals_Existing_Process_Natural Gas_Process - Insulate Heated Process Fluids_A_Achievable Technical Potential | F8 | Industrial | Primary Metals | Existing | Process | Natural Gas | Process - Insulate Heated Process Fluids | A | Incremental Summer Peak Savings (MW) | Achievable Technical Potential | 0 | 0 | 0 | 0 | 0 | 0 | 0 | 0 | 0 | 0 | 0 | 0 | 0 | 0 | 0 | 0 | 0 | 0 | 0 | 0 | 0 | 0 | 0 | 0 | 0 | 0 | 0 | 0 | 0 | 0 | 0
F9_Industrial_Primary Metals_Existing_Process_Natural Gas_Process - Insulate Heated Process Fluids_A_Achievable Technical Potential | F9 | Industrial | Primary Metals | Existing | Process | Natural Gas | Process - Insulate Heated Process Fluids | A | Incremental Winter Peak Savings (MW) | Achievable Technical Potential | 0 | 0 | 0 | 0 | 0 | 0 | 0 | 0 | 0 | 0 | 0 | 0 | 0 | 0 | 0 | 0 | 0 | 0 | 0 | 0 | 0 | 0 | 0 | 0 | 0 | 0 | 0 | 0 | 0 | 0 | 0
F10_Industrial_Primary Metals_Existing_Process_Natural Gas_Process - Insulate Heated Process Fluids_A_Achievable Technical Potential | F10 | Industrial | Primary Metals | Existing | Process | Natural Gas | Process - Insulate Heated Process Fluids | A | Cumulative Energy Savings (MWh or mTherms) | Achievable Technical Potential | 0 | 0 | 0 | 0 | 0 | 1.9244 | 3.8476 | 5.7596 | 7.6726 | 9.5872 | 11.2884 | 12.6456 | 13.7293 | 14.5824 | 15.2675 | 15.8103 | 16.2447 | 16.5904 | 16.8645 | 17.0841 | 17.259 | 17.2602 | 17.2606 | 17.2607 | 17.2608 | 17.2608 | 17.2608 | 17.2609 | 17.2609 | 17.261 | 17.261
F11_Industrial_Primary Metals_Existing_Process_Natural Gas_Process - Insulate Heated Process Fluids_A_Achievable Technical Potential | F11 | Industrial | Primary Metals | Existing | Process | Natural Gas | Process - Insulate Heated Process Fluids | A | Cumulative Summer Peak Savings (MW) | Achievable Technical Potential | 0 | 0 | 0 | 0 | 0 | 0 | 0 | 0 | 0 | 0 | 0 | 0 | 0 | 0 | 0 | 0 | 0 | 0 | 0 | 0 | 0 | 0 | 0 | 0 | 0 | 0 | 0 | 0 | 0 | 0 | 0
F12_Industrial_Primary Metals_Existing_Process_Natural Gas_Process - Insulate Heated Process Fluids_A_Achievable Technical Potential | F12 | Industrial | Primary Metals | Existing | Process | Natural Gas | Process - Insulate Heated Process Fluids | A | Cumulative Winter Peak Savings (MW) | Achievable Technical Potential | 0 | 0 | 0 | 0 | 0 | 0 | 0 | 0 | 0 | 0 | 0 | 0 | 0 | 0 | 0 | 0 | 0 | 0 | 0 | 0 | 0 | 0 | 0 | 0 | 0 | 0 | 0 | 0 | 0 | 0 | 0
F13_Industrial_Primary Metals_Existing_Process_Natural Gas_Process - Insulate Heated Process Fluids_A_Achievable Technical Potential | F13 | Industrial | Primary Metals | Existing | Process | Natural Gas | Process - Insulate Heated Process Fluids | A | Purchases (Incremental) | Achievable Technical Potential | 0 | 0 | 0 | 0 | 0 | 1.0102 | 1.0097 | 1.0037 | 1.0042 | 1.0051 | 0.89308 | 0.71251 | 0.56885 | 0.44786 | 0.35965 | 0.28498 | 0.22801 | 0.18149 | 0.1439 | 0.11526 | 0.091823 | 0.00062387 | 0.000222 | 7.5424e-05 | 2.4517e-05 | 2.0779e-05 | 2.0724e-05 | 2.0673e-05 | 2.0628e-05 | 2.0588e-05 | 2.0553e-05
F14_Industrial_Primary Metals_Existing_Process_Natural Gas_Process - Insulate Heated Process Fluids_A_Achievable Technical Potential | F14 | Industrial | Primary Metals | Existing | Process | Natural Gas | Process - Insulate Heated Process Fluids | A | Purchases (Cumulative) | Achievable Technical Potential | 0 | 0 | 0 | 0 | 0 | 1.0102 | 2.0199 | 3.0236 | 4.0278 | 5.0329 | 5.926 | 6.6385 | 7.2073 | 7.6552 | 8.0149 | 8.2998 | 8.5278 | 8.7093 | 8.8532 | 8.9685 | 9.0603 | 9.0609 | 9.0612 | 9.0612 | 9.0613 | 9.0613 | 9.0613 | 9.0613 | 9.0613 | 9.0614 | 9.0614
F1_Industrial_Primary Metals_Existing_Process_Natural Gas_Process Heat Recovery_A_Achievable Technical Potential | F1 | Industrial | Primary Metals | Existing | Process | Natural Gas | Process Heat Recovery | A | Original Unit Energy Savings (kWh or therms) | Achievable Technical Potential | 0 | 0 | 0 | 0 | 0 | 3.7787 | 3.7787 | 3.7787 | 3.7787 | 3.7787 | 3.7787 | 3.7787 | 3.7787 | 3.7787 | 3.7787 | 3.7787 | 3.7787 | 3.7787 | 3.7787 | 3.7787 | 3.7787 | 3.7787 | 3.7787 | 3.7787 | 3.7787 | 3.7787 | 3.7787 | 3.7787 | 0 | 0 | 0
F2_Industrial_Primary Metals_Existing_Process_Natural Gas_Process Heat Recovery_A_Achievable Technical Potential | F2 | Industrial | Primary Metals | Existing | Process | Natural Gas | Process Heat Recovery | A | Original Unit Summer Peak Savings (kW) | Achievable Technical Potential | 0 | 0 | 0 | 0 | 0 | 0 | 0 | 0 | 0 | 0 | 0 | 0 | 0 | 0 | 0 | 0 | 0 | 0 | 0 | 0 | 0 | 0 | 0 | 0 | 0 | 0 | 0 | 0 | 0 | 0 | 0
F3_Industrial_Primary Metals_Existing_Process_Natural Gas_Process Heat Recovery_A_Achievable Technical Potential | F3 | Industrial | Primary Metals | Existing | Process | Natural Gas | Process Heat Recovery | A | Original Unit Winter Peak Savings (kW) | Achievable Technical Potential | 0 | 0 | 0 | 0 | 0 | 0 | 0 | 0 | 0 | 0 | 0 | 0 | 0 | 0 | 0 | 0 | 0 | 0 | 0 | 0 | 0 | 0 | 0 | 0 | 0 | 0 | 0 | 0 | 0 | 0 | 0
F4_Industrial_Primary Metals_Existing_Process_Natural Gas_Process Heat Recovery_A_Achievable Technical Potential | F4 | Industrial | Primary Metals | Existing | Process | Natural Gas | Process Heat Recovery | A | Standalone Impact on Baseline Energy (%) | Achievable Technical Potential | 0% | 0% | 0% | 0% | 0% | 0.006744% | 0.01349% | 0.02032% | 0.02705% | 0.03377% | 0.04028% | 0.04524% | 0.04922% | 0.05312% | 0.05541% | 0.05793% | 0.05951% | 0.06109% | 0.06265% | 0.0634% | 0.06431% | 0.06457% | 0.0648% | 0.06503% | 0.00065231 | 0.00065422 | 0.00065597 | 0.00065756 | 0 | 0 | 0
F5_Industrial_Primary Metals_Existing_Process_Natural Gas_Process Heat Recovery_A_Achievable Technical Potential | F5 | Industrial | Primary Metals | Existing | Process | Natural Gas | Process Heat Recovery | A | Standalone Impact on Baseline Summer Peak (%) | Achievable Technical Potential | 0% | 0% | 0% | 0% | 0% | 0% | 0% | 0% | 0% | 0% | 0% | 0% | 0% | 0% | 0% | 0% | 0% | 0% | 0% | 0% | 0% | 0% | 0% | 0% | 0 | 0 | 0 | 0 | 0 | 0 | 0
F6_Industrial_Primary Metals_Existing_Process_Natural Gas_Process Heat Recovery_A_Achievable Technical Potential | F6 | Industrial | Primary Metals | Existing | Process | Natural Gas | Process Heat Recovery | A | Standalone Impact on Baseline Winter Peak (%) | Achievable Technical Potential | 0% | 0% | 0% | 0% | 0% | 0% | 0% | 0% | 0% | 0% | 0% | 0% | 0% | 0% | 0% | 0% | 0% | 0% | 0% | 0% | 0% | 0% | 0% | 0% | 0 | 0 | 0 | 0 | 0 | 0 | 0
F7_Industrial_Primary Metals_Existing_Process_Natural Gas_Process Heat Recovery_A_Achievable Technical Potential | F7 | Industrial | Primary Metals | Existing | Process | Natural Gas | Process Heat Recovery | A | Incremental Energy Savings (MWh or mTherms) | Achievable Technical Potential | 0 | 0 | 0 | 0 | 0 | 0.13742 | 0.13735 | 0.13654 | 0.13661 | 0.13672 | 0.12149 | 0.096926 | 0.077383 | 0.060923 | 0.048925 | 0.038767 | 0.031017 | 0.024689 | 0.019575 | 0.015679 | 0.012491 | 8.4867e-05 | 3.0199e-05 | 1.026e-05 | 3.3351e-06 | 2.8266e-06 | 2.8191e-06 | 2.8123e-06 | 0 | 0 | 0
F8_Industrial_Primary Metals_Existing_Process_Natural Gas_Process Heat Recovery_A_Achievable Technical Potential | F8 | Industrial | Primary Metals | Existing | Process | Natural Gas | Process Heat Recovery | A | Incremental Summer Peak Savings (MW) | Achievable Technical Potential | 0 | 0 | 0 | 0 | 0 | 0 | 0 | 0 | 0 | 0 | 0 | 0 | 0 | 0 | 0 | 0 | 0 | 0 | 0 | 0 | 0 | 0 | 0 | 0 | 0 | 0 | 0 | 0 | 0 | 0 | 0
F9_Industrial_Primary Metals_Existing_Process_Natural Gas_Process Heat Recovery_A_Achievable Technical Potential | F9 | Industrial | Primary Metals | Existing | Process | Natural Gas | Process Heat Recovery | A | Incremental Winter Peak Savings (MW) | Achievable Technical Potential | 0 | 0 | 0 | 0 | 0 | 0 | 0 | 0 | 0 | 0 | 0 | 0 | 0 | 0 | 0 | 0 | 0 | 0 | 0 | 0 | 0 | 0 | 0 | 0 | 0 | 0 | 0 | 0 | 0 | 0 | 0
F10_Industrial_Primary Metals_Existing_Process_Natural Gas_Process Heat Recovery_A_Achievable Technical Potential | F10 | Industrial | Primary Metals | Existing | Process | Natural Gas | Process Heat Recovery | A | Cumulative Energy Savings (MWh or mTherms) | Achievable Technical Potential | 0 | 0 | 0 | 0 | 0 | 0.13742 | 0.27477 | 0.41131 | 0.54792 | 0.68464 | 0.80613 | 0.90306 | 0.98044 | 1.0414 | 1.0903 | 1.1291 | 1.1601 | 1.1848 | 1.2043 | 1.22 | 1.2325 | 1.2326 | 1.2326 | 1.2326 | 1.2326 | 1.2326 | 1.2326 | 1.2326 | 0 | 0 | 0
F11_Industrial_Primary Metals_Existing_Process_Natural Gas_Process Heat Recovery_A_Achievable Technical Potential | F11 | Industrial | Primary Metals | Existing | Process | Natural Gas | Process Heat Recovery | A | Cumulative Summer Peak Savings (MW) | Achievable Technical Potential | 0 | 0 | 0 | 0 | 0 | 0 | 0 | 0 | 0 | 0 | 0 | 0 | 0 | 0 | 0 | 0 | 0 | 0 | 0 | 0 | 0 | 0 | 0 | 0 | 0 | 0 | 0 | 0 | 0 | 0 | 0
F12_Industrial_Primary Metals_Existing_Process_Natural Gas_Process Heat Recovery_A_Achievable Technical Potential | F12 | Industrial | Primary Metals | Existing | Process | Natural Gas | Process Heat Recovery | A | Cumulative Winter Peak Savings (MW) | Achievable Technical Potential | 0 | 0 | 0 | 0 | 0 | 0 | 0 | 0 | 0 | 0 | 0 | 0 | 0 | 0 | 0 | 0 | 0 | 0 | 0 | 0 | 0 | 0 | 0 | 0 | 0 | 0 | 0 | 0 | 0 | 0 | 0
F13_Industrial_Primary Metals_Existing_Process_Natural Gas_Process Heat Recovery_A_Achievable Technical Potential | F13 | Industrial | Primary Metals | Existing | Process | Natural Gas | Process Heat Recovery | A | Purchases (Incremental) | Achievable Technical Potential | 0 | 0 | 0 | 0 | 0 | 36.3677 | 36.3477 | 36.1333 | 36.1529 | 36.1828 | 32.151 | 25.6505 | 20.4787 | 16.1228 | 12.9475 | 10.2592 | 8.2084 | 6.5337 | 5.1803 | 4.1492 | 3.3056 | 0.022459 | 0.0079919 | 0.0027153 | 0.00088262 | 0.00074804 | 0.00074605 | 0.00074424 | 9.3059e-07 | 9.3059e-07 | 9.3059e-07
F14_Industrial_Primary Metals_Existing_Process_Natural Gas_Process Heat Recovery_A_Achievable Technical Potential | F14 | Industrial | Primary Metals | Existing | Process | Natural Gas | Process Heat Recovery | A | Purchases (Cumulative) | Achievable Technical Potential | 0 | 0 | 0 | 0 | 0 | 36.3677 | 72.7154 | 108.8487 | 145.0016 | 181.1844 | 213.3353 | 238.9858 | 259.4646 | 275.5874 | 288.5349 | 298.7941 | 307.0025 | 313.5363 | 318.7166 | 322.8658 | 326.1714 | 326.1939 | 326.2018 | 326.2046 | 326.2054 | 326.2062 | 326.2069 | 326.2077 | 326.2077 | 326.2077 | 326.2077
F1_Industrial_Primary Metals_Existing_Space Heating_Natural Gas_Building Automation System_A_Achievable Technical Potential | F1 | Industrial | Primary Metals | Existing | Space Heating | Natural Gas | Building Automation System | A | Original Unit Energy Savings (kWh or therms) | Achievable Technical Potential | 0 | 0 | 0 | 0 | 0 | 0.015466 | 0.01539 | 0.015297 | 0.015198 | 0.015094 | 0.014989 | 0.014881 | 0.014774 | 0.014667 | 0.014552 | 0.014445 | 0.01434 | 0.014242 | 0.014151 | 0.014062 | 0.013978 | 0.013892 | 0.013815 | 0.013742 | 0.013672 | 0.013608 | 0.013548 | 0.013493 | 0 | 0 | 0
F2_Industrial_Primary Metals_Existing_Space Heating_Natural Gas_Building Automation System_A_Achievable Technical Potential | F2 | Industrial | Primary Metals | Existing | Space Heating | Natural Gas | Building Automation System | A | Original Unit Summer Peak Savings (kW) | Achievable Technical Potential | 0 | 0 | 0 | 0 | 0 | 0 | 0 | 0 | 0 | 0 | 0 | 0 | 0 | 0 | 0 | 0 | 0 | 0 | 0 | 0 | 0 | 0 | 0 | 0 | 0 | 0 | 0 | 0 | 0 | 0 | 0
F3_Industrial_Primary Metals_Existing_Space Heating_Natural Gas_Building Automation System_A_Achievable Technical Potential | F3 | Industrial | Primary Metals | Existing | Space Heating | Natural Gas | Building Automation System | A | Original Unit Winter Peak Savings (kW) | Achievable Technical Potential | 0 | 0 | 0 | 0 | 0 | 0 | 0 | 0 | 0 | 0 | 0 | 0 | 0 | 0 | 0 | 0 | 0 | 0 | 0 | 0 | 0 | 0 | 0 | 0 | 0 | 0 | 0 | 0 | 0 | 0 | 0
F4_Industrial_Primary Metals_Existing_Space Heating_Natural Gas_Building Automation System_A_Achievable Technical Potential | F4 | Industrial | Primary Metals | Existing | Space Heating | Natural Gas | Building Automation System | A | Standalone Impact on Baseline Energy (%) | Achievable Technical Potential | 0% | 0% | 0% | 0% | 0% | 0.01308% | 0.03923% | 0.08588% | 0.1613% | 0.2758% | 0.4435% | 0.668% | 0.9588% | 1.332% | 1.749% | 2.24% | 2.743% | 3.263% | 3.77% | 4.184% | 4.549% | 4.832% | 5.033% | 5.167% | 0.052602 | 0.052755 | 0.052896 | 0.053025 | 0 | 0 | 0
F5_Industrial_Primary Metals_Existing_Space Heating_Natural Gas_Building Automation System_A_Achievable Technical Potential | F5 | Industrial | Primary Metals | Existing | Space Heating | Natural Gas | Building Automation System | A | Standalone Impact on Baseline Summer Peak (%) | Achievable Technical Potential | 0% | 0% | 0% | 0% | 0% | 0% | 0% | 0% | 0% | 0% | 0% | 0% | 0% | 0% | 0% | 0% | 0% | 0% | 0% | 0% | 0% | 0% | 0% | 0% | 0 | 0 | 0 | 0 | 0 | 0 | 0
F6_Industrial_Primary Metals_Existing_Space Heating_Natural Gas_Building Automation System_A_Achievable Technical Potential | F6 | Industrial | Primary Metals | Existing | Space Heating | Natural Gas | Building Automation System | A | Standalone Impact on Baseline Winter Peak (%) | Achievable Technical Potential | 0% | 0% | 0% | 0% | 0% | 0% | 0% | 0% | 0% | 0% | 0% | 0% | 0% | 0% | 0% | 0% | 0% | 0% | 0% | 0% | 0% | 0% | 0% | 0% | 0 | 0 | 0 | 0 | 0 | 0 | 0
F7_Industrial_Primary Metals_Existing_Space Heating_Natural Gas_Building Automation System_A_Achievable Technical Potential | F7 | Industrial | Primary Metals | Existing | Space Heating | Natural Gas | Building Automation System | A | Incremental Energy Savings (MWh or mTherms) | Achievable Technical Potential | 0 | 0 | 0 | 0 | 0 | 0.010175 | 0.02023 | 0.03549 | 0.057387 | 0.086583 | 0.12158 | 0.16374 | 0.21031 | 0.25414 | 0.29847 | 0.32923 | 0.34773 | 0.34506 | 0.32031 | 0.28019 | 0.22938 | 0.17365 | 0.11911 | 0.075441 | 0.048797 | 0 | 0 | 0 | 0 | 0 | 0
F8_Industrial_Primary Metals_Existing_Space Heating_Natural Gas_Building Automation System_A_Achievable Technical Potential | F8 | Industrial | Primary Metals | Existing | Space Heating | Natural Gas | Building Automation System | A | Incremental Summer Peak Savings (MW) | Achievable Technical Potential | 0 | 0 | 0 | 0 | 0 | 0 | 0 | 0 | 0 | 0 | 0 | 0 | 0 | 0 | 0 | 0 | 0 | 0 | 0 | 0 | 0 | 0 | 0 | 0 | 0 | 0 | 0 | 0 | 0 | 0 | 0
F9_Industrial_Primary Metals_Existing_Space Heating_Natural Gas_Building Automation System_A_Achievable Technical Potential | F9 | Industrial | Primary Metals | Existing | Space Heating | Natural Gas | Building Automation System | A | Incremental Winter Peak Savings (MW) | Achievable Technical Potential | 0 | 0 | 0 | 0 | 0 | 0 | 0 | 0 | 0 | 0 | 0 | 0 | 0 | 0 | 0 | 0 | 0 | 0 | 0 | 0 | 0 | 0 | 0 | 0 | 0 | 0 | 0 | 0 | 0 | 0 | 0
F10_Industrial_Primary Metals_Existing_Space Heating_Natural Gas_Building Automation System_A_Achievable Technical Potential | F10 | Industrial | Primary Metals | Existing | Space Heating | Natural Gas | Building Automation System | A | Cumulative Energy Savings (MWh or mTherms) | Achievable Technical Potential | 0 | 0 | 0 | 0 | 0 | 0.010175 | 0.030355 | 0.065661 | 0.12262 | 0.20837 | 0.3285 | 0.48988 | 0.69666 | 0.94576 | 1.2368 | 1.5569 | 1.8933 | 2.2255 | 2.5315 | 2.7958 | 3.0085 | 3.1637 | 3.2652 | 3.3233 | 3.3553 | 3.3395 | 3.3249 | 3.3113 | 0 | 0 | 0
F11_Industrial_Primary Metals_Existing_Space Heating_Natural Gas_Building Automation System_A_Achievable Technical Potential | F11 | Industrial | Primary Metals | Existing | Space Heating | Natural Gas | Building Automation System | A | Cumulative Summer Peak Savings (MW) | Achievable Technical Potential | 0 | 0 | 0 | 0 | 0 | 0 | 0 | 0 | 0 | 0 | 0 | 0 | 0 | 0 | 0 | 0 | 0 | 0 | 0 | 0 | 0 | 0 | 0 | 0 | 0 | 0 | 0 | 0 | 0 | 0 | 0
F12_Industrial_Primary Metals_Existing_Space Heating_Natural Gas_Building Automation System_A_Achievable Technical Potential | F12 | Industrial | Primary Metals | Existing | Space Heating | Natural Gas | Building Automation System | A | Cumulative Winter Peak Savings (MW) | Achievable Technical Potential | 0 | 0 | 0 | 0 | 0 | 0 | 0 | 0 | 0 | 0 | 0 | 0 | 0 | 0 | 0 | 0 | 0 | 0 | 0 | 0 | 0 | 0 | 0 | 0 | 0 | 0 | 0 | 0 | 0 | 0 | 0
F13_Industrial_Primary Metals_Existing_Space Heating_Natural Gas_Building Automation System_A_Achievable Technical Potential | F13 | Industrial | Primary Metals | Existing | Space Heating | Natural Gas | Building Automation System | A | Purchases (Incremental) | Achievable Technical Potential | 0 | 0 | 0 | 0 | 0 | 657.9327 | 1314.4426 | 2320.0887 | 3775.9827 | 5736.1535 | 8111.0704 | 11003.1328 | 14235.0721 | 17326.7483 | 20510.3637 | 22791.8524 | 24249.3863 | 24228.0666 | 22635.3159 | 19925.0796 | 16409.6809 | 12499.774 | 8622.1587 | 5489.8814 | 3569.0669 | 0 | 0 | 0 | 0 | 0 | 0
F14_Industrial_Primary Metals_Existing_Space Heating_Natural Gas_Building Automation System_A_Achievable Technical Potential | F14 | Industrial | Primary Metals | Existing | Space Heating | Natural Gas | Building Automation System | A | Purchases (Cumulative) | Achievable Technical Potential | 0 | 0 | 0 | 0 | 0 | 657.9327 | 1972.3753 | 4292.464 | 8068.4467 | 13804.6002 | 21915.6705 | 32918.8034 | 47153.8754 | 64480.6238 | 84990.9874 | 107782.8399 | 132032.2262 | 156260.2928 | 178895.6087 | 198820.6882 | 215230.3692 | 227730.1431 | 236352.3018 | 241842.1832 | 245411.2501 | 245411.2501 | 245411.2501 | 245411.2501 | 245411.2501 | 245411.2501 | 245411.2501
F1_Industrial_Primary Metals_Existing_Space Heating_Natural Gas_Steam System Efficiency Improvements_A_Achievable Technical Potential | F1 | Industrial | Primary Metals | Existing | Space Heating | Natural Gas | Steam System Efficiency Improvements | A | Original Unit Energy Savings (kWh or therms) | Achievable Technical Potential | 0 | 0 | 0 | 0 | 0 | 0.13779 | 0.13686 | 0.13593 | 0.135 | 0.13407 | 0.13317 | 0.13227 | 0.13139 | 0.13051 | 0.12958 | 0.12873 | 0.12789 | 0.12707 | 0.12625 | 0.12544 | 0.12465 | 0.12383 | 0.12303 | 0.12227 | 0.12149 | 0.12079 | 0.12015 | 0.11956 | 0.11902 | 0.11854 | 0.11809
F2_Industrial_Primary Metals_Existing_Space Heating_Natural Gas_Steam System Efficiency Improvements_A_Achievable Technical Potential | F2 | Industrial | Primary Metals | Existing | Space Heating | Natural Gas | Steam System Efficiency Improvements | A | Original Unit Summer Peak Savings (kW) | Achievable Technical Potential | 0 | 0 | 0 | 0 | 0 | 0 | 0 | 0 | 0 | 0 | 0 | 0 | 0 | 0 | 0 | 0 | 0 | 0 | 0 | 0 | 0 | 0 | 0 | 0 | 0 | 0 | 0 | 0 | 0 | 0 | 0
F3_Industrial_Primary Metals_Existing_Space Heating_Natural Gas_Steam System Efficiency Improvements_A_Achievable Technical Potential | F3 | Industrial | Primary Metals | Existing | Space Heating | Natural Gas | Steam System Efficiency Improvements | A | Original Unit Winter Peak Savings (kW) | Achievable Technical Potential | 0 | 0 | 0 | 0 | 0 | 0 | 0 | 0 | 0 | 0 | 0 | 0 | 0 | 0 | 0 | 0 | 0 | 0 | 0 | 0 | 0 | 0 | 0 | 0 | 0 | 0 | 0 | 0 | 0 | 0 | 0
F4_Industrial_Primary Metals_Existing_Space Heating_Natural Gas_Steam System Efficiency Improvements_A_Achievable Technical Potential | F4 | Industrial | Primary Metals | Existing | Space Heating | Natural Gas | Steam System Efficiency Improvements | A | Standalone Impact on Baseline Energy (%) | Achievable Technical Potential | 0% | 0% | 0% | 0% | 0% | 0.0008258% | 0.002472% | 0.005409% | 0.01016% | 0.01736% | 0.02792% | 0.04208% | 0.06043% | 0.08401% | 0.1104% | 0.1415% | 0.1734% | 0.2063% | 0.2384% | 0.2645% | 0.2875% | 0.3052% | 0.3177% | 0.3258% | 0.0033128 | 0.0033188 | 0.0033245 | 0.0033299 | 0 | 0 | 0
F5_Industrial_Primary Metals_Existing_Space Heating_Natural Gas_Steam System Efficiency Improvements_A_Achievable Technical Potential | F5 | Industrial | Primary Metals | Existing | Space Heating | Natural Gas | Steam System Efficiency Improvements | A | Standalone Impact on Baseline Summer Peak (%) | Achievable Technical Potential | 0% | 0% | 0% | 0% | 0% | 0% | 0% | 0% | 0% | 0% | 0% | 0% | 0% | 0% | 0% | 0% | 0% | 0% | 0% | 0% | 0% | 0% | 0% | 0% | 0 | 0 | 0 | 0 | 0 | 0 | 0
F6_Industrial_Primary Metals_Existing_Space Heating_Natural Gas_Steam System Efficiency Improvements_A_Achievable Technical Potential | F6 | Industrial | Primary Metals | Existing | Space Heating | Natural Gas | Steam System Efficiency Improvements | A | Standalone Impact on Baseline Winter Peak (%) | Achievable Technical Potential | 0% | 0% | 0% | 0% | 0% | 0% | 0% | 0% | 0% | 0% | 0% | 0% | 0% | 0% | 0% | 0% | 0% | 0% | 0% | 0% | 0% | 0% | 0% | 0% | 0 | 0 | 0 | 0 | 0 | 0 | 0
F7_Industrial_Primary Metals_Existing_Space Heating_Natural Gas_Steam System Efficiency Improvements_A_Achievable Technical Potential | F7 | Industrial | Primary Metals | Existing | Space Heating | Natural Gas | Steam System Efficiency Improvements | A | Incremental Energy Savings (MWh or mTherms) | Achievable Technical Potential | 0 | 0 | 0 | 0 | 0 | 0.00064252 | 0.0012749 | 0.0022351 | 0.0036127 | 0.0054504 | 0.007655 | 0.010315 | 0.013255 | 0.016026 | 0.018836 | 0.020794 | 0.02198 | 0.021818 | 0.020253 | 0.017713 | 0.014496 | 0.010969 | 0.0075182 | 0.0047571 | 0.0030731 | 0 | 0 | 0 | 0 | 0 | 0
F8_Industrial_Primary Metals_Existing_Space Heating_Natural Gas_Steam System Efficiency Improvements_A_Achievable Technical Potential | F8 | Industrial | Primary Metals | Existing | Space Heating | Natural Gas | Steam System Efficiency Improvements | A | Incremental Summer Peak Savings (MW) | Achievable Technical Potential | 0 | 0 | 0 | 0 | 0 | 0 | 0 | 0 | 0 | 0 | 0 | 0 | 0 | 0 | 0 | 0 | 0 | 0 | 0 | 0 | 0 | 0 | 0 | 0 | 0 | 0 | 0 | 0 | 0 | 0 | 0
F9_Industrial_Primary Metals_Existing_Space Heating_Natural Gas_Steam System Efficiency Improvements_A_Achievable Technical Potential | F9 | Industrial | Primary Metals | Existing | Space Heating | Natural Gas | Steam System Efficiency Improvements | A | Incremental Winter Peak Savings (MW) | Achievable Technical Potential | 0 | 0 | 0 | 0 | 0 | 0 | 0 | 0 | 0 | 0 | 0 | 0 | 0 | 0 | 0 | 0 | 0 | 0 | 0 | 0 | 0 | 0 | 0 | 0 | 0 | 0 | 0 | 0 | 0 | 0 | 0
F10_Industrial_Primary Metals_Existing_Space Heating_Natural Gas_Steam System Efficiency Improvements_A_Achievable Technical Potential | F10 | Industrial | Primary Metals | Existing | Space Heating | Natural Gas | Steam System Efficiency Improvements | A | Cumulative Energy Savings (MWh or mTherms) | Achievable Technical Potential | 0 | 0 | 0 | 0 | 0 | 0.00064252 | 0.0019131 | 0.0041353 | 0.0077196 | 0.013117 | 0.020683 | 0.030859 | 0.043907 | 0.059641 | 0.078054 | 0.098337 | 0.11967 | 0.14072 | 0.16007 | 0.17675 | 0.19013 | 0.19985 | 0.20609 | 0.20956 | 0.21131 | 0.21008 | 0.20897 | 0.20795 | 0.20701 | 0.20616 | 0.20539
F11_Industrial_Primary Metals_Existing_Space Heating_Natural Gas_Steam System Efficiency Improvements_A_Achievable Technical Potential | F11 | Industrial | Primary Metals | Existing | Space Heating | Natural Gas | Steam System Efficiency Improvements | A | Cumulative Summer Peak Savings (MW) | Achievable Technical Potential | 0 | 0 | 0 | 0 | 0 | 0 | 0 | 0 | 0 | 0 | 0 | 0 | 0 | 0 | 0 | 0 | 0 | 0 | 0 | 0 | 0 | 0 | 0 | 0 | 0 | 0 | 0 | 0 | 0 | 0 | 0
F12_Industrial_Primary Metals_Existing_Space Heating_Natural Gas_Steam System Efficiency Improvements_A_Achievable Technical Potential | F12 | Industrial | Primary Metals | Existing | Space Heating | Natural Gas | Steam System Efficiency Improvements | A | Cumulative Winter Peak Savings (MW) | Achievable Technical Potential | 0 | 0 | 0 | 0 | 0 | 0 | 0 | 0 | 0 | 0 | 0 | 0 | 0 | 0 | 0 | 0 | 0 | 0 | 0 | 0 | 0 | 0 | 0 | 0 | 0 | 0 | 0 | 0 | 0 | 0 | 0
F13_Industrial_Primary Metals_Existing_Space Heating_Natural Gas_Steam System Efficiency Improvements_A_Achievable Technical Potential | F13 | Industrial | Primary Metals | Existing | Space Heating | Natural Gas | Steam System Efficiency Improvements | A | Purchases (Incremental) | Achievable Technical Potential | 0 | 0 | 0 | 0 | 0 | 4.6628 | 9.3156 | 16.4428 | 26.7609 | 40.6528 | 57.4841 | 77.9805 | 100.8857 | 122.7968 | 145.3595 | 161.5286 | 171.8584 | 171.7073 | 160.4193 | 141.2115 | 116.2974 | 88.5874 | 61.1063 | 38.9075 | 25.2944 | 0 | 0 | 0 | 0 | 0 | 0
F14_Industrial_Primary Metals_Existing_Space Heating_Natural Gas_Steam System Efficiency Improvements_A_Achievable Technical Potential | F14 | Industrial | Primary Metals | Existing | Space Heating | Natural Gas | Steam System Efficiency Improvements | A | Purchases (Cumulative) | Achievable Technical Potential | 0 | 0 | 0 | 0 | 0 | 4.6628 | 13.9785 | 30.4212 | 57.1821 | 97.8349 | 155.319 | 233.2996 | 334.1853 | 456.9821 | 602.3415 | 763.8702 | 935.7285 | 1107.4358 | 1267.8551 | 1409.0665 | 1525.364 | 1613.9514 | 1675.0577 | 1713.9651 | 1739.2595 | 1739.2595 | 1739.2595 | 1739.2595 | 1739.2595 | 1739.2595 | 1739.2595
F1_Industrial_Primary Metals_Existing_Process_Natural Gas_Steam System Efficiency Improvements_A_Achievable Technical Potential | F1 | Industrial | Primary Metals | Existing | Process | Natural Gas | Steam System Efficiency Improvements | A | Original Unit Energy Savings (kWh or therms) | Achievable Technical Potential | 0 | 0 | 0 | 0 | 0 | 0.13402 | 0.13402 | 0.13402 | 0.13402 | 0.13402 | 0.13402 | 0.13402 | 0.13402 | 0.13402 | 0.13402 | 0.13402 | 0.13402 | 0.13402 | 0.13402 | 0.13402 | 0.13402 | 0.13402 | 0.13402 | 0.13402 | 0.13402 | 0.13402 | 0.13402 | 0.13402 | 0.13402 | 0.13402 | 0.13402
F2_Industrial_Primary Metals_Existing_Process_Natural Gas_Steam System Efficiency Improvements_A_Achievable Technical Potential | F2 | Industrial | Primary Metals | Existing | Process | Natural Gas | Steam System Efficiency Improvements | A | Original Unit Summer Peak Savings (kW) | Achievable Technical Potential | 0 | 0 | 0 | 0 | 0 | 0 | 0 | 0 | 0 | 0 | 0 | 0 | 0 | 0 | 0 | 0 | 0 | 0 | 0 | 0 | 0 | 0 | 0 | 0 | 0 | 0 | 0 | 0 | 0 | 0 | 0
F3_Industrial_Primary Metals_Existing_Process_Natural Gas_Steam System Efficiency Improvements_A_Achievable Technical Potential | F3 | Industrial | Primary Metals | Existing | Process | Natural Gas | Steam System Efficiency Improvements | A | Original Unit Winter Peak Savings (kW) | Achievable Technical Potential | 0 | 0 | 0 | 0 | 0 | 0 | 0 | 0 | 0 | 0 | 0 | 0 | 0 | 0 | 0 | 0 | 0 | 0 | 0 | 0 | 0 | 0 | 0 | 0 | 0 | 0 | 0 | 0 | 0 | 0 | 0
F4_Industrial_Primary Metals_Existing_Process_Natural Gas_Steam System Efficiency Improvements_A_Achievable Technical Potential | F4 | Industrial | Primary Metals | Existing | Process | Natural Gas | Steam System Efficiency Improvements | A | Standalone Impact on Baseline Energy (%) | Achievable Technical Potential | 0% | 0% | 0% | 0% | 0% | 9.348e-07% | 2.804e-06% | 6.138e-06% | 1.153e-05% | 1.971e-05% | 3.17e-05% | 4.774e-05% | 6.853e-05% | 9.522e-05% | 0.000125% | 0.0001601% | 0.0001961% | 0.0002332% | 0.0002694% | 0.0002991% | 0.0003251% | 0.0003453% | 0.0003597% | 0.0003693% | 3.7596e-06 | 3.7706e-06 | 3.7807e-06 | 3.7899e-06 | 0 | 0 | 0
F5_Industrial_Primary Metals_Existing_Process_Natural Gas_Steam System Efficiency Improvements_A_Achievable Technical Potential | F5 | Industrial | Primary Metals | Existing | Process | Natural Gas | Steam System Efficiency Improvements | A | Standalone Impact on Baseline Summer Peak (%) | Achievable Technical Potential | 0% | 0% | 0% | 0% | 0% | 0% | 0% | 0% | 0% | 0% | 0% | 0% | 0% | 0% | 0% | 0% | 0% | 0% | 0% | 0% | 0% | 0% | 0% | 0% | 0 | 0 | 0 | 0 | 0 | 0 | 0
F6_Industrial_Primary Metals_Existing_Process_Natural Gas_Steam System Efficiency Improvements_A_Achievable Technical Potential | F6 | Industrial | Primary Metals | Existing | Process | Natural Gas | Steam System Efficiency Improvements | A | Standalone Impact on Baseline Winter Peak (%) | Achievable Technical Potential | 0% | 0% | 0% | 0% | 0% | 0% | 0% | 0% | 0% | 0% | 0% | 0% | 0% | 0% | 0% | 0% | 0% | 0% | 0% | 0% | 0% | 0% | 0% | 0% | 0 | 0 | 0 | 0 | 0 | 0 | 0
F7_Industrial_Primary Metals_Existing_Process_Natural Gas_Steam System Efficiency Improvements_A_Achievable Technical Potential | F7 | Industrial | Primary Metals | Existing | Process | Natural Gas | Steam System Efficiency Improvements | A | Incremental Energy Savings (MWh or mTherms) | Achievable Technical Potential | 0 | 0 | 0 | 0 | 0 | 1.9046e-05 | 3.8052e-05 | 6.7164e-05 | 0.00010931 | 0.00016605 | 0.00023481 | 0.00031853 | 0.00041209 | 0.00050159 | 0.00059375 | 0.0006598 | 0.00070199 | 0.00070137 | 0.00065527 | 0.00057681 | 0.00047504 | 0.00036185 | 0.0002496 | 0.00015893 | 0.00010332 | 0 | 0 | 0 | 0 | 0 | 0
F8_Industrial_Primary Metals_Existing_Process_Natural Gas_Steam System Efficiency Improvements_A_Achievable Technical Potential | F8 | Industrial | Primary Metals | Existing | Process | Natural Gas | Steam System Efficiency Improvements | A | Incremental Summer Peak Savings (MW) | Achievable Technical Potential | 0 | 0 | 0 | 0 | 0 | 0 | 0 | 0 | 0 | 0 | 0 | 0 | 0 | 0 | 0 | 0 | 0 | 0 | 0 | 0 | 0 | 0 | 0 | 0 | 0 | 0 | 0 | 0 | 0 | 0 | 0
F9_Industrial_Primary Metals_Existing_Process_Natural Gas_Steam System Efficiency Improvements_A_Achievable Technical Potential | F9 | Industrial | Primary Metals | Existing | Process | Natural Gas | Steam System Efficiency Improvements | A | Incremental Winter Peak Savings (MW) | Achievable Technical Potential | 0 | 0 | 0 | 0 | 0 | 0 | 0 | 0 | 0 | 0 | 0 | 0 | 0 | 0 | 0 | 0 | 0 | 0 | 0 | 0 | 0 | 0 | 0 | 0 | 0 | 0 | 0 | 0 | 0 | 0 | 0
F10_Industrial_Primary Metals_Existing_Process_Natural Gas_Steam System Efficiency Improvements_A_Achievable Technical Potential | F10 | Industrial | Primary Metals | Existing | Process | Natural Gas | Steam System Efficiency Improvements | A | Cumulative Energy Savings (MWh or mTherms) | Achievable Technical Potential | 0 | 0 | 0 | 0 | 0 | 1.9046e-05 | 5.7098e-05 | 0.00012426 | 0.00023357 | 0.00039963 | 0.00063443 | 0.00095296 | 0.001365 | 0.0018666 | 0.0024604 | 0.0031202 | 0.0038222 | 0.0045235 | 0.0051788 | 0.0057556 | 0.0062307 | 0.0065925 | 0.0068421 | 0.007001 | 0.0071044 | 0.0071044 | 0.0071044 | 0.0071044 | 0.0071044 | 0.0071044 | 0.0071044
F11_Industrial_Primary Metals_Existing_Process_Natural Gas_Steam System Efficiency Improvements_A_Achievable Technical Potential | F11 | Industrial | Primary Metals | Existing | Process | Natural Gas | Steam System Efficiency Improvements | A | Cumulative Summer Peak Savings (MW) | Achievable Technical Potential | 0 | 0 | 0 | 0 | 0 | 0 | 0 | 0 | 0 | 0 | 0 | 0 | 0 | 0 | 0 | 0 | 0 | 0 | 0 | 0 | 0 | 0 | 0 | 0 | 0 | 0 | 0 | 0 | 0 | 0 | 0
F12_Industrial_Primary Metals_Existing_Process_Natural Gas_Steam System Efficiency Improvements_A_Achievable Technical Potential | F12 | Industrial | Primary Metals | Existing | Process | Natural Gas | Steam System Efficiency Improvements | A | Cumulative Winter Peak Savings (MW) | Achievable Technical Potential | 0 | 0 | 0 | 0 | 0 | 0 | 0 | 0 | 0 | 0 | 0 | 0 | 0 | 0 | 0 | 0 | 0 | 0 | 0 | 0 | 0 | 0 | 0 | 0 | 0 | 0 | 0 | 0 | 0 | 0 | 0
F13_Industrial_Primary Metals_Existing_Process_Natural Gas_Steam System Efficiency Improvements_A_Achievable Technical Potential | F13 | Industrial | Primary Metals | Existing | Process | Natural Gas | Steam System Efficiency Improvements | A | Purchases (Incremental) | Achievable Technical Potential | 0 | 0 | 0 | 0 | 0 | 0.14211 | 0.28392 | 0.50114 | 0.81561 | 1.239 | 1.752 | 2.3767 | 3.0748 | 3.7426 | 4.4302 | 4.923 | 5.2378 | 5.2332 | 4.8892 | 4.3038 | 3.5445 | 2.6999 | 1.8624 | 1.1858 | 0.77091 | 0 | 0 | 0 | 0 | 0 | 0
F14_Industrial_Primary Metals_Existing_Process_Natural Gas_Steam System Efficiency Improvements_A_Achievable Technical Potential | F14 | Industrial | Primary Metals | Existing | Process | Natural Gas | Steam System Efficiency Improvements | A | Purchases (Cumulative) | Achievable Technical Potential | 0 | 0 | 0 | 0 | 0 | 0.14211 | 0.42603 | 0.92717 | 1.7428 | 2.9818 | 4.7338 | 7.1104 | 10.1852 | 13.9277 | 18.358 | 23.281 | 28.5188 | 33.752 | 38.6412 | 42.945 | 46.4895 | 49.1895 | 51.0518 | 52.2376 | 53.0086 | 53.0086 | 53.0086 | 53.0086 | 53.0086 | 53.0086 | 53.0086
F1_Industrial_Primary Metals_Existing_Space Heating_Natural Gas_Strategic Energy Management_A_Achievable Technical Potential | F1 | Industrial | Primary Metals | Existing | Space Heating | Natural Gas | Strategic Energy Management | A | Original Unit Energy Savings (kWh or therms) | Achievable Technical Potential | 0 | 0 | 0 | 0 | 0 | 16.3085 | 16.2287 | 16.1301 | 16.0258 | 15.9167 | 15.806 | 15.6922 | 15.5791 | 15.4665 | 15.3447 | 15.2322 | 15.1211 | 15.018 | 14.9218 | 14.8281 | 14.7396 | 14.6492 | 14.5676 | 14.4904 | 14.4171 | 14.3492 | 14.2863 | 14.2281 | 0 | 0 | 0
F2_Industrial_Primary Metals_Existing_Space Heating_Natural Gas_Strategic Energy Management_A_Achievable Technical Potential | F2 | Industrial | Primary Metals | Existing | Space Heating | Natural Gas | Strategic Energy Management | A | Original Unit Summer Peak Savings (kW) | Achievable Technical Potential | 0 | 0 | 0 | 0 | 0 | 0 | 0 | 0 | 0 | 0 | 0 | 0 | 0 | 0 | 0 | 0 | 0 | 0 | 0 | 0 | 0 | 0 | 0 | 0 | 0 | 0 | 0 | 0 | 0 | 0 | 0
F3_Industrial_Primary Metals_Existing_Space Heating_Natural Gas_Strategic Energy Management_A_Achievable Technical Potential | F3 | Industrial | Primary Metals | Existing | Space Heating | Natural Gas | Strategic Energy Management | A | Original Unit Winter Peak Savings (kW) | Achievable Technical Potential | 0 | 0 | 0 | 0 | 0 | 0 | 0 | 0 | 0 | 0 | 0 | 0 | 0 | 0 | 0 | 0 | 0 | 0 | 0 | 0 | 0 | 0 | 0 | 0 | 0 | 0 | 0 | 0 | 0 | 0 | 0
F4_Industrial_Primary Metals_Existing_Space Heating_Natural Gas_Strategic Energy Management_A_Achievable Technical Potential | F4 | Industrial | Primary Metals | Existing | Space Heating | Natural Gas | Strategic Energy Management | A | Standalone Impact on Baseline Energy (%) | Achievable Technical Potential | 0% | 0% | 0% | 0% | 0% | 0.08224% | 0.1645% | 0.2477% | 0.3298% | 0.4118% | 0.4993% | 0.5829% | 0.6664% | 0.7594% | 0.8387% | 0.929% | 1.011% | 1.098% | 1.191% | 1.271% | 1.359% | 1.447% | 1.534% | 1.621% | 0.017089 | 0.017138 | 0.017184 | 0.017226 | 0 | 0 | 0
F5_Industrial_Primary Metals_Existing_Space Heating_Natural Gas_Strategic Energy Management_A_Achievable Technical Potential | F5 | Industrial | Primary Metals | Existing | Space Heating | Natural Gas | Strategic Energy Management | A | Standalone Impact on Baseline Summer Peak (%) | Achievable Technical Potential | 0% | 0% | 0% | 0% | 0% | 0% | 0% | 0% | 0% | 0% | 0% | 0% | 0% | 0% | 0% | 0% | 0% | 0% | 0% | 0% | 0% | 0% | 0% | 0% | 0 | 0 | 0 | 0 | 0 | 0 | 0
F6_Industrial_Primary Metals_Existing_Space Heating_Natural Gas_Strategic Energy Management_A_Achievable Technical Potential | F6 | Industrial | Primary Metals | Existing | Space Heating | Natural Gas | Strategic Energy Management | A | Standalone Impact on Baseline Winter Peak (%) | Achievable Technical Potential | 0% | 0% | 0% | 0% | 0% | 0% | 0% | 0% | 0% | 0% | 0% | 0% | 0% | 0% | 0% | 0% | 0% | 0% | 0% | 0% | 0% | 0% | 0% | 0% | 0 | 0 | 0 | 0 | 0 | 0 | 0
F7_Industrial_Primary Metals_Existing_Space Heating_Natural Gas_Strategic Energy Management_A_Achievable Technical Potential | F7 | Industrial | Primary Metals | Existing | Space Heating | Natural Gas | Strategic Energy Management | A | Incremental Energy Savings (MWh or mTherms) | Achievable Technical Potential | 0 | 0 | 0 | 0 | 0 | 0.063984 | 0.063636 | 0.062876 | 0.062504 | 0.062129 | 0.060914 | 0.06031 | 0.059754 | 0.05838 | 0.058141 | 0.057165 | 0.056755 | 0.056084 | 0.055228 | 0.054946 | 0.054392 | 0.053848 | 0.053353 | 0.05289 | 0.052457 | 0 | 0 | 0 | 0 | 0 | 0
F8_Industrial_Primary Metals_Existing_Space Heating_Natural Gas_Strategic Energy Management_A_Achievable Technical Potential | F8 | Industrial | Primary Metals | Existing | Space Heating | Natural Gas | Strategic Energy Management | A | Incremental Summer Peak Savings (MW) | Achievable Technical Potential | 0 | 0 | 0 | 0 | 0 | 0 | 0 | 0 | 0 | 0 | 0 | 0 | 0 | 0 | 0 | 0 | 0 | 0 | 0 | 0 | 0 | 0 | 0 | 0 | 0 | 0 | 0 | 0 | 0 | 0 | 0
F9_Industrial_Primary Metals_Existing_Space Heating_Natural Gas_Strategic Energy Management_A_Achievable Technical Potential | F9 | Industrial | Primary Metals | Existing | Space Heating | Natural Gas | Strategic Energy Management | A | Incremental Winter Peak Savings (MW) | Achievable Technical Potential | 0 | 0 | 0 | 0 | 0 | 0 | 0 | 0 | 0 | 0 | 0 | 0 | 0 | 0 | 0 | 0 | 0 | 0 | 0 | 0 | 0 | 0 | 0 | 0 | 0 | 0 | 0 | 0 | 0 | 0 | 0
F10_Industrial_Primary Metals_Existing_Space Heating_Natural Gas_Strategic Energy Management_A_Achievable Technical Potential | F10 | Industrial | Primary Metals | Existing | Space Heating | Natural Gas | Strategic Energy Management | A | Cumulative Energy Savings (MWh or mTherms) | Achievable Technical Potential | 0 | 0 | 0 | 0 | 0 | 0.063984 | 0.12731 | 0.18941 | 0.25069 | 0.31111 | 0.36986 | 0.42751 | 0.48418 | 0.53906 | 0.59296 | 0.64578 | 0.69782 | 0.74914 | 0.79957 | 0.8495 | 0.89882 | 0.94716 | 0.99523 | 1.0429 | 1.09 | 1.0849 | 1.0801 | 1.0757 | 0 | 0 | 0
F11_Industrial_Primary Metals_Existing_Space Heating_Natural Gas_Strategic Energy Management_A_Achievable Technical Potential | F11 | Industrial | Primary Metals | Existing | Space Heating | Natural Gas | Strategic Energy Management | A | Cumulative Summer Peak Savings (MW) | Achievable Technical Potential | 0 | 0 | 0 | 0 | 0 | 0 | 0 | 0 | 0 | 0 | 0 | 0 | 0 | 0 | 0 | 0 | 0 | 0 | 0 | 0 | 0 | 0 | 0 | 0 | 0 | 0 | 0 | 0 | 0 | 0 | 0
F12_Industrial_Primary Metals_Existing_Space Heating_Natural Gas_Strategic Energy Management_A_Achievable Technical Potential | F12 | Industrial | Primary Metals | Existing | Space Heating | Natural Gas | Strategic Energy Management | A | Cumulative Winter Peak Savings (MW) | Achievable Technical Potential | 0 | 0 | 0 | 0 | 0 | 0 | 0 | 0 | 0 | 0 | 0 | 0 | 0 | 0 | 0 | 0 | 0 | 0 | 0 | 0 | 0 | 0 | 0 | 0 | 0 | 0 | 0 | 0 | 0 | 0 | 0
F13_Industrial_Primary Metals_Existing_Space Heating_Natural Gas_Strategic Energy Management_A_Achievable Technical Potential | F13 | Industrial | Primary Metals | Existing | Space Heating | Natural Gas | Strategic Energy Management | A | Purchases (Incremental) | Achievable Technical Potential | 0 | 0 | 0 | 0 | 0 | 3.9233 | 3.9212 | 3.8981 | 3.9002 | 3.9034 | 3.8538 | 3.8433 | 3.8355 | 3.7746 | 3.789 | 3.7529 | 3.7534 | 3.7345 | 3.7012 | 3.7055 | 3.6902 | 3.6759 | 3.6625 | 3.65 | 3.6385 | 0 | 0 | 0 | 0 | 0 | 0
F14_Industrial_Primary Metals_Existing_Space Heating_Natural Gas_Strategic Energy Management_A_Achievable Technical Potential | F14 | Industrial | Primary Metals | Existing | Space Heating | Natural Gas | Strategic Energy Management | A | Purchases (Cumulative) | Achievable Technical Potential | 0 | 0 | 0 | 0 | 0 | 3.9233 | 7.8445 | 11.7426 | 15.6428 | 19.5462 | 23.4 | 27.2433 | 31.0788 | 34.8534 | 38.6424 | 42.3953 | 46.1486 | 49.8831 | 53.5843 | 57.2898 | 60.98 | 64.6559 | 68.3183 | 71.9684 | 75.6069 | 75.6069 | 75.6069 | 75.6069 | 75.6069 | 75.6069 | 75.6069
F1_Industrial_Primary Metals_Existing_Process_Natural Gas_Strategic Energy Management_A_Achievable Technical Potential | F1 | Industrial | Primary Metals | Existing | Process | Natural Gas | Strategic Energy Management | A | Original Unit Energy Savings (kWh or therms) | Achievable Technical Potential | 0 | 0 | 0 | 0 | 0 | 100.7891 | 100.7891 | 100.7891 | 100.7891 | 100.7891 | 100.7891 | 100.7891 | 100.7891 | 100.7891 | 100.7891 | 100.7891 | 100.7891 | 100.7891 | 100.7891 | 100.7891 | 100.7891 | 100.7891 | 100.7891 | 100.7891 | 100.7891 | 100.7891 | 100.7891 | 100.7891 | 0 | 0 | 0
F2_Industrial_Primary Metals_Existing_Process_Natural Gas_Strategic Energy Management_A_Achievable Technical Potential | F2 | Industrial | Primary Metals | Existing | Process | Natural Gas | Strategic Energy Management | A | Original Unit Summer Peak Savings (kW) | Achievable Technical Potential | 0 | 0 | 0 | 0 | 0 | 0 | 0 | 0 | 0 | 0 | 0 | 0 | 0 | 0 | 0 | 0 | 0 | 0 | 0 | 0 | 0 | 0 | 0 | 0 | 0 | 0 | 0 | 0 | 0 | 0 | 0
F3_Industrial_Primary Metals_Existing_Process_Natural Gas_Strategic Energy Management_A_Achievable Technical Potential | F3 | Industrial | Primary Metals | Existing | Process | Natural Gas | Strategic Energy Management | A | Original Unit Winter Peak Savings (kW) | Achievable Technical Potential | 0 | 0 | 0 | 0 | 0 | 0 | 0 | 0 | 0 | 0 | 0 | 0 | 0 | 0 | 0 | 0 | 0 | 0 | 0 | 0 | 0 | 0 | 0 | 0 | 0 | 0 | 0 | 0 | 0 | 0 | 0
F4_Industrial_Primary Metals_Existing_Process_Natural Gas_Strategic Energy Management_A_Achievable Technical Potential | F4 | Industrial | Primary Metals | Existing | Process | Natural Gas | Strategic Energy Management | A | Standalone Impact on Baseline Energy (%) | Achievable Technical Potential | 0% | 0% | 0% | 0% | 0% | 0.08224% | 0.1645% | 0.2477% | 0.3298% | 0.4118% | 0.4993% | 0.5829% | 0.6664% | 0.7594% | 0.8387% | 0.929% | 1.011% | 1.098% | 1.191% | 1.271% | 1.359% | 1.447% | 1.534% | 1.621% | 0.017089 | 0.017138 | 0.017184 | 0.017226 | 0 | 0 | 0
F5_Industrial_Primary Metals_Existing_Process_Natural Gas_Strategic Energy Management_A_Achievable Technical Potential | F5 | Industrial | Primary Metals | Existing | Process | Natural Gas | Strategic Energy Management | A | Standalone Impact on Baseline Summer Peak (%) | Achievable Technical Potential | 0% | 0% | 0% | 0% | 0% | 0% | 0% | 0% | 0% | 0% | 0% | 0% | 0% | 0% | 0% | 0% | 0% | 0% | 0% | 0% | 0% | 0% | 0% | 0% | 0 | 0 | 0 | 0 | 0 | 0 | 0
F6_Industrial_Primary Metals_Existing_Process_Natural Gas_Strategic Energy Management_A_Achievable Technical Potential | F6 | Industrial | Primary Metals | Existing | Process | Natural Gas | Strategic Energy Management | A | Standalone Impact on Baseline Winter Peak (%) | Achievable Technical Potential | 0% | 0% | 0% | 0% | 0% | 0% | 0% | 0% | 0% | 0% | 0% | 0% | 0% | 0% | 0% | 0% | 0% | 0% | 0% | 0% | 0% | 0% | 0% | 0% | 0 | 0 | 0 | 0 | 0 | 0 | 0
F7_Industrial_Primary Metals_Existing_Process_Natural Gas_Strategic Energy Management_A_Achievable Technical Potential | F7 | Industrial | Primary Metals | Existing | Process | Natural Gas | Strategic Energy Management | A | Incremental Energy Savings (MWh or mTherms) | Achievable Technical Potential | 0 | 0 | 0 | 0 | 0 | 1.6756 | 1.6747 | 1.6649 | 1.6658 | 1.6671 | 1.646 | 1.6415 | 1.6381 | 1.6121 | 1.6183 | 1.6028 | 1.603 | 1.595 | 1.5807 | 1.5826 | 1.5761 | 1.5699 | 1.5642 | 1.5589 | 1.554 | 0 | 0 | 0 | 0 | 0 | 0
F8_Industrial_Primary Metals_Existing_Process_Natural Gas_Strategic Energy Management_A_Achievable Technical Potential | F8 | Industrial | Primary Metals | Existing | Process | Natural Gas | Strategic Energy Management | A | Incremental Summer Peak Savings (MW) | Achievable Technical Potential | 0 | 0 | 0 | 0 | 0 | 0 | 0 | 0 | 0 | 0 | 0 | 0 | 0 | 0 | 0 | 0 | 0 | 0 | 0 | 0 | 0 | 0 | 0 | 0 | 0 | 0 | 0 | 0 | 0 | 0 | 0
F9_Industrial_Primary Metals_Existing_Process_Natural Gas_Strategic Energy Management_A_Achievable Technical Potential | F9 | Industrial | Primary Metals | Existing | Process | Natural Gas | Strategic Energy Management | A | Incremental Winter Peak Savings (MW) | Achievable Technical Potential | 0 | 0 | 0 | 0 | 0 | 0 | 0 | 0 | 0 | 0 | 0 | 0 | 0 | 0 | 0 | 0 | 0 | 0 | 0 | 0 | 0 | 0 | 0 | 0 | 0 | 0 | 0 | 0 | 0 | 0 | 0
F10_Industrial_Primary Metals_Existing_Process_Natural Gas_Strategic Energy Management_A_Achievable Technical Potential | F10 | Industrial | Primary Metals | Existing | Process | Natural Gas | Strategic Energy Management | A | Cumulative Energy Savings (MWh or mTherms) | Achievable Technical Potential | 0 | 0 | 0 | 0 | 0 | 1.6756 | 3.3504 | 5.0152 | 6.681 | 8.3481 | 9.9941 | 11.6355 | 13.2736 | 14.8858 | 16.504 | 18.1069 | 19.7099 | 21.3049 | 22.8856 | 24.4682 | 26.0443 | 27.6143 | 29.1785 | 30.7374 | 32.2914 | 32.2914 | 32.2914 | 32.2914 | 0 | 0 | 0
F11_Industrial_Primary Metals_Existing_Process_Natural Gas_Strategic Energy Management_A_Achievable Technical Potential | F11 | Industrial | Primary Metals | Existing | Process | Natural Gas | Strategic Energy Management | A | Cumulative Summer Peak Savings (MW) | Achievable Technical Potential | 0 | 0 | 0 | 0 | 0 | 0 | 0 | 0 | 0 | 0 | 0 | 0 | 0 | 0 | 0 | 0 | 0 | 0 | 0 | 0 | 0 | 0 | 0 | 0 | 0 | 0 | 0 | 0 | 0 | 0 | 0
F12_Industrial_Primary Metals_Existing_Process_Natural Gas_Strategic Energy Management_A_Achievable Technical Potential | F12 | Industrial | Primary Metals | Existing | Process | Natural Gas | Strategic Energy Management | A | Cumulative Winter Peak Savings (MW) | Achievable Technical Potential | 0 | 0 | 0 | 0 | 0 | 0 | 0 | 0 | 0 | 0 | 0 | 0 | 0 | 0 | 0 | 0 | 0 | 0 | 0 | 0 | 0 | 0 | 0 | 0 | 0 | 0 | 0 | 0 | 0 | 0 | 0
F13_Industrial_Primary Metals_Existing_Process_Natural Gas_Strategic Energy Management_A_Achievable Technical Potential | F13 | Industrial | Primary Metals | Existing | Process | Natural Gas | Strategic Energy Management | A | Purchases (Incremental) | Achievable Technical Potential | 0 | 0 | 0 | 0 | 0 | 16.6253 | 16.6162 | 16.5182 | 16.5271 | 16.5408 | 16.3307 | 16.2861 | 16.253 | 15.9949 | 16.056 | 15.9029 | 15.9049 | 15.8249 | 15.6837 | 15.7023 | 15.6374 | 15.5766 | 15.5198 | 15.4671 | 15.4183 | 0 | 0 | 0 | 0 | 0 | 0
F14_Industrial_Primary Metals_Existing_Process_Natural Gas_Strategic Energy Management_A_Achievable Technical Potential | F14 | Industrial | Primary Metals | Existing | Process | Natural Gas | Strategic Energy Management | A | Purchases (Cumulative) | Achievable Technical Potential | 0 | 0 | 0 | 0 | 0 | 16.6253 | 33.2414 | 49.7596 | 66.2867 | 82.8275 | 99.1582 | 115.4442 | 131.6973 | 147.6922 | 163.7482 | 179.651 | 195.556 | 211.3809 | 227.0646 | 242.7669 | 258.4043 | 273.9809 | 289.5007 | 304.9677 | 320.386 | 320.386 | 320.386 | 320.386 | 320.386 | 320.386 | 320.386
F1_Industrial_Primary Metals_Existing_Miscellaneous_Natural Gas_Strategic Energy Management_A_Achievable Technical Potential | F1 | Industrial | Primary Metals | Existing | Miscellaneous | Natural Gas | Strategic Energy Management | A | Original Unit Energy Savings (kWh or therms) | Achievable Technical Potential | 0 | 0 | 0 | 0 | 0 | 17.014 | 17.014 | 17.014 | 17.014 | 17.014 | 17.014 | 17.014 | 17.014 | 17.014 | 17.014 | 17.014 | 17.014 | 17.014 | 17.014 | 17.014 | 17.014 | 17.014 | 17.014 | 17.014 | 17.014 | 17.014 | 17.014 | 17.014 | 0 | 0 | 0
F2_Industrial_Primary Metals_Existing_Miscellaneous_Natural Gas_Strategic Energy Management_A_Achievable Technical Potential | F2 | Industrial | Primary Metals | Existing | Miscellaneous | Natural Gas | Strategic Energy Management | A | Original Unit Summer Peak Savings (kW) | Achievable Technical Potential | 0 | 0 | 0 | 0 | 0 | 0 | 0 | 0 | 0 | 0 | 0 | 0 | 0 | 0 | 0 | 0 | 0 | 0 | 0 | 0 | 0 | 0 | 0 | 0 | 0 | 0 | 0 | 0 | 0 | 0 | 0
F3_Industrial_Primary Metals_Existing_Miscellaneous_Natural Gas_Strategic Energy Management_A_Achievable Technical Potential | F3 | Industrial | Primary Metals | Existing | Miscellaneous | Natural Gas | Strategic Energy Management | A | Original Unit Winter Peak Savings (kW) | Achievable Technical Potential | 0 | 0 | 0 | 0 | 0 | 0 | 0 | 0 | 0 | 0 | 0 | 0 | 0 | 0 | 0 | 0 | 0 | 0 | 0 | 0 | 0 | 0 | 0 | 0 | 0 | 0 | 0 | 0 | 0 | 0 | 0
F4_Industrial_Primary Metals_Existing_Miscellaneous_Natural Gas_Strategic Energy Management_A_Achievable Technical Potential | F4 | Industrial | Primary Metals | Existing | Miscellaneous | Natural Gas | Strategic Energy Management | A | Standalone Impact on Baseline Energy (%) | Achievable Technical Potential | 0% | 0% | 0% | 0% | 0% | 0.08224% | 0.1645% | 0.2477% | 0.3298% | 0.4118% | 0.4993% | 0.5829% | 0.6664% | 0.7594% | 0.8387% | 0.929% | 1.011% | 1.098% | 1.191% | 1.271% | 1.359% | 1.447% | 1.534% | 1.621% | 0.017089 | 0.017138 | 0.017184 | 0.017226 | 0 | 0 | 0
F5_Industrial_Primary Metals_Existing_Miscellaneous_Natural Gas_Strategic Energy Management_A_Achievable Technical Potential | F5 | Industrial | Primary Metals | Existing | Miscellaneous | Natural Gas | Strategic Energy Management | A | Standalone Impact on Baseline Summer Peak (%) | Achievable Technical Potential | 0% | 0% | 0% | 0% | 0% | 0% | 0% | 0% | 0% | 0% | 0% | 0% | 0% | 0% | 0% | 0% | 0% | 0% | 0% | 0% | 0% | 0% | 0% | 0% | 0 | 0 | 0 | 0 | 0 | 0 | 0
F6_Industrial_Primary Metals_Existing_Miscellaneous_Natural Gas_Strategic Energy Management_A_Achievable Technical Potential | F6 | Industrial | Primary Metals | Existing | Miscellaneous | Natural Gas | Strategic Energy Management | A | Standalone Impact on Baseline Winter Peak (%) | Achievable Technical Potential | 0% | 0% | 0% | 0% | 0% | 0% | 0% | 0% | 0% | 0% | 0% | 0% | 0% | 0% | 0% | 0% | 0% | 0% | 0% | 0% | 0% | 0% | 0% | 0% | 0 | 0 | 0 | 0 | 0 | 0 | 0
F7_Industrial_Primary Metals_Existing_Miscellaneous_Natural Gas_Strategic Energy Management_A_Achievable Technical Potential | F7 | Industrial | Primary Metals | Existing | Miscellaneous | Natural Gas | Strategic Energy Management | A | Incremental Energy Savings (MWh or mTherms) | Achievable Technical Potential | 0 | 0 | 0 | 0 | 0 | 0.070716 | 0.070677 | 0.07026 | 0.070298 | 0.070356 | 0.069463 | 0.069273 | 0.069132 | 0.068035 | 0.068294 | 0.067643 | 0.067652 | 0.067311 | 0.066711 | 0.06679 | 0.066514 | 0.066255 | 0.066014 | 0.065789 | 0.065582 | 0 | 0 | 0 | 0 | 0 | 0
F8_Industrial_Primary Metals_Existing_Miscellaneous_Natural Gas_Strategic Energy Management_A_Achievable Technical Potential | F8 | Industrial | Primary Metals | Existing | Miscellaneous | Natural Gas | Strategic Energy Management | A | Incremental Summer Peak Savings (MW) | Achievable Technical Potential | 0 | 0 | 0 | 0 | 0 | 0 | 0 | 0 | 0 | 0 | 0 | 0 | 0 | 0 | 0 | 0 | 0 | 0 | 0 | 0 | 0 | 0 | 0 | 0 | 0 | 0 | 0 | 0 | 0 | 0 | 0
F9_Industrial_Primary Metals_Existing_Miscellaneous_Natural Gas_Strategic Energy Management_A_Achievable Technical Potential | F9 | Industrial | Primary Metals | Existing | Miscellaneous | Natural Gas | Strategic Energy Management | A | Incremental Winter Peak Savings (MW) | Achievable Technical Potential | 0 | 0 | 0 | 0 | 0 | 0 | 0 | 0 | 0 | 0 | 0 | 0 | 0 | 0 | 0 | 0 | 0 | 0 | 0 | 0 | 0 | 0 | 0 | 0 | 0 | 0 | 0 | 0 | 0 | 0 | 0
F10_Industrial_Primary Metals_Existing_Miscellaneous_Natural Gas_Strategic Energy Management_A_Achievable Technical Potential | F10 | Industrial | Primary Metals | Existing | Miscellaneous | Natural Gas | Strategic Energy Management | A | Cumulative Energy Savings (MWh or mTherms) | Achievable Technical Potential | 0 | 0 | 0 | 0 | 0 | 0.070716 | 0.14139 | 0.21165 | 0.28195 | 0.35231 | 0.42177 | 0.49104 | 0.56018 | 0.62821 | 0.6965 | 0.76415 | 0.8318 | 0.89911 | 0.96582 | 1.0326 | 1.0991 | 1.1654 | 1.2314 | 1.2972 | 1.3628 | 1.3628 | 1.3628 | 1.3628 | 0 | 0 | 0
F11_Industrial_Primary Metals_Existing_Miscellaneous_Natural Gas_Strategic Energy Management_A_Achievable Technical Potential | F11 | Industrial | Primary Metals | Existing | Miscellaneous | Natural Gas | Strategic Energy Management | A | Cumulative Summer Peak Savings (MW) | Achievable Technical Potential | 0 | 0 | 0 | 0 | 0 | 0 | 0 | 0 | 0 | 0 | 0 | 0 | 0 | 0 | 0 | 0 | 0 | 0 | 0 | 0 | 0 | 0 | 0 | 0 | 0 | 0 | 0 | 0 | 0 | 0 | 0
F12_Industrial_Primary Metals_Existing_Miscellaneous_Natural Gas_Strategic Energy Management_A_Achievable Technical Potential | F12 | Industrial | Primary Metals | Existing | Miscellaneous | Natural Gas | Strategic Energy Management | A | Cumulative Winter Peak Savings (MW) | Achievable Technical Potential | 0 | 0 | 0 | 0 | 0 | 0 | 0 | 0 | 0 | 0 | 0 | 0 | 0 | 0 | 0 | 0 | 0 | 0 | 0 | 0 | 0 | 0 | 0 | 0 | 0 | 0 | 0 | 0 | 0 | 0 | 0
F13_Industrial_Primary Metals_Existing_Miscellaneous_Natural Gas_Strategic Energy Management_A_Achievable Technical Potential | F13 | Industrial | Primary Metals | Existing | Miscellaneous | Natural Gas | Strategic Energy Management | A | Purchases (Incremental) | Achievable Technical Potential | 0 | 0 | 0 | 0 | 0 | 4.1563 | 4.154 | 4.1295 | 4.1318 | 4.1352 | 4.0827 | 4.0715 | 4.0633 | 3.9987 | 4.014 | 3.9757 | 3.9762 | 3.9562 | 3.9209 | 3.9256 | 3.9093 | 3.8941 | 3.88 | 3.8668 | 3.8546 | 0 | 0 | 0 | 0 | 0 | 0
F14_Industrial_Primary Metals_Existing_Miscellaneous_Natural Gas_Strategic Energy Management_A_Achievable Technical Potential | F14 | Industrial | Primary Metals | Existing | Miscellaneous | Natural Gas | Strategic Energy Management | A | Purchases (Cumulative) | Achievable Technical Potential | 0 | 0 | 0 | 0 | 0 | 4.1563 | 8.3104 | 12.4399 | 16.5717 | 20.7069 | 24.7895 | 28.8611 | 32.9243 | 36.923 | 40.937 | 44.9128 | 48.889 | 52.8452 | 56.7662 | 60.6917 | 64.6011 | 68.4952 | 72.3752 | 76.2419 | 80.0965 | 80.0965 | 80.0965 | 80.0965 | 80.0965 | 80.0965 | 80.0965
F1_Industrial_Primary Metals_Existing_Space Heating_Natural Gas_Commissioning_A_Achievable Technical Potential | F1 | Industrial | Primary Metals | Existing | Space Heating | Natural Gas | Commissioning | A | Original Unit Energy Savings (kWh or therms) | Achievable Technical Potential | 0 | 0 | 0 | 0 | 0 | 21.4804 | 21.3754 | 21.2456 | 21.1082 | 20.9644 | 20.8186 | 20.6688 | 20.5198 | 20.3714 | 20.2111 | 20.0629 | 19.9165 | 19.7807 | 19.6541 | 19.5307 | 19.4141 | 19.295 | 19.1875 | 19.0859 | 18.9892 | 18.8998 | 18.817 | 18.7403 | 0 | 0 | 0
F2_Industrial_Primary Metals_Existing_Space Heating_Natural Gas_Commissioning_A_Achievable Technical Potential | F2 | Industrial | Primary Metals | Existing | Space Heating | Natural Gas | Commissioning | A | Original Unit Summer Peak Savings (kW) | Achievable Technical Potential | 0 | 0 | 0 | 0 | 0 | 0 | 0 | 0 | 0 | 0 | 0 | 0 | 0 | 0 | 0 | 0 | 0 | 0 | 0 | 0 | 0 | 0 | 0 | 0 | 0 | 0 | 0 | 0 | 0 | 0 | 0
F3_Industrial_Primary Metals_Existing_Space Heating_Natural Gas_Commissioning_A_Achievable Technical Potential | F3 | Industrial | Primary Metals | Existing | Space Heating | Natural Gas | Commissioning | A | Original Unit Winter Peak Savings (kW) | Achievable Technical Potential | 0 | 0 | 0 | 0 | 0 | 0 | 0 | 0 | 0 | 0 | 0 | 0 | 0 | 0 | 0 | 0 | 0 | 0 | 0 | 0 | 0 | 0 | 0 | 0 | 0 | 0 | 0 | 0 | 0 | 0 | 0
F4_Industrial_Primary Metals_Existing_Space Heating_Natural Gas_Commissioning_A_Achievable Technical Potential | F4 | Industrial | Primary Metals | Existing | Space Heating | Natural Gas | Commissioning | A | Standalone Impact on Baseline Energy (%) | Achievable Technical Potential | 0% | 0% | 0% | 0% | 0% | 0% | 0% | 0% | 0% | 0% | 0% | 0% | 0% | 0% | 0% | 0% | 0% | 0% | 0% | 0% | 0% | 0% | 0% | 0% | 0 | 0 | 0 | 0 | 0 | 0 | 0
F5_Industrial_Primary Metals_Existing_Space Heating_Natural Gas_Commissioning_A_Achievable Technical Potential | F5 | Industrial | Primary Metals | Existing | Space Heating | Natural Gas | Commissioning | A | Standalone Impact on Baseline Summer Peak (%) | Achievable Technical Potential | 0% | 0% | 0% | 0% | 0% | 0% | 0% | 0% | 0% | 0% | 0% | 0% | 0% | 0% | 0% | 0% | 0% | 0% | 0% | 0% | 0% | 0% | 0% | 0% | 0 | 0 | 0 | 0 | 0 | 0 | 0
F6_Industrial_Primary Metals_Existing_Space Heating_Natural Gas_Commissioning_A_Achievable Technical Potential | F6 | Industrial | Primary Metals | Existing | Space Heating | Natural Gas | Commissioning | A | Standalone Impact on Baseline Winter Peak (%) | Achievable Technical Potential | 0% | 0% | 0% | 0% | 0% | 0% | 0% | 0% | 0% | 0% | 0% | 0% | 0% | 0% | 0% | 0% | 0% | 0% | 0% | 0% | 0% | 0% | 0% | 0% | 0 | 0 | 0 | 0 | 0 | 0 | 0
F7_Industrial_Primary Metals_Existing_Space Heating_Natural Gas_Commissioning_A_Achievable Technical Potential | F7 | Industrial | Primary Metals | Existing | Space Heating | Natural Gas | Commissioning | A | Incremental Energy Savings (MWh or mTherms) | Achievable Technical Potential | 0 | 0 | 0 | 0 | 0 | 0 | 0 | 0 | 0 | 0 | 0 | 0 | 0 | 0 | 0 | 0 | 0 | 0 | 0 | 0 | 0 | 0 | 0 | 0 | 0 | 0 | 0 | 0 | 0 | 0 | 0
F8_Industrial_Primary Metals_Existing_Space Heating_Natural Gas_Commissioning_A_Achievable Technical Potential | F8 | Industrial | Primary Metals | Existing | Space Heating | Natural Gas | Commissioning | A | Incremental Summer Peak Savings (MW) | Achievable Technical Potential | 0 | 0 | 0 | 0 | 0 | 0 | 0 | 0 | 0 | 0 | 0 | 0 | 0 | 0 | 0 | 0 | 0 | 0 | 0 | 0 | 0 | 0 | 0 | 0 | 0 | 0 | 0 | 0 | 0 | 0 | 0
F9_Industrial_Primary Metals_Existing_Space Heating_Natural Gas_Commissioning_A_Achievable Technical Potential | F9 | Industrial | Primary Metals | Existing | Space Heating | Natural Gas | Commissioning | A | Incremental Winter Peak Savings (MW) | Achievable Technical Potential | 0 | 0 | 0 | 0 | 0 | 0 | 0 | 0 | 0 | 0 | 0 | 0 | 0 | 0 | 0 | 0 | 0 | 0 | 0 | 0 | 0 | 0 | 0 | 0 | 0 | 0 | 0 | 0 | 0 | 0 | 0
F10_Industrial_Primary Metals_Existing_Space Heating_Natural Gas_Commissioning_A_Achievable Technical Potential | F10 | Industrial | Primary Metals | Existing | Space Heating | Natural Gas | Commissioning | A | Cumulative Energy Savings (MWh or mTherms) | Achievable Technical Potential | 0 | 0 | 0 | 0 | 0 | 0 | 0 | 0 | 0 | 0 | 0 | 0 | 0 | 0 | 0 | 0 | 0 | 0 | 0 | 0 | 0 | 0 | 0 | 0 | 0 | 0 | 0 | 0 | 0 | 0 | 0
F11_Industrial_Primary Metals_Existing_Space Heating_Natural Gas_Commissioning_A_Achievable Technical Potential | F11 | Industrial | Primary Metals | Existing | Space Heating | Natural Gas | Commissioning | A | Cumulative Summer Peak Savings (MW) | Achievable Technical Potential | 0 | 0 | 0 | 0 | 0 | 0 | 0 | 0 | 0 | 0 | 0 | 0 | 0 | 0 | 0 | 0 | 0 | 0 | 0 | 0 | 0 | 0 | 0 | 0 | 0 | 0 | 0 | 0 | 0 | 0 | 0
F12_Industrial_Primary Metals_Existing_Space Heating_Natural Gas_Commissioning_A_Achievable Technical Potential | F12 | Industrial | Primary Metals | Existing | Space Heating | Natural Gas | Commissioning | A | Cumulative Winter Peak Savings (MW) | Achievable Technical Potential | 0 | 0 | 0 | 0 | 0 | 0 | 0 | 0 | 0 | 0 | 0 | 0 | 0 | 0 | 0 | 0 | 0 | 0 | 0 | 0 | 0 | 0 | 0 | 0 | 0 | 0 | 0 | 0 | 0 | 0 | 0
F13_Industrial_Primary Metals_Existing_Space Heating_Natural Gas_Commissioning_A_Achievable Technical Potential | F13 | Industrial | Primary Metals | Existing | Space Heating | Natural Gas | Commissioning | A | Purchases (Incremental) | Achievable Technical Potential | 0 | 0 | 0 | 0 | 0 | 0 | 0 | 0 | 0 | 0 | 0 | 0 | 0 | 0 | 0 | 0 | 0 | 0 | 0 | 0 | 0 | 0 | 0 | 0 | 0 | 0 | 0 | 0 | 0 | 0 | 0
F14_Industrial_Primary Metals_Existing_Space Heating_Natural Gas_Commissioning_A_Achievable Technical Potential | F14 | Industrial | Primary Metals | Existing | Space Heating | Natural Gas | Commissioning | A | Purchases (Cumulative) | Achievable Technical Potential | 0 | 0 | 0 | 0 | 0 | 0 | 0 | 0 | 0 | 0 | 0 | 0 | 0 | 0 | 0 | 0 | 0 | 0 | 0 | 0 | 0 | 0 | 0 | 0 | 0 | 0 | 0 | 0 | 0 | 0 | 0
F1_Industrial_Primary Metals_Existing_Process_Natural Gas_Commissioning_A_Achievable Technical Potential | F1 | Industrial | Primary Metals | Existing | Process | Natural Gas | Commissioning | A | Original Unit Energy Savings (kWh or therms) | Achievable Technical Potential | 0 | 0 | 0 | 0 | 0 | 562.5435 | 562.5435 | 562.5435 | 562.5435 | 562.5435 | 562.5435 | 562.5435 | 562.5435 | 562.5435 | 562.5435 | 562.5435 | 562.5435 | 562.5435 | 562.5435 | 562.5435 | 562.5435 | 562.5435 | 562.5435 | 562.5435 | 562.5435 | 562.5435 | 562.5435 | 562.5435 | 0 | 0 | 0
F2_Industrial_Primary Metals_Existing_Process_Natural Gas_Commissioning_A_Achievable Technical Potential | F2 | Industrial | Primary Metals | Existing | Process | Natural Gas | Commissioning | A | Original Unit Summer Peak Savings (kW) | Achievable Technical Potential | 0 | 0 | 0 | 0 | 0 | 0 | 0 | 0 | 0 | 0 | 0 | 0 | 0 | 0 | 0 | 0 | 0 | 0 | 0 | 0 | 0 | 0 | 0 | 0 | 0 | 0 | 0 | 0 | 0 | 0 | 0
F3_Industrial_Primary Metals_Existing_Process_Natural Gas_Commissioning_A_Achievable Technical Potential | F3 | Industrial | Primary Metals | Existing | Process | Natural Gas | Commissioning | A | Original Unit Winter Peak Savings (kW) | Achievable Technical Potential | 0 | 0 | 0 | 0 | 0 | 0 | 0 | 0 | 0 | 0 | 0 | 0 | 0 | 0 | 0 | 0 | 0 | 0 | 0 | 0 | 0 | 0 | 0 | 0 | 0 | 0 | 0 | 0 | 0 | 0 | 0
F4_Industrial_Primary Metals_Existing_Process_Natural Gas_Commissioning_A_Achievable Technical Potential | F4 | Industrial | Primary Metals | Existing | Process | Natural Gas | Commissioning | A | Standalone Impact on Baseline Energy (%) | Achievable Technical Potential | 0% | 0% | 0% | 0% | 0% | 0% | 0% | 0% | 0% | 0% | 0% | 0% | 0% | 0% | 0% | 0% | 0% | 0% | 0% | 0% | 0% | 0% | 0% | 0% | 0 | 0 | 0 | 0 | 0 | 0 | 0
F5_Industrial_Primary Metals_Existing_Process_Natural Gas_Commissioning_A_Achievable Technical Potential | F5 | Industrial | Primary Metals | Existing | Process | Natural Gas | Commissioning | A | Standalone Impact on Baseline Summer Peak (%) | Achievable Technical Potential | 0% | 0% | 0% | 0% | 0% | 0% | 0% | 0% | 0% | 0% | 0% | 0% | 0% | 0% | 0% | 0% | 0% | 0% | 0% | 0% | 0% | 0% | 0% | 0% | 0 | 0 | 0 | 0 | 0 | 0 | 0
F6_Industrial_Primary Metals_Existing_Process_Natural Gas_Commissioning_A_Achievable Technical Potential | F6 | Industrial | Primary Metals | Existing | Process | Natural Gas | Commissioning | A | Standalone Impact on Baseline Winter Peak (%) | Achievable Technical Potential | 0% | 0% | 0% | 0% | 0% | 0% | 0% | 0% | 0% | 0% | 0% | 0% | 0% | 0% | 0% | 0% | 0% | 0% | 0% | 0% | 0% | 0% | 0% | 0% | 0 | 0 | 0 | 0 | 0 | 0 | 0
F7_Industrial_Primary Metals_Existing_Process_Natural Gas_Commissioning_A_Achievable Technical Potential | F7 | Industrial | Primary Metals | Existing | Process | Natural Gas | Commissioning | A | Incremental Energy Savings (MWh or mTherms) | Achievable Technical Potential | 0 | 0 | 0 | 0 | 0 | 0 | 0 | 0 | 0 | 0 | 0 | 0 | 0 | 0 | 0 | 0 | 0 | 0 | 0 | 0 | 0 | 0 | 0 | 0 | 0 | 0 | 0 | 0 | 0 | 0 | 0
F8_Industrial_Primary Metals_Existing_Process_Natural Gas_Commissioning_A_Achievable Technical Potential | F8 | Industrial | Primary Metals | Existing | Process | Natural Gas | Commissioning | A | Incremental Summer Peak Savings (MW) | Achievable Technical Potential | 0 | 0 | 0 | 0 | 0 | 0 | 0 | 0 | 0 | 0 | 0 | 0 | 0 | 0 | 0 | 0 | 0 | 0 | 0 | 0 | 0 | 0 | 0 | 0 | 0 | 0 | 0 | 0 | 0 | 0 | 0
F9_Industrial_Primary Metals_Existing_Process_Natural Gas_Commissioning_A_Achievable Technical Potential | F9 | Industrial | Primary Metals | Existing | Process | Natural Gas | Commissioning | A | Incremental Winter Peak Savings (MW) | Achievable Technical Potential | 0 | 0 | 0 | 0 | 0 | 0 | 0 | 0 | 0 | 0 | 0 | 0 | 0 | 0 | 0 | 0 | 0 | 0 | 0 | 0 | 0 | 0 | 0 | 0 | 0 | 0 | 0 | 0 | 0 | 0 | 0
F10_Industrial_Primary Metals_Existing_Process_Natural Gas_Commissioning_A_Achievable Technical Potential | F10 | Industrial | Primary Metals | Existing | Process | Natural Gas | Commissioning | A | Cumulative Energy Savings (MWh or mTherms) | Achievable Technical Potential | 0 | 0 | 0 | 0 | 0 | 0 | 0 | 0 | 0 | 0 | 0 | 0 | 0 | 0 | 0 | 0 | 0 | 0 | 0 | 0 | 0 | 0 | 0 | 0 | 0 | 0 | 0 | 0 | 0 | 0 | 0
F11_Industrial_Primary Metals_Existing_Process_Natural Gas_Commissioning_A_Achievable Technical Potential | F11 | Industrial | Primary Metals | Existing | Process | Natural Gas | Commissioning | A | Cumulative Summer Peak Savings (MW) | Achievable Technical Potential | 0 | 0 | 0 | 0 | 0 | 0 | 0 | 0 | 0 | 0 | 0 | 0 | 0 | 0 | 0 | 0 | 0 | 0 | 0 | 0 | 0 | 0 | 0 | 0 | 0 | 0 | 0 | 0 | 0 | 0 | 0
F12_Industrial_Primary Metals_Existing_Process_Natural Gas_Commissioning_A_Achievable Technical Potential | F12 | Industrial | Primary Metals | Existing | Process | Natural Gas | Commissioning | A | Cumulative Winter Peak Savings (MW) | Achievable Technical Potential | 0 | 0 | 0 | 0 | 0 | 0 | 0 | 0 | 0 | 0 | 0 | 0 | 0 | 0 | 0 | 0 | 0 | 0 | 0 | 0 | 0 | 0 | 0 | 0 | 0 | 0 | 0 | 0 | 0 | 0 | 0
F13_Industrial_Primary Metals_Existing_Process_Natural Gas_Commissioning_A_Achievable Technical Potential | F13 | Industrial | Primary Metals | Existing | Process | Natural Gas | Commissioning | A | Purchases (Incremental) | Achievable Technical Potential | 0 | 0 | 0 | 0 | 0 | 0 | 0 | 0 | 0 | 0 | 0 | 0 | 0 | 0 | 0 | 0 | 0 | 0 | 0 | 0 | 0 | 0 | 0 | 0 | 0 | 0 | 0 | 0 | 0 | 0 | 0
F14_Industrial_Primary Metals_Existing_Process_Natural Gas_Commissioning_A_Achievable Technical Potential | F14 | Industrial | Primary Metals | Existing | Process | Natural Gas | Commissioning | A | Purchases (Cumulative) | Achievable Technical Potential | 0 | 0 | 0 | 0 | 0 | 0 | 0 | 0 | 0 | 0 | 0 | 0 | 0 | 0 | 0 | 0 | 0 | 0 | 0 | 0 | 0 | 0 | 0 | 0 | 0 | 0 | 0 | 0 | 0 | 0 | 0
F1_Industrial_Primary Metals_Existing_Space Heating_Natural Gas_Retrocommissioning_A_Achievable Technical Potential | F1 | Industrial | Primary Metals | Existing | Space Heating | Natural Gas | Retrocommissioning | A | Original Unit Energy Savings (kWh or therms) | Achievable Technical Potential | 0 | 0 | 0 | 0 | 0 | 2.9835 | 2.9689 | 2.9509 | 2.9318 | 2.9118 | 2.8916 | 2.8708 | 2.8501 | 2.8294 | 2.8072 | 2.7866 | 2.7663 | 2.7474 | 2.7298 | 2.7127 | 2.6965 | 2.6799 | 2.665 | 2.6509 | 2.6375 | 2.625 | 2.6135 | 2.6029 | 0 | 0 | 0
F2_Industrial_Primary Metals_Existing_Space Heating_Natural Gas_Retrocommissioning_A_Achievable Technical Potential | F2 | Industrial | Primary Metals | Existing | Space Heating | Natural Gas | Retrocommissioning | A | Original Unit Summer Peak Savings (kW) | Achievable Technical Potential | 0 | 0 | 0 | 0 | 0 | 0 | 0 | 0 | 0 | 0 | 0 | 0 | 0 | 0 | 0 | 0 | 0 | 0 | 0 | 0 | 0 | 0 | 0 | 0 | 0 | 0 | 0 | 0 | 0 | 0 | 0
F3_Industrial_Primary Metals_Existing_Space Heating_Natural Gas_Retrocommissioning_A_Achievable Technical Potential | F3 | Industrial | Primary Metals | Existing | Space Heating | Natural Gas | Retrocommissioning | A | Original Unit Winter Peak Savings (kW) | Achievable Technical Potential | 0 | 0 | 0 | 0 | 0 | 0 | 0 | 0 | 0 | 0 | 0 | 0 | 0 | 0 | 0 | 0 | 0 | 0 | 0 | 0 | 0 | 0 | 0 | 0 | 0 | 0 | 0 | 0 | 0 | 0 | 0
F4_Industrial_Primary Metals_Existing_Space Heating_Natural Gas_Retrocommissioning_A_Achievable Technical Potential | F4 | Industrial | Primary Metals | Existing | Space Heating | Natural Gas | Retrocommissioning | A | Standalone Impact on Baseline Energy (%) | Achievable Technical Potential | 0% | 0% | 0% | 0% | 0% | 0.0124% | 0.0248% | 0.03734% | 0.04972% | 0.06207% | 0.07527% | 0.08787% | 0.1004% | 0.1145% | 0.1264% | 0.14% | 0.1524% | 0.1656% | 0.1795% | 0.1917% | 0.2048% | 0.218% | 0.2312% | 0.2444% | 0.0025759 | 0.0025834 | 0.0025903 | 0.0025966 | 0 | 0 | 0
F5_Industrial_Primary Metals_Existing_Space Heating_Natural Gas_Retrocommissioning_A_Achievable Technical Potential | F5 | Industrial | Primary Metals | Existing | Space Heating | Natural Gas | Retrocommissioning | A | Standalone Impact on Baseline Summer Peak (%) | Achievable Technical Potential | 0% | 0% | 0% | 0% | 0% | 0% | 0% | 0% | 0% | 0% | 0% | 0% | 0% | 0% | 0% | 0% | 0% | 0% | 0% | 0% | 0% | 0% | 0% | 0% | 0 | 0 | 0 | 0 | 0 | 0 | 0
F6_Industrial_Primary Metals_Existing_Space Heating_Natural Gas_Retrocommissioning_A_Achievable Technical Potential | F6 | Industrial | Primary Metals | Existing | Space Heating | Natural Gas | Retrocommissioning | A | Standalone Impact on Baseline Winter Peak (%) | Achievable Technical Potential | 0% | 0% | 0% | 0% | 0% | 0% | 0% | 0% | 0% | 0% | 0% | 0% | 0% | 0% | 0% | 0% | 0% | 0% | 0% | 0% | 0% | 0% | 0% | 0% | 0 | 0 | 0 | 0 | 0 | 0 | 0
F7_Industrial_Primary Metals_Existing_Space Heating_Natural Gas_Retrocommissioning_A_Achievable Technical Potential | F7 | Industrial | Primary Metals | Existing | Space Heating | Natural Gas | Retrocommissioning | A | Incremental Energy Savings (MWh or mTherms) | Achievable Technical Potential | 0 | 0 | 0 | 0 | 0 | 0.0096447 | 0.0095923 | 0.0094778 | 0.0094216 | 0.0093651 | 0.0091819 | 0.0090909 | 0.0090071 | 0.0087999 | 0.008764 | 0.0086168 | 0.008555 | 0.0084539 | 0.0083249 | 0.0082824 | 0.0081989 | 0.0081169 | 0.0080423 | 0.0079725 | 0.0079071 | 0 | 0 | 0 | 0 | 0 | 0
F8_Industrial_Primary Metals_Existing_Space Heating_Natural Gas_Retrocommissioning_A_Achievable Technical Potential | F8 | Industrial | Primary Metals | Existing | Space Heating | Natural Gas | Retrocommissioning | A | Incremental Summer Peak Savings (MW) | Achievable Technical Potential | 0 | 0 | 0 | 0 | 0 | 0 | 0 | 0 | 0 | 0 | 0 | 0 | 0 | 0 | 0 | 0 | 0 | 0 | 0 | 0 | 0 | 0 | 0 | 0 | 0 | 0 | 0 | 0 | 0 | 0 | 0
F9_Industrial_Primary Metals_Existing_Space Heating_Natural Gas_Retrocommissioning_A_Achievable Technical Potential | F9 | Industrial | Primary Metals | Existing | Space Heating | Natural Gas | Retrocommissioning | A | Incremental Winter Peak Savings (MW) | Achievable Technical Potential | 0 | 0 | 0 | 0 | 0 | 0 | 0 | 0 | 0 | 0 | 0 | 0 | 0 | 0 | 0 | 0 | 0 | 0 | 0 | 0 | 0 | 0 | 0 | 0 | 0 | 0 | 0 | 0 | 0 | 0 | 0
F10_Industrial_Primary Metals_Existing_Space Heating_Natural Gas_Retrocommissioning_A_Achievable Technical Potential | F10 | Industrial | Primary Metals | Existing | Space Heating | Natural Gas | Retrocommissioning | A | Cumulative Energy Savings (MWh or mTherms) | Achievable Technical Potential | 0 | 0 | 0 | 0 | 0 | 0.0096447 | 0.01919 | 0.028551 | 0.037788 | 0.046896 | 0.055751 | 0.064441 | 0.072984 | 0.081256 | 0.08938 | 0.097342 | 0.10519 | 0.11292 | 0.12053 | 0.12805 | 0.13549 | 0.14277 | 0.15002 | 0.1572 | 0.16431 | 0.16353 | 0.16282 | 0.16215 | 0 | 0 | 0
F11_Industrial_Primary Metals_Existing_Space Heating_Natural Gas_Retrocommissioning_A_Achievable Technical Potential | F11 | Industrial | Primary Metals | Existing | Space Heating | Natural Gas | Retrocommissioning | A | Cumulative Summer Peak Savings (MW) | Achievable Technical Potential | 0 | 0 | 0 | 0 | 0 | 0 | 0 | 0 | 0 | 0 | 0 | 0 | 0 | 0 | 0 | 0 | 0 | 0 | 0 | 0 | 0 | 0 | 0 | 0 | 0 | 0 | 0 | 0 | 0 | 0 | 0
F12_Industrial_Primary Metals_Existing_Space Heating_Natural Gas_Retrocommissioning_A_Achievable Technical Potential | F12 | Industrial | Primary Metals | Existing | Space Heating | Natural Gas | Retrocommissioning | A | Cumulative Winter Peak Savings (MW) | Achievable Technical Potential | 0 | 0 | 0 | 0 | 0 | 0 | 0 | 0 | 0 | 0 | 0 | 0 | 0 | 0 | 0 | 0 | 0 | 0 | 0 | 0 | 0 | 0 | 0 | 0 | 0 | 0 | 0 | 0 | 0 | 0 | 0
F13_Industrial_Primary Metals_Existing_Space Heating_Natural Gas_Retrocommissioning_A_Achievable Technical Potential | F13 | Industrial | Primary Metals | Existing | Space Heating | Natural Gas | Retrocommissioning | A | Purchases (Incremental) | Achievable Technical Potential | 0 | 0 | 0 | 0 | 0 | 3.2327 | 3.2309 | 3.2119 | 3.2136 | 3.2163 | 3.1754 | 3.1667 | 3.1603 | 3.1101 | 3.122 | 3.0922 | 3.0926 | 3.0771 | 3.0496 | 3.0532 | 3.0406 | 3.0288 | 3.0177 | 3.0075 | 2.998 | 0 | 0 | 0 | 0 | 0 | 0
F14_Industrial_Primary Metals_Existing_Space Heating_Natural Gas_Retrocommissioning_A_Achievable Technical Potential | F14 | Industrial | Primary Metals | Existing | Space Heating | Natural Gas | Retrocommissioning | A | Purchases (Cumulative) | Achievable Technical Potential | 0 | 0 | 0 | 0 | 0 | 3.2327 | 6.4636 | 9.6755 | 12.8891 | 16.1053 | 19.2808 | 22.4475 | 25.6078 | 28.7179 | 31.8399 | 34.9321 | 38.0248 | 41.1018 | 44.1515 | 47.2047 | 50.2453 | 53.2741 | 56.2918 | 59.2993 | 62.2973 | 62.2973 | 62.2973 | 62.2973 | 62.2973 | 62.2973 | 62.2973
F1_Industrial_Primary Metals_Existing_Process_Natural Gas_Retrocommissioning_A_Achievable Technical Potential | F1 | Industrial | Primary Metals | Existing | Process | Natural Gas | Retrocommissioning | A | Original Unit Energy Savings (kWh or therms) | Achievable Technical Potential | 0 | 0 | 0 | 0 | 0 | 0 | 0 | 0 | 0 | 0 | 0 | 0 | 0 | 0 | 0 | 0 | 0 | 0 | 0 | 0 | 0 | 0 | 0 | 0 | 0 | 0 | 0 | 0 | 0 | 0 | 0
F2_Industrial_Primary Metals_Existing_Process_Natural Gas_Retrocommissioning_A_Achievable Technical Potential | F2 | Industrial | Primary Metals | Existing | Process | Natural Gas | Retrocommissioning | A | Original Unit Summer Peak Savings (kW) | Achievable Technical Potential | 0 | 0 | 0 | 0 | 0 | 0 | 0 | 0 | 0 | 0 | 0 | 0 | 0 | 0 | 0 | 0 | 0 | 0 | 0 | 0 | 0 | 0 | 0 | 0 | 0 | 0 | 0 | 0 | 0 | 0 | 0
F3_Industrial_Primary Metals_Existing_Process_Natural Gas_Retrocommissioning_A_Achievable Technical Potential | F3 | Industrial | Primary Metals | Existing | Process | Natural Gas | Retrocommissioning | A | Original Unit Winter Peak Savings (kW) | Achievable Technical Potential | 0 | 0 | 0 | 0 | 0 | 0 | 0 | 0 | 0 | 0 | 0 | 0 | 0 | 0 | 0 | 0 | 0 | 0 | 0 | 0 | 0 | 0 | 0 | 0 | 0 | 0 | 0 | 0 | 0 | 0 | 0
F4_Industrial_Primary Metals_Existing_Process_Natural Gas_Retrocommissioning_A_Achievable Technical Potential | F4 | Industrial | Primary Metals | Existing | Process | Natural Gas | Retrocommissioning | A | Standalone Impact on Baseline Energy (%) | Achievable Technical Potential | 0% | 0% | 0% | 0% | 0% | 0% | 0% | 0% | 0% | 0% | 0% | 0% | 0% | 0% | 0% | 0% | 0% | 0% | 0% | 0% | 0% | 0% | 0% | 0% | 0 | 0 | 0 | 0 | 0 | 0 | 0
F5_Industrial_Primary Metals_Existing_Process_Natural Gas_Retrocommissioning_A_Achievable Technical Potential | F5 | Industrial | Primary Metals | Existing | Process | Natural Gas | Retrocommissioning | A | Standalone Impact on Baseline Summer Peak (%) | Achievable Technical Potential | 0% | 0% | 0% | 0% | 0% | 0% | 0% | 0% | 0% | 0% | 0% | 0% | 0% | 0% | 0% | 0% | 0% | 0% | 0% | 0% | 0% | 0% | 0% | 0% | 0 | 0 | 0 | 0 | 0 | 0 | 0
F6_Industrial_Primary Metals_Existing_Process_Natural Gas_Retrocommissioning_A_Achievable Technical Potential | F6 | Industrial | Primary Metals | Existing | Process | Natural Gas | Retrocommissioning | A | Standalone Impact on Baseline Winter Peak (%) | Achievable Technical Potential | 0% | 0% | 0% | 0% | 0% | 0% | 0% | 0% | 0% | 0% | 0% | 0% | 0% | 0% | 0% | 0% | 0% | 0% | 0% | 0% | 0% | 0% | 0% | 0% | 0 | 0 | 0 | 0 | 0 | 0 | 0
F7_Industrial_Primary Metals_Existing_Process_Natural Gas_Retrocommissioning_A_Achievable Technical Potential | F7 | Industrial | Primary Metals | Existing | Process | Natural Gas | Retrocommissioning | A | Incremental Energy Savings (MWh or mTherms) | Achievable Technical Potential | 0 | 0 | 0 | 0 | 0 | 0 | 0 | 0 | 0 | 0 | 0 | 0 | 0 | 0 | 0 | 0 | 0 | 0 | 0 | 0 | 0 | 0 | 0 | 0 | 0 | 0 | 0 | 0 | 0 | 0 | 0
F8_Industrial_Primary Metals_Existing_Process_Natural Gas_Retrocommissioning_A_Achievable Technical Potential | F8 | Industrial | Primary Metals | Existing | Process | Natural Gas | Retrocommissioning | A | Incremental Summer Peak Savings (MW) | Achievable Technical Potential | 0 | 0 | 0 | 0 | 0 | 0 | 0 | 0 | 0 | 0 | 0 | 0 | 0 | 0 | 0 | 0 | 0 | 0 | 0 | 0 | 0 | 0 | 0 | 0 | 0 | 0 | 0 | 0 | 0 | 0 | 0
F9_Industrial_Primary Metals_Existing_Process_Natural Gas_Retrocommissioning_A_Achievable Technical Potential | F9 | Industrial | Primary Metals | Existing | Process | Natural Gas | Retrocommissioning | A | Incremental Winter Peak Savings (MW) | Achievable Technical Potential | 0 | 0 | 0 | 0 | 0 | 0 | 0 | 0 | 0 | 0 | 0 | 0 | 0 | 0 | 0 | 0 | 0 | 0 | 0 | 0 | 0 | 0 | 0 | 0 | 0 | 0 | 0 | 0 | 0 | 0 | 0
F10_Industrial_Primary Metals_Existing_Process_Natural Gas_Retrocommissioning_A_Achievable Technical Potential | F10 | Industrial | Primary Metals | Existing | Process | Natural Gas | Retrocommissioning | A | Cumulative Energy Savings (MWh or mTherms) | Achievable Technical Potential | 0 | 0 | 0 | 0 | 0 | 0 | 0 | 0 | 0 | 0 | 0 | 0 | 0 | 0 | 0 | 0 | 0 | 0 | 0 | 0 | 0 | 0 | 0 | 0 | 0 | 0 | 0 | 0 | 0 | 0 | 0
F11_Industrial_Primary Metals_Existing_Process_Natural Gas_Retrocommissioning_A_Achievable Technical Potential | F11 | Industrial | Primary Metals | Existing | Process | Natural Gas | Retrocommissioning | A | Cumulative Summer Peak Savings (MW) | Achievable Technical Potential | 0 | 0 | 0 | 0 | 0 | 0 | 0 | 0 | 0 | 0 | 0 | 0 | 0 | 0 | 0 | 0 | 0 | 0 | 0 | 0 | 0 | 0 | 0 | 0 | 0 | 0 | 0 | 0 | 0 | 0 | 0
F12_Industrial_Primary Metals_Existing_Process_Natural Gas_Retrocommissioning_A_Achievable Technical Potential | F12 | Industrial | Primary Metals | Existing | Process | Natural Gas | Retrocommissioning | A | Cumulative Winter Peak Savings (MW) | Achievable Technical Potential | 0 | 0 | 0 | 0 | 0 | 0 | 0 | 0 | 0 | 0 | 0 | 0 | 0 | 0 | 0 | 0 | 0 | 0 | 0 | 0 | 0 | 0 | 0 | 0 | 0 | 0 | 0 | 0 | 0 | 0 | 0
F13_Industrial_Primary Metals_Existing_Process_Natural Gas_Retrocommissioning_A_Achievable Technical Potential | F13 | Industrial | Primary Metals | Existing | Process | Natural Gas | Retrocommissioning | A | Purchases (Incremental) | Achievable Technical Potential | 0 | 0 | 0 | 0 | 0 | 3.2327 | 3.2309 | 3.2119 | 3.2136 | 3.2163 | 3.1754 | 3.1667 | 3.1603 | 3.1101 | 3.122 | 3.0922 | 3.0926 | 3.0771 | 3.0496 | 3.0532 | 3.0406 | 3.0288 | 3.0177 | 3.0075 | 2.998 | 0 | 0 | 0 | 0 | 0 | 0
F14_Industrial_Primary Metals_Existing_Process_Natural Gas_Retrocommissioning_A_Achievable Technical Potential | F14 | Industrial | Primary Metals | Existing | Process | Natural Gas | Retrocommissioning | A | Purchases (Cumulative) | Achievable Technical Potential | 0 | 0 | 0 | 0 | 0 | 3.2327 | 6.4636 | 9.6755 | 12.8891 | 16.1053 | 19.2808 | 22.4475 | 25.6078 | 28.7179 | 31.8399 | 34.9321 | 38.0248 | 41.1018 | 44.1515 | 47.2047 | 50.2453 | 53.2741 | 56.2918 | 59.2993 | 62.2973 | 62.2973 | 62.2973 | 62.2973 | 62.2973 | 62.2973 | 62.2973
F1_Industrial_Primary Metals_New_Space Heating_Natural Gas_Insulation - Roof/Ceiling_A_Achievable Technical Potential | F1 | Industrial | Primary Metals | New | Space Heating | Natural Gas | Insulation - Roof/Ceiling | A | Original Unit Energy Savings (kWh or therms) | Achievable Technical Potential | 0 | 0 | 0 | 0 | 0 | 0.093892 | 0.092679 | 0.091794 | 0.091122 | 0.090592 | 0.090164 | 0.089662 | 0.089136 | 0.088616 | 0.088114 | 0.08772 | 0.087409 | 0.087162 | 0.08677 | 0.086483 | 0.086275 | 0.086113 | 0.086113 | 0.086113 | 0.086113 | 0.086113 | 0.086113 | 0.086113 | 0 | 0 | 0
F2_Industrial_Primary Metals_New_Space Heating_Natural Gas_Insulation - Roof/Ceiling_A_Achievable Technical Potential | F2 | Industrial | Primary Metals | New | Space Heating | Natural Gas | Insulation - Roof/Ceiling | A | Original Unit Summer Peak Savings (kW) | Achievable Technical Potential | 0 | 0 | 0 | 0 | 0 | 0 | 0 | 0 | 0 | 0 | 0 | 0 | 0 | 0 | 0 | 0 | 0 | 0 | 0 | 0 | 0 | 0 | 0 | 0 | 0 | 0 | 0 | 0 | 0 | 0 | 0
F3_Industrial_Primary Metals_New_Space Heating_Natural Gas_Insulation - Roof/Ceiling_A_Achievable Technical Potential | F3 | Industrial | Primary Metals | New | Space Heating | Natural Gas | Insulation - Roof/Ceiling | A | Original Unit Winter Peak Savings (kW) | Achievable Technical Potential | 0 | 0 | 0 | 0 | 0 | 0 | 0 | 0 | 0 | 0 | 0 | 0 | 0 | 0 | 0 | 0 | 0 | 0 | 0 | 0 | 0 | 0 | 0 | 0 | 0 | 0 | 0 | 0 | 0 | 0 | 0
F4_Industrial_Primary Metals_New_Space Heating_Natural Gas_Insulation - Roof/Ceiling_A_Achievable Technical Potential | F4 | Industrial | Primary Metals | New | Space Heating | Natural Gas | Insulation - Roof/Ceiling | A | Standalone Impact on Baseline Energy (%) | Achievable Technical Potential | 0% | 0% | 0% | 0% | 0% | 0% | 0% | 0% | 0% | 0% | 0% | 0% | 0% | 0% | 0% | 0% | 0% | 0% | 0% | 0% | 0% | 0% | 0% | 0% | 0 | 0 | 0 | 0 | 0 | 0 | 0
F5_Industrial_Primary Metals_New_Space Heating_Natural Gas_Insulation - Roof/Ceiling_A_Achievable Technical Potential | F5 | Industrial | Primary Metals | New | Space Heating | Natural Gas | Insulation - Roof/Ceiling | A | Standalone Impact on Baseline Summer Peak (%) | Achievable Technical Potential | 0% | 0% | 0% | 0% | 0% | 0% | 0% | 0% | 0% | 0% | 0% | 0% | 0% | 0% | 0% | 0% | 0% | 0% | 0% | 0% | 0% | 0% | 0% | 0% | 0 | 0 | 0 | 0 | 0 | 0 | 0
F6_Industrial_Primary Metals_New_Space Heating_Natural Gas_Insulation - Roof/Ceiling_A_Achievable Technical Potential | F6 | Industrial | Primary Metals | New | Space Heating | Natural Gas | Insulation - Roof/Ceiling | A | Standalone Impact on Baseline Winter Peak (%) | Achievable Technical Potential | 0% | 0% | 0% | 0% | 0% | 0% | 0% | 0% | 0% | 0% | 0% | 0% | 0% | 0% | 0% | 0% | 0% | 0% | 0% | 0% | 0% | 0% | 0% | 0% | 0 | 0 | 0 | 0 | 0 | 0 | 0
F7_Industrial_Primary Metals_New_Space Heating_Natural Gas_Insulation - Roof/Ceiling_A_Achievable Technical Potential | F7 | Industrial | Primary Metals | New | Space Heating | Natural Gas | Insulation - Roof/Ceiling | A | Incremental Energy Savings (MWh or mTherms) | Achievable Technical Potential | 0 | 0 | 0 | 0 | 0 | 0 | 0 | 0 | 0 | 0 | 0 | 0 | 0 | 0 | 0 | 0 | 0 | 0 | 0 | 0 | 0 | 0 | 0 | 0 | 0 | 0 | 0 | 0 | 0 | 0 | 0
F8_Industrial_Primary Metals_New_Space Heating_Natural Gas_Insulation - Roof/Ceiling_A_Achievable Technical Potential | F8 | Industrial | Primary Metals | New | Space Heating | Natural Gas | Insulation - Roof/Ceiling | A | Incremental Summer Peak Savings (MW) | Achievable Technical Potential | 0 | 0 | 0 | 0 | 0 | 0 | 0 | 0 | 0 | 0 | 0 | 0 | 0 | 0 | 0 | 0 | 0 | 0 | 0 | 0 | 0 | 0 | 0 | 0 | 0 | 0 | 0 | 0 | 0 | 0 | 0
F9_Industrial_Primary Metals_New_Space Heating_Natural Gas_Insulation - Roof/Ceiling_A_Achievable Technical Potential | F9 | Industrial | Primary Metals | New | Space Heating | Natural Gas | Insulation - Roof/Ceiling | A | Incremental Winter Peak Savings (MW) | Achievable Technical Potential | 0 | 0 | 0 | 0 | 0 | 0 | 0 | 0 | 0 | 0 | 0 | 0 | 0 | 0 | 0 | 0 | 0 | 0 | 0 | 0 | 0 | 0 | 0 | 0 | 0 | 0 | 0 | 0 | 0 | 0 | 0
F10_Industrial_Primary Metals_New_Space Heating_Natural Gas_Insulation - Roof/Ceiling_A_Achievable Technical Potential | F10 | Industrial | Primary Metals | New | Space Heating | Natural Gas | Insulation - Roof/Ceiling | A | Cumulative Energy Savings (MWh or mTherms) | Achievable Technical Potential | 0 | 0 | 0 | 0 | 0 | 0 | 0 | 0 | 0 | 0 | 0 | 0 | 0 | 0 | 0 | 0 | 0 | 0 | 0 | 0 | 0 | 0 | 0 | 0 | 0 | 0 | 0 | 0 | 0 | 0 | 0
F11_Industrial_Primary Metals_New_Space Heating_Natural Gas_Insulation - Roof/Ceiling_A_Achievable Technical Potential | F11 | Industrial | Primary Metals | New | Space Heating | Natural Gas | Insulation - Roof/Ceiling | A | Cumulative Summer Peak Savings (MW) | Achievable Technical Potential | 0 | 0 | 0 | 0 | 0 | 0 | 0 | 0 | 0 | 0 | 0 | 0 | 0 | 0 | 0 | 0 | 0 | 0 | 0 | 0 | 0 | 0 | 0 | 0 | 0 | 0 | 0 | 0 | 0 | 0 | 0
F12_Industrial_Primary Metals_New_Space Heating_Natural Gas_Insulation - Roof/Ceiling_A_Achievable Technical Potential | F12 | Industrial | Primary Metals | New | Space Heating | Natural Gas | Insulation - Roof/Ceiling | A | Cumulative Winter Peak Savings (MW) | Achievable Technical Potential | 0 | 0 | 0 | 0 | 0 | 0 | 0 | 0 | 0 | 0 | 0 | 0 | 0 | 0 | 0 | 0 | 0 | 0 | 0 | 0 | 0 | 0 | 0 | 0 | 0 | 0 | 0 | 0 | 0 | 0 | 0
F13_Industrial_Primary Metals_New_Space Heating_Natural Gas_Insulation - Roof/Ceiling_A_Achievable Technical Potential | F13 | Industrial | Primary Metals | New | Space Heating | Natural Gas | Insulation - Roof/Ceiling | A | Purchases (Incremental) | Achievable Technical Potential | 0 | 0 | 0 | 0 | 0 | 0 | 0 | 0 | 0 | 0 | 0 | 0 | 0 | 0 | 0 | 0 | 0 | 0 | 0 | 0 | 0 | 0 | 0 | 0 | 0 | 0 | 0 | 0 | 0 | 0 | 0
F14_Industrial_Primary Metals_New_Space Heating_Natural Gas_Insulation - Roof/Ceiling_A_Achievable Technical Potential | F14 | Industrial | Primary Metals | New | Space Heating | Natural Gas | Insulation - Roof/Ceiling | A | Purchases (Cumulative) | Achievable Technical Potential | 0 | 0 | 0 | 0 | 0 | 0 | 0 | 0 | 0 | 0 | 0 | 0 | 0 | 0 | 0 | 0 | 0 | 0 | 0 | 0 | 0 | 0 | 0 | 0 | 0 | 0 | 0 | 0 | 0 | 0 | 0
F1_Industrial_Primary Metals_New_Space Heating_Natural Gas_Insulation - Wall Cavity_A_Achievable Technical Potential | F1 | Industrial | Primary Metals | New | Space Heating | Natural Gas | Insulation - Wall Cavity | A | Original Unit Energy Savings (kWh or therms) | Achievable Technical Potential | 0 | 0 | 0 | 0 | 0 | 0.016909 | 0.016691 | 0.016531 | 0.01641 | 0.016315 | 0.016238 | 0.016147 | 0.016053 | 0.015959 | 0.015869 | 0.015798 | 0.015742 | 0.015697 | 0.015627 | 0.015575 | 0.015537 | 0.015508 | 0.015508 | 0.015508 | 0.015508 | 0.015508 | 0.015508 | 0.015508 | 0 | 0 | 0
F2_Industrial_Primary Metals_New_Space Heating_Natural Gas_Insulation - Wall Cavity_A_Achievable Technical Potential | F2 | Industrial | Primary Metals | New | Space Heating | Natural Gas | Insulation - Wall Cavity | A | Original Unit Summer Peak Savings (kW) | Achievable Technical Potential | 0 | 0 | 0 | 0 | 0 | 0 | 0 | 0 | 0 | 0 | 0 | 0 | 0 | 0 | 0 | 0 | 0 | 0 | 0 | 0 | 0 | 0 | 0 | 0 | 0 | 0 | 0 | 0 | 0 | 0 | 0
F3_Industrial_Primary Metals_New_Space Heating_Natural Gas_Insulation - Wall Cavity_A_Achievable Technical Potential | F3 | Industrial | Primary Metals | New | Space Heating | Natural Gas | Insulation - Wall Cavity | A | Original Unit Winter Peak Savings (kW) | Achievable Technical Potential | 0 | 0 | 0 | 0 | 0 | 0 | 0 | 0 | 0 | 0 | 0 | 0 | 0 | 0 | 0 | 0 | 0 | 0 | 0 | 0 | 0 | 0 | 0 | 0 | 0 | 0 | 0 | 0 | 0 | 0 | 0
F4_Industrial_Primary Metals_New_Space Heating_Natural Gas_Insulation - Wall Cavity_A_Achievable Technical Potential | F4 | Industrial | Primary Metals | New | Space Heating | Natural Gas | Insulation - Wall Cavity | A | Standalone Impact on Baseline Energy (%) | Achievable Technical Potential | 0% | 0% | 0% | 0% | 0% | 0% | 0% | 0% | 0% | 0% | 0% | 0% | 0% | 0% | 0% | 0% | 0% | 0% | 0% | 0% | 0% | 0% | 0% | 0% | 0 | 0 | 0 | 0 | 0 | 0 | 0
F5_Industrial_Primary Metals_New_Space Heating_Natural Gas_Insulation - Wall Cavity_A_Achievable Technical Potential | F5 | Industrial | Primary Metals | New | Space Heating | Natural Gas | Insulation - Wall Cavity | A | Standalone Impact on Baseline Summer Peak (%) | Achievable Technical Potential | 0% | 0% | 0% | 0% | 0% | 0% | 0% | 0% | 0% | 0% | 0% | 0% | 0% | 0% | 0% | 0% | 0% | 0% | 0% | 0% | 0% | 0% | 0% | 0% | 0 | 0 | 0 | 0 | 0 | 0 | 0
F6_Industrial_Primary Metals_New_Space Heating_Natural Gas_Insulation - Wall Cavity_A_Achievable Technical Potential | F6 | Industrial | Primary Metals | New | Space Heating | Natural Gas | Insulation - Wall Cavity | A | Standalone Impact on Baseline Winter Peak (%) | Achievable Technical Potential | 0% | 0% | 0% | 0% | 0% | 0% | 0% | 0% | 0% | 0% | 0% | 0% | 0% | 0% | 0% | 0% | 0% | 0% | 0% | 0% | 0% | 0% | 0% | 0% | 0 | 0 | 0 | 0 | 0 | 0 | 0
F7_Industrial_Primary Metals_New_Space Heating_Natural Gas_Insulation - Wall Cavity_A_Achievable Technical Potential | F7 | Industrial | Primary Metals | New | Space Heating | Natural Gas | Insulation - Wall Cavity | A | Incremental Energy Savings (MWh or mTherms) | Achievable Technical Potential | 0 | 0 | 0 | 0 | 0 | 0 | 0 | 0 | 0 | 0 | 0 | 0 | 0 | 0 | 0 | 0 | 0 | 0 | 0 | 0 | 0 | 0 | 0 | 0 | 0 | 0 | 0 | 0 | 0 | 0 | 0
F8_Industrial_Primary Metals_New_Space Heating_Natural Gas_Insulation - Wall Cavity_A_Achievable Technical Potential | F8 | Industrial | Primary Metals | New | Space Heating | Natural Gas | Insulation - Wall Cavity | A | Incremental Summer Peak Savings (MW) | Achievable Technical Potential | 0 | 0 | 0 | 0 | 0 | 0 | 0 | 0 | 0 | 0 | 0 | 0 | 0 | 0 | 0 | 0 | 0 | 0 | 0 | 0 | 0 | 0 | 0 | 0 | 0 | 0 | 0 | 0 | 0 | 0 | 0
F9_Industrial_Primary Metals_New_Space Heating_Natural Gas_Insulation - Wall Cavity_A_Achievable Technical Potential | F9 | Industrial | Primary Metals | New | Space Heating | Natural Gas | Insulation - Wall Cavity | A | Incremental Winter Peak Savings (MW) | Achievable Technical Potential | 0 | 0 | 0 | 0 | 0 | 0 | 0 | 0 | 0 | 0 | 0 | 0 | 0 | 0 | 0 | 0 | 0 | 0 | 0 | 0 | 0 | 0 | 0 | 0 | 0 | 0 | 0 | 0 | 0 | 0 | 0
F10_Industrial_Primary Metals_New_Space Heating_Natural Gas_Insulation - Wall Cavity_A_Achievable Technical Potential | F10 | Industrial | Primary Metals | New | Space Heating | Natural Gas | Insulation - Wall Cavity | A | Cumulative Energy Savings (MWh or mTherms) | Achievable Technical Potential | 0 | 0 | 0 | 0 | 0 | 0 | 0 | 0 | 0 | 0 | 0 | 0 | 0 | 0 | 0 | 0 | 0 | 0 | 0 | 0 | 0 | 0 | 0 | 0 | 0 | 0 | 0 | 0 | 0 | 0 | 0
F11_Industrial_Primary Metals_New_Space Heating_Natural Gas_Insulation - Wall Cavity_A_Achievable Technical Potential | F11 | Industrial | Primary Metals | New | Space Heating | Natural Gas | Insulation - Wall Cavity | A | Cumulative Summer Peak Savings (MW) | Achievable Technical Potential | 0 | 0 | 0 | 0 | 0 | 0 | 0 | 0 | 0 | 0 | 0 | 0 | 0 | 0 | 0 | 0 | 0 | 0 | 0 | 0 | 0 | 0 | 0 | 0 | 0 | 0 | 0 | 0 | 0 | 0 | 0
F12_Industrial_Primary Metals_New_Space Heating_Natural Gas_Insulation - Wall Cavity_A_Achievable Technical Potential | F12 | Industrial | Primary Metals | New | Space Heating | Natural Gas | Insulation - Wall Cavity | A | Cumulative Winter Peak Savings (MW) | Achievable Technical Potential | 0 | 0 | 0 | 0 | 0 | 0 | 0 | 0 | 0 | 0 | 0 | 0 | 0 | 0 | 0 | 0 | 0 | 0 | 0 | 0 | 0 | 0 | 0 | 0 | 0 | 0 | 0 | 0 | 0 | 0 | 0
F13_Industrial_Primary Metals_New_Space Heating_Natural Gas_Insulation - Wall Cavity_A_Achievable Technical Potential | F13 | Industrial | Primary Metals | New | Space Heating | Natural Gas | Insulation - Wall Cavity | A | Purchases (Incremental) | Achievable Technical Potential | 0 | 0 | 0 | 0 | 0 | 0 | 0 | 0 | 0 | 0 | 0 | 0 | 0 | 0 | 0 | 0 | 0 | 0 | 0 | 0 | 0 | 0 | 0 | 0 | 0 | 0 | 0 | 0 | 0 | 0 | 0
F14_Industrial_Primary Metals_New_Space Heating_Natural Gas_Insulation - Wall Cavity_A_Achievable Technical Potential | F14 | Industrial | Primary Metals | New | Space Heating | Natural Gas | Insulation - Wall Cavity | A | Purchases (Cumulative) | Achievable Technical Potential | 0 | 0 | 0 | 0 | 0 | 0 | 0 | 0 | 0 | 0 | 0 | 0 | 0 | 0 | 0 | 0 | 0 | 0 | 0 | 0 | 0 | 0 | 0 | 0 | 0 | 0 | 0 | 0 | 0 | 0 | 0
F1_Industrial_Primary Metals_New_Space Heating_Natural Gas_Insulation - Ducting_A_Achievable Technical Potential | F1 | Industrial | Primary Metals | New | Space Heating | Natural Gas | Insulation - Ducting | A | Original Unit Energy Savings (kWh or therms) | Achievable Technical Potential | 0 | 0 | 0 | 0 | 0 | 0 | 0 | 0 | 0 | 0 | 0 | 0 | 0 | 0 | 0 | 0 | 0 | 0 | 0 | 0 | 0 | 0 | 0 | 0 | 0 | 0 | 0 | 0 | 0 | 0 | 0
F2_Industrial_Primary Metals_New_Space Heating_Natural Gas_Insulation - Ducting_A_Achievable Technical Potential | F2 | Industrial | Primary Metals | New | Space Heating | Natural Gas | Insulation - Ducting | A | Original Unit Summer Peak Savings (kW) | Achievable Technical Potential | 0 | 0 | 0 | 0 | 0 | 0 | 0 | 0 | 0 | 0 | 0 | 0 | 0 | 0 | 0 | 0 | 0 | 0 | 0 | 0 | 0 | 0 | 0 | 0 | 0 | 0 | 0 | 0 | 0 | 0 | 0
F3_Industrial_Primary Metals_New_Space Heating_Natural Gas_Insulation - Ducting_A_Achievable Technical Potential | F3 | Industrial | Primary Metals | New | Space Heating | Natural Gas | Insulation - Ducting | A | Original Unit Winter Peak Savings (kW) | Achievable Technical Potential | 0 | 0 | 0 | 0 | 0 | 0 | 0 | 0 | 0 | 0 | 0 | 0 | 0 | 0 | 0 | 0 | 0 | 0 | 0 | 0 | 0 | 0 | 0 | 0 | 0 | 0 | 0 | 0 | 0 | 0 | 0
F4_Industrial_Primary Metals_New_Space Heating_Natural Gas_Insulation - Ducting_A_Achievable Technical Potential | F4 | Industrial | Primary Metals | New | Space Heating | Natural Gas | Insulation - Ducting | A | Standalone Impact on Baseline Energy (%) | Achievable Technical Potential | 0% | 0% | 0% | 0% | 0% | 0% | 0% | 0% | 0% | 0% | 0% | 0% | 0% | 0% | 0% | 0% | 0% | 0% | 0% | 0% | 0% | 0% | 0% | 0% | 0 | 0 | 0 | 0 | 0 | 0 | 0
F5_Industrial_Primary Metals_New_Space Heating_Natural Gas_Insulation - Ducting_A_Achievable Technical Potential | F5 | Industrial | Primary Metals | New | Space Heating | Natural Gas | Insulation - Ducting | A | Standalone Impact on Baseline Summer Peak (%) | Achievable Technical Potential | 0% | 0% | 0% | 0% | 0% | 0% | 0% | 0% | 0% | 0% | 0% | 0% | 0% | 0% | 0% | 0% | 0% | 0% | 0% | 0% | 0% | 0% | 0% | 0% | 0 | 0 | 0 | 0 | 0 | 0 | 0
F6_Industrial_Primary Metals_New_Space Heating_Natural Gas_Insulation - Ducting_A_Achievable Technical Potential | F6 | Industrial | Primary Metals | New | Space Heating | Natural Gas | Insulation - Ducting | A | Standalone Impact on Baseline Winter Peak (%) | Achievable Technical Potential | 0% | 0% | 0% | 0% | 0% | 0% | 0% | 0% | 0% | 0% | 0% | 0% | 0% | 0% | 0% | 0% | 0% | 0% | 0% | 0% | 0% | 0% | 0% | 0% | 0 | 0 | 0 | 0 | 0 | 0 | 0
F7_Industrial_Primary Metals_New_Space Heating_Natural Gas_Insulation - Ducting_A_Achievable Technical Potential | F7 | Industrial | Primary Metals | New | Space Heating | Natural Gas | Insulation - Ducting | A | Incremental Energy Savings (MWh or mTherms) | Achievable Technical Potential | 0 | 0 | 0 | 0 | 0 | 0 | 0 | 0 | 0 | 0 | 0 | 0 | 0 | 0 | 0 | 0 | 0 | 0 | 0 | 0 | 0 | 0 | 0 | 0 | 0 | 0 | 0 | 0 | 0 | 0 | 0
F8_Industrial_Primary Metals_New_Space Heating_Natural Gas_Insulation - Ducting_A_Achievable Technical Potential | F8 | Industrial | Primary Metals | New | Space Heating | Natural Gas | Insulation - Ducting | A | Incremental Summer Peak Savings (MW) | Achievable Technical Potential | 0 | 0 | 0 | 0 | 0 | 0 | 0 | 0 | 0 | 0 | 0 | 0 | 0 | 0 | 0 | 0 | 0 | 0 | 0 | 0 | 0 | 0 | 0 | 0 | 0 | 0 | 0 | 0 | 0 | 0 | 0
F9_Industrial_Primary Metals_New_Space Heating_Natural Gas_Insulation - Ducting_A_Achievable Technical Potential | F9 | Industrial | Primary Metals | New | Space Heating | Natural Gas | Insulation - Ducting | A | Incremental Winter Peak Savings (MW) | Achievable Technical Potential | 0 | 0 | 0 | 0 | 0 | 0 | 0 | 0 | 0 | 0 | 0 | 0 | 0 | 0 | 0 | 0 | 0 | 0 | 0 | 0 | 0 | 0 | 0 | 0 | 0 | 0 | 0 | 0 | 0 | 0 | 0
F10_Industrial_Primary Metals_New_Space Heating_Natural Gas_Insulation - Ducting_A_Achievable Technical Potential | F10 | Industrial | Primary Metals | New | Space Heating | Natural Gas | Insulation - Ducting | A | Cumulative Energy Savings (MWh or mTherms) | Achievable Technical Potential | 0 | 0 | 0 | 0 | 0 | 0 | 0 | 0 | 0 | 0 | 0 | 0 | 0 | 0 | 0 | 0 | 0 | 0 | 0 | 0 | 0 | 0 | 0 | 0 | 0 | 0 | 0 | 0 | 0 | 0 | 0
F11_Industrial_Primary Metals_New_Space Heating_Natural Gas_Insulation - Ducting_A_Achievable Technical Potential | F11 | Industrial | Primary Metals | New | Space Heating | Natural Gas | Insulation - Ducting | A | Cumulative Summer Peak Savings (MW) | Achievable Technical Potential | 0 | 0 | 0 | 0 | 0 | 0 | 0 | 0 | 0 | 0 | 0 | 0 | 0 | 0 | 0 | 0 | 0 | 0 | 0 | 0 | 0 | 0 | 0 | 0 | 0 | 0 | 0 | 0 | 0 | 0 | 0
F12_Industrial_Primary Metals_New_Space Heating_Natural Gas_Insulation - Ducting_A_Achievable Technical Potential | F12 | Industrial | Primary Metals | New | Space Heating | Natural Gas | Insulation - Ducting | A | Cumulative Winter Peak Savings (MW) | Achievable Technical Potential | 0 | 0 | 0 | 0 | 0 | 0 | 0 | 0 | 0 | 0 | 0 | 0 | 0 | 0 | 0 | 0 | 0 | 0 | 0 | 0 | 0 | 0 | 0 | 0 | 0 | 0 | 0 | 0 | 0 | 0 | 0
F13_Industrial_Primary Metals_New_Space Heating_Natural Gas_Insulation - Ducting_A_Achievable Technical Potential | F13 | Industrial | Primary Metals | New | Space Heating | Natural Gas | Insulation - Ducting | A | Purchases (Incremental) | Achievable Technical Potential | 0 | 0 | 0 | 0 | 0 | 0 | 0 | 0 | 0 | 0 | 0 | 0 | 0 | 0 | 0 | 0 | 0 | 0 | 0 | 0 | 0 | 0 | 0 | 0 | 0 | 0 | 0 | 0 | 0 | 0 | 0
F14_Industrial_Primary Metals_New_Space Heating_Natural Gas_Insulation - Ducting_A_Achievable Technical Potential | F14 | Industrial | Primary Metals | New | Space Heating | Natural Gas | Insulation - Ducting | A | Purchases (Cumulative) | Achievable Technical Potential | 0 | 0 | 0 | 0 | 0 | 0 | 0 | 0 | 0 | 0 | 0 | 0 | 0 | 0 | 0 | 0 | 0 | 0 | 0 | 0 | 0 | 0 | 0 | 0 | 0 | 0 | 0 | 0 | 0 | 0 | 0
F1_Industrial_Primary Metals_New_Space Heating_Natural Gas_HVAC - Duct Repair and Sealing_A_Achievable Technical Potential | F1 | Industrial | Primary Metals | New | Space Heating | Natural Gas | HVAC - Duct Repair and Sealing | A | Original Unit Energy Savings (kWh or therms) | Achievable Technical Potential | 0 | 0 | 0 | 0 | 0 | 0 | 0 | 0 | 0 | 0 | 0 | 0 | 0 | 0 | 0 | 0 | 0 | 0 | 0 | 0 | 0 | 0 | 0 | 0 | 0 | 0 | 0 | 0 | 0 | 0 | 0
F2_Industrial_Primary Metals_New_Space Heating_Natural Gas_HVAC - Duct Repair and Sealing_A_Achievable Technical Potential | F2 | Industrial | Primary Metals | New | Space Heating | Natural Gas | HVAC - Duct Repair and Sealing | A | Original Unit Summer Peak Savings (kW) | Achievable Technical Potential | 0 | 0 | 0 | 0 | 0 | 0 | 0 | 0 | 0 | 0 | 0 | 0 | 0 | 0 | 0 | 0 | 0 | 0 | 0 | 0 | 0 | 0 | 0 | 0 | 0 | 0 | 0 | 0 | 0 | 0 | 0
F3_Industrial_Primary Metals_New_Space Heating_Natural Gas_HVAC - Duct Repair and Sealing_A_Achievable Technical Potential | F3 | Industrial | Primary Metals | New | Space Heating | Natural Gas | HVAC - Duct Repair and Sealing | A | Original Unit Winter Peak Savings (kW) | Achievable Technical Potential | 0 | 0 | 0 | 0 | 0 | 0 | 0 | 0 | 0 | 0 | 0 | 0 | 0 | 0 | 0 | 0 | 0 | 0 | 0 | 0 | 0 | 0 | 0 | 0 | 0 | 0 | 0 | 0 | 0 | 0 | 0
F4_Industrial_Primary Metals_New_Space Heating_Natural Gas_HVAC - Duct Repair and Sealing_A_Achievable Technical Potential | F4 | Industrial | Primary Metals | New | Space Heating | Natural Gas | HVAC - Duct Repair and Sealing | A | Standalone Impact on Baseline Energy (%) | Achievable Technical Potential | 0% | 0% | 0% | 0% | 0% | 0% | 0% | 0% | 0% | 0% | 0% | 0% | 0% | 0% | 0% | 0% | 0% | 0% | 0% | 0% | 0% | 0% | 0% | 0% | 0 | 0 | 0 | 0 | 0 | 0 | 0
F5_Industrial_Primary Metals_New_Space Heating_Natural Gas_HVAC - Duct Repair and Sealing_A_Achievable Technical Potential | F5 | Industrial | Primary Metals | New | Space Heating | Natural Gas | HVAC - Duct Repair and Sealing | A | Standalone Impact on Baseline Summer Peak (%) | Achievable Technical Potential | 0% | 0% | 0% | 0% | 0% | 0% | 0% | 0% | 0% | 0% | 0% | 0% | 0% | 0% | 0% | 0% | 0% | 0% | 0% | 0% | 0% | 0% | 0% | 0% | 0 | 0 | 0 | 0 | 0 | 0 | 0
F6_Industrial_Primary Metals_New_Space Heating_Natural Gas_HVAC - Duct Repair and Sealing_A_Achievable Technical Potential | F6 | Industrial | Primary Metals | New | Space Heating | Natural Gas | HVAC - Duct Repair and Sealing | A | Standalone Impact on Baseline Winter Peak (%) | Achievable Technical Potential | 0% | 0% | 0% | 0% | 0% | 0% | 0% | 0% | 0% | 0% | 0% | 0% | 0% | 0% | 0% | 0% | 0% | 0% | 0% | 0% | 0% | 0% | 0% | 0% | 0 | 0 | 0 | 0 | 0 | 0 | 0
F7_Industrial_Primary Metals_New_Space Heating_Natural Gas_HVAC - Duct Repair and Sealing_A_Achievable Technical Potential | F7 | Industrial | Primary Metals | New | Space Heating | Natural Gas | HVAC - Duct Repair and Sealing | A | Incremental Energy Savings (MWh or mTherms) | Achievable Technical Potential | 0 | 0 | 0 | 0 | 0 | 0 | 0 | 0 | 0 | 0 | 0 | 0 | 0 | 0 | 0 | 0 | 0 | 0 | 0 | 0 | 0 | 0 | 0 | 0 | 0 | 0 | 0 | 0 | 0 | 0 | 0
F8_Industrial_Primary Metals_New_Space Heating_Natural Gas_HVAC - Duct Repair and Sealing_A_Achievable Technical Potential | F8 | Industrial | Primary Metals | New | Space Heating | Natural Gas | HVAC - Duct Repair and Sealing | A | Incremental Summer Peak Savings (MW) | Achievable Technical Potential | 0 | 0 | 0 | 0 | 0 | 0 | 0 | 0 | 0 | 0 | 0 | 0 | 0 | 0 | 0 | 0 | 0 | 0 | 0 | 0 | 0 | 0 | 0 | 0 | 0 | 0 | 0 | 0 | 0 | 0 | 0
F9_Industrial_Primary Metals_New_Space Heating_Natural Gas_HVAC - Duct Repair and Sealing_A_Achievable Technical Potential | F9 | Industrial | Primary Metals | New | Space Heating | Natural Gas | HVAC - Duct Repair and Sealing | A | Incremental Winter Peak Savings (MW) | Achievable Technical Potential | 0 | 0 | 0 | 0 | 0 | 0 | 0 | 0 | 0 | 0 | 0 | 0 | 0 | 0 | 0 | 0 | 0 | 0 | 0 | 0 | 0 | 0 | 0 | 0 | 0 | 0 | 0 | 0 | 0 | 0 | 0
F10_Industrial_Primary Metals_New_Space Heating_Natural Gas_HVAC - Duct Repair and Sealing_A_Achievable Technical Potential | F10 | Industrial | Primary Metals | New | Space Heating | Natural Gas | HVAC - Duct Repair and Sealing | A | Cumulative Energy Savings (MWh or mTherms) | Achievable Technical Potential | 0 | 0 | 0 | 0 | 0 | 0 | 0 | 0 | 0 | 0 | 0 | 0 | 0 | 0 | 0 | 0 | 0 | 0 | 0 | 0 | 0 | 0 | 0 | 0 | 0 | 0 | 0 | 0 | 0 | 0 | 0
F11_Industrial_Primary Metals_New_Space Heating_Natural Gas_HVAC - Duct Repair and Sealing_A_Achievable Technical Potential | F11 | Industrial | Primary Metals | New | Space Heating | Natural Gas | HVAC - Duct Repair and Sealing | A | Cumulative Summer Peak Savings (MW) | Achievable Technical Potential | 0 | 0 | 0 | 0 | 0 | 0 | 0 | 0 | 0 | 0 | 0 | 0 | 0 | 0 | 0 | 0 | 0 | 0 | 0 | 0 | 0 | 0 | 0 | 0 | 0 | 0 | 0 | 0 | 0 | 0 | 0
F12_Industrial_Primary Metals_New_Space Heating_Natural Gas_HVAC - Duct Repair and Sealing_A_Achievable Technical Potential | F12 | Industrial | Primary Metals | New | Space Heating | Natural Gas | HVAC - Duct Repair and Sealing | A | Cumulative Winter Peak Savings (MW) | Achievable Technical Potential | 0 | 0 | 0 | 0 | 0 | 0 | 0 | 0 | 0 | 0 | 0 | 0 | 0 | 0 | 0 | 0 | 0 | 0 | 0 | 0 | 0 | 0 | 0 | 0 | 0 | 0 | 0 | 0 | 0 | 0 | 0
F13_Industrial_Primary Metals_New_Space Heating_Natural Gas_HVAC - Duct Repair and Sealing_A_Achievable Technical Potential | F13 | Industrial | Primary Metals | New | Space Heating | Natural Gas | HVAC - Duct Repair and Sealing | A | Purchases (Incremental) | Achievable Technical Potential | 0 | 0 | 0 | 0 | 0 | 0 | 0 | 0 | 0 | 0 | 0 | 0 | 0 | 0 | 0 | 0 | 0 | 0 | 0 | 0 | 0 | 0 | 0 | 0 | 0 | 0 | 0 | 0 | 0 | 0 | 0
F14_Industrial_Primary Metals_New_Space Heating_Natural Gas_HVAC - Duct Repair and Sealing_A_Achievable Technical Potential | F14 | Industrial | Primary Metals | New | Space Heating | Natural Gas | HVAC - Duct Repair and Sealing | A | Purchases (Cumulative) | Achievable Technical Potential | 0 | 0 | 0 | 0 | 0 | 0 | 0 | 0 | 0 | 0 | 0 | 0 | 0 | 0 | 0 | 0 | 0 | 0 | 0 | 0 | 0 | 0 | 0 | 0 | 0 | 0 | 0 | 0 | 0 | 0 | 0
F1_Industrial_Primary Metals_New_Space Heating_Natural Gas_Windows - High Efficiency_A_Achievable Technical Potential | F1 | Industrial | Primary Metals | New | Space Heating | Natural Gas | Windows - High Efficiency | A | Original Unit Energy Savings (kWh or therms) | Achievable Technical Potential | 0 | 0 | 0 | 0 | 0 | 0.0053664 | 0.005297 | 0.0052464 | 0.0052081 | 0.0051778 | 0.0051533 | 0.0051246 | 0.0050945 | 0.0050648 | 0.0050361 | 0.0050136 | 0.0049958 | 0.0049817 | 0.0049593 | 0.0049429 | 0.004931 | 0.0049217 | 0.0049217 | 0.0049217 | 0.0049217 | 0.0049217 | 0.0049217 | 0.0049217 | 0 | 0 | 0
F2_Industrial_Primary Metals_New_Space Heating_Natural Gas_Windows - High Efficiency_A_Achievable Technical Potential | F2 | Industrial | Primary Metals | New | Space Heating | Natural Gas | Windows - High Efficiency | A | Original Unit Summer Peak Savings (kW) | Achievable Technical Potential | 0 | 0 | 0 | 0 | 0 | 0 | 0 | 0 | 0 | 0 | 0 | 0 | 0 | 0 | 0 | 0 | 0 | 0 | 0 | 0 | 0 | 0 | 0 | 0 | 0 | 0 | 0 | 0 | 0 | 0 | 0
F3_Industrial_Primary Metals_New_Space Heating_Natural Gas_Windows - High Efficiency_A_Achievable Technical Potential | F3 | Industrial | Primary Metals | New | Space Heating | Natural Gas | Windows - High Efficiency | A | Original Unit Winter Peak Savings (kW) | Achievable Technical Potential | 0 | 0 | 0 | 0 | 0 | 0 | 0 | 0 | 0 | 0 | 0 | 0 | 0 | 0 | 0 | 0 | 0 | 0 | 0 | 0 | 0 | 0 | 0 | 0 | 0 | 0 | 0 | 0 | 0 | 0 | 0
F4_Industrial_Primary Metals_New_Space Heating_Natural Gas_Windows - High Efficiency_A_Achievable Technical Potential | F4 | Industrial | Primary Metals | New | Space Heating | Natural Gas | Windows - High Efficiency | A | Standalone Impact on Baseline Energy (%) | Achievable Technical Potential | 0% | 0% | 0% | 0% | 0% | 0% | 0% | 0% | 0% | 0% | 0% | 0% | 0% | 0% | 0% | 0% | 0% | 0% | 0% | 0% | 0% | 0% | 0% | 0% | 0 | 0 | 0 | 0 | 0 | 0 | 0
F5_Industrial_Primary Metals_New_Space Heating_Natural Gas_Windows - High Efficiency_A_Achievable Technical Potential | F5 | Industrial | Primary Metals | New | Space Heating | Natural Gas | Windows - High Efficiency | A | Standalone Impact on Baseline Summer Peak (%) | Achievable Technical Potential | 0% | 0% | 0% | 0% | 0% | 0% | 0% | 0% | 0% | 0% | 0% | 0% | 0% | 0% | 0% | 0% | 0% | 0% | 0% | 0% | 0% | 0% | 0% | 0% | 0 | 0 | 0 | 0 | 0 | 0 | 0
F6_Industrial_Primary Metals_New_Space Heating_Natural Gas_Windows - High Efficiency_A_Achievable Technical Potential | F6 | Industrial | Primary Metals | New | Space Heating | Natural Gas | Windows - High Efficiency | A | Standalone Impact on Baseline Winter Peak (%) | Achievable Technical Potential | 0% | 0% | 0% | 0% | 0% | 0% | 0% | 0% | 0% | 0% | 0% | 0% | 0% | 0% | 0% | 0% | 0% | 0% | 0% | 0% | 0% | 0% | 0% | 0% | 0 | 0 | 0 | 0 | 0 | 0 | 0
F7_Industrial_Primary Metals_New_Space Heating_Natural Gas_Windows - High Efficiency_A_Achievable Technical Potential | F7 | Industrial | Primary Metals | New | Space Heating | Natural Gas | Windows - High Efficiency | A | Incremental Energy Savings (MWh or mTherms) | Achievable Technical Potential | 0 | 0 | 0 | 0 | 0 | 0 | 0 | 0 | 0 | 0 | 0 | 0 | 0 | 0 | 0 | 0 | 0 | 0 | 0 | 0 | 0 | 0 | 0 | 0 | 0 | 0 | 0 | 0 | 0 | 0 | 0
F8_Industrial_Primary Metals_New_Space Heating_Natural Gas_Windows - High Efficiency_A_Achievable Technical Potential | F8 | Industrial | Primary Metals | New | Space Heating | Natural Gas | Windows - High Efficiency | A | Incremental Summer Peak Savings (MW) | Achievable Technical Potential | 0 | 0 | 0 | 0 | 0 | 0 | 0 | 0 | 0 | 0 | 0 | 0 | 0 | 0 | 0 | 0 | 0 | 0 | 0 | 0 | 0 | 0 | 0 | 0 | 0 | 0 | 0 | 0 | 0 | 0 | 0
F9_Industrial_Primary Metals_New_Space Heating_Natural Gas_Windows - High Efficiency_A_Achievable Technical Potential | F9 | Industrial | Primary Metals | New | Space Heating | Natural Gas | Windows - High Efficiency | A | Incremental Winter Peak Savings (MW) | Achievable Technical Potential | 0 | 0 | 0 | 0 | 0 | 0 | 0 | 0 | 0 | 0 | 0 | 0 | 0 | 0 | 0 | 0 | 0 | 0 | 0 | 0 | 0 | 0 | 0 | 0 | 0 | 0 | 0 | 0 | 0 | 0 | 0
F10_Industrial_Primary Metals_New_Space Heating_Natural Gas_Windows - High Efficiency_A_Achievable Technical Potential | F10 | Industrial | Primary Metals | New | Space Heating | Natural Gas | Windows - High Efficiency | A | Cumulative Energy Savings (MWh or mTherms) | Achievable Technical Potential | 0 | 0 | 0 | 0 | 0 | 0 | 0 | 0 | 0 | 0 | 0 | 0 | 0 | 0 | 0 | 0 | 0 | 0 | 0 | 0 | 0 | 0 | 0 | 0 | 0 | 0 | 0 | 0 | 0 | 0 | 0
F11_Industrial_Primary Metals_New_Space Heating_Natural Gas_Windows - High Efficiency_A_Achievable Technical Potential | F11 | Industrial | Primary Metals | New | Space Heating | Natural Gas | Windows - High Efficiency | A | Cumulative Summer Peak Savings (MW) | Achievable Technical Potential | 0 | 0 | 0 | 0 | 0 | 0 | 0 | 0 | 0 | 0 | 0 | 0 | 0 | 0 | 0 | 0 | 0 | 0 | 0 | 0 | 0 | 0 | 0 | 0 | 0 | 0 | 0 | 0 | 0 | 0 | 0
F12_Industrial_Primary Metals_New_Space Heating_Natural Gas_Windows - High Efficiency_A_Achievable Technical Potential | F12 | Industrial | Primary Metals | New | Space Heating | Natural Gas | Windows - High Efficiency | A | Cumulative Winter Peak Savings (MW) | Achievable Technical Potential | 0 | 0 | 0 | 0 | 0 | 0 | 0 | 0 | 0 | 0 | 0 | 0 | 0 | 0 | 0 | 0 | 0 | 0 | 0 | 0 | 0 | 0 | 0 | 0 | 0 | 0 | 0 | 0 | 0 | 0 | 0
F13_Industrial_Primary Metals_New_Space Heating_Natural Gas_Windows - High Efficiency_A_Achievable Technical Potential | F13 | Industrial | Primary Metals | New | Space Heating | Natural Gas | Windows - High Efficiency | A | Purchases (Incremental) | Achievable Technical Potential | 0 | 0 | 0 | 0 | 0 | 0 | 0 | 0 | 0 | 0 | 0 | 0 | 0 | 0 | 0 | 0 | 0 | 0 | 0 | 0 | 0 | 0 | 0 | 0 | 0 | 0 | 0 | 0 | 0 | 0 | 0
F14_Industrial_Primary Metals_New_Space Heating_Natural Gas_Windows - High Efficiency_A_Achievable Technical Potential | F14 | Industrial | Primary Metals | New | Space Heating | Natural Gas | Windows - High Efficiency | A | Purchases (Cumulative) | Achievable Technical Potential | 0 | 0 | 0 | 0 | 0 | 0 | 0 | 0 | 0 | 0 | 0 | 0 | 0 | 0 | 0 | 0 | 0 | 0 | 0 | 0 | 0 | 0 | 0 | 0 | 0 | 0 | 0 | 0 | 0 | 0 | 0
F1_Industrial_Primary Metals_New_Space Heating_Natural Gas_Gas Boiler - Maintenance_A_Achievable Technical Potential | F1 | Industrial | Primary Metals | New | Space Heating | Natural Gas | Gas Boiler - Maintenance | A | Original Unit Energy Savings (kWh or therms) | Achievable Technical Potential | 0 | 0 | 0 | 0 | 0 | 0 | 0 | 0 | 0 | 0 | 0 | 0 | 0 | 0 | 0 | 0 | 0 | 0 | 0 | 0 | 0 | 0 | 0 | 0 | 0 | 0 | 0 | 0 | 0 | 0 | 0
F2_Industrial_Primary Metals_New_Space Heating_Natural Gas_Gas Boiler - Maintenance_A_Achievable Technical Potential | F2 | Industrial | Primary Metals | New | Space Heating | Natural Gas | Gas Boiler - Maintenance | A | Original Unit Summer Peak Savings (kW) | Achievable Technical Potential | 0 | 0 | 0 | 0 | 0 | 0 | 0 | 0 | 0 | 0 | 0 | 0 | 0 | 0 | 0 | 0 | 0 | 0 | 0 | 0 | 0 | 0 | 0 | 0 | 0 | 0 | 0 | 0 | 0 | 0 | 0
F3_Industrial_Primary Metals_New_Space Heating_Natural Gas_Gas Boiler - Maintenance_A_Achievable Technical Potential | F3 | Industrial | Primary Metals | New | Space Heating | Natural Gas | Gas Boiler - Maintenance | A | Original Unit Winter Peak Savings (kW) | Achievable Technical Potential | 0 | 0 | 0 | 0 | 0 | 0 | 0 | 0 | 0 | 0 | 0 | 0 | 0 | 0 | 0 | 0 | 0 | 0 | 0 | 0 | 0 | 0 | 0 | 0 | 0 | 0 | 0 | 0 | 0 | 0 | 0
F4_Industrial_Primary Metals_New_Space Heating_Natural Gas_Gas Boiler - Maintenance_A_Achievable Technical Potential | F4 | Industrial | Primary Metals | New | Space Heating | Natural Gas | Gas Boiler - Maintenance | A | Standalone Impact on Baseline Energy (%) | Achievable Technical Potential | 0% | 0% | 0% | 0% | 0% | 0% | 0% | 0% | 0% | 0% | 0% | 0% | 0% | 0% | 0% | 0% | 0% | 0% | 0% | 0% | 0% | 0% | 0% | 0% | 0 | 0 | 0 | 0 | 0 | 0 | 0
F5_Industrial_Primary Metals_New_Space Heating_Natural Gas_Gas Boiler - Maintenance_A_Achievable Technical Potential | F5 | Industrial | Primary Metals | New | Space Heating | Natural Gas | Gas Boiler - Maintenance | A | Standalone Impact on Baseline Summer Peak (%) | Achievable Technical Potential | 0% | 0% | 0% | 0% | 0% | 0% | 0% | 0% | 0% | 0% | 0% | 0% | 0% | 0% | 0% | 0% | 0% | 0% | 0% | 0% | 0% | 0% | 0% | 0% | 0 | 0 | 0 | 0 | 0 | 0 | 0
F6_Industrial_Primary Metals_New_Space Heating_Natural Gas_Gas Boiler - Maintenance_A_Achievable Technical Potential | F6 | Industrial | Primary Metals | New | Space Heating | Natural Gas | Gas Boiler - Maintenance | A | Standalone Impact on Baseline Winter Peak (%) | Achievable Technical Potential | 0% | 0% | 0% | 0% | 0% | 0% | 0% | 0% | 0% | 0% | 0% | 0% | 0% | 0% | 0% | 0% | 0% | 0% | 0% | 0% | 0% | 0% | 0% | 0% | 0 | 0 | 0 | 0 | 0 | 0 | 0
F7_Industrial_Primary Metals_New_Space Heating_Natural Gas_Gas Boiler - Maintenance_A_Achievable Technical Potential | F7 | Industrial | Primary Metals | New | Space Heating | Natural Gas | Gas Boiler - Maintenance | A | Incremental Energy Savings (MWh or mTherms) | Achievable Technical Potential | 0 | 0 | 0 | 0 | 0 | 0 | 0 | 0 | 0 | 0 | 0 | 0 | 0 | 0 | 0 | 0 | 0 | 0 | 0 | 0 | 0 | 0 | 0 | 0 | 0 | 0 | 0 | 0 | 0 | 0 | 0
F8_Industrial_Primary Metals_New_Space Heating_Natural Gas_Gas Boiler - Maintenance_A_Achievable Technical Potential | F8 | Industrial | Primary Metals | New | Space Heating | Natural Gas | Gas Boiler - Maintenance | A | Incremental Summer Peak Savings (MW) | Achievable Technical Potential | 0 | 0 | 0 | 0 | 0 | 0 | 0 | 0 | 0 | 0 | 0 | 0 | 0 | 0 | 0 | 0 | 0 | 0 | 0 | 0 | 0 | 0 | 0 | 0 | 0 | 0 | 0 | 0 | 0 | 0 | 0
F9_Industrial_Primary Metals_New_Space Heating_Natural Gas_Gas Boiler - Maintenance_A_Achievable Technical Potential | F9 | Industrial | Primary Metals | New | Space Heating | Natural Gas | Gas Boiler - Maintenance | A | Incremental Winter Peak Savings (MW) | Achievable Technical Potential | 0 | 0 | 0 | 0 | 0 | 0 | 0 | 0 | 0 | 0 | 0 | 0 | 0 | 0 | 0 | 0 | 0 | 0 | 0 | 0 | 0 | 0 | 0 | 0 | 0 | 0 | 0 | 0 | 0 | 0 | 0
F10_Industrial_Primary Metals_New_Space Heating_Natural Gas_Gas Boiler - Maintenance_A_Achievable Technical Potential | F10 | Industrial | Primary Metals | New | Space Heating | Natural Gas | Gas Boiler - Maintenance | A | Cumulative Energy Savings (MWh or mTherms) | Achievable Technical Potential | 0 | 0 | 0 | 0 | 0 | 0 | 0 | 0 | 0 | 0 | 0 | 0 | 0 | 0 | 0 | 0 | 0 | 0 | 0 | 0 | 0 | 0 | 0 | 0 | 0 | 0 | 0 | 0 | 0 | 0 | 0
F11_Industrial_Primary Metals_New_Space Heating_Natural Gas_Gas Boiler - Maintenance_A_Achievable Technical Potential | F11 | Industrial | Primary Metals | New | Space Heating | Natural Gas | Gas Boiler - Maintenance | A | Cumulative Summer Peak Savings (MW) | Achievable Technical Potential | 0 | 0 | 0 | 0 | 0 | 0 | 0 | 0 | 0 | 0 | 0 | 0 | 0 | 0 | 0 | 0 | 0 | 0 | 0 | 0 | 0 | 0 | 0 | 0 | 0 | 0 | 0 | 0 | 0 | 0 | 0
F12_Industrial_Primary Metals_New_Space Heating_Natural Gas_Gas Boiler - Maintenance_A_Achievable Technical Potential | F12 | Industrial | Primary Metals | New | Space Heating | Natural Gas | Gas Boiler - Maintenance | A | Cumulative Winter Peak Savings (MW) | Achievable Technical Potential | 0 | 0 | 0 | 0 | 0 | 0 | 0 | 0 | 0 | 0 | 0 | 0 | 0 | 0 | 0 | 0 | 0 | 0 | 0 | 0 | 0 | 0 | 0 | 0 | 0 | 0 | 0 | 0 | 0 | 0 | 0
F13_Industrial_Primary Metals_New_Space Heating_Natural Gas_Gas Boiler - Maintenance_A_Achievable Technical Potential | F13 | Industrial | Primary Metals | New | Space Heating | Natural Gas | Gas Boiler - Maintenance | A | Purchases (Incremental) | Achievable Technical Potential | 0 | 0 | 0 | 0 | 0 | 0 | 0 | 0 | 0 | 0 | 0 | 0 | 0 | 0 | 0 | 0 | 0 | 0 | 0 | 0 | 0 | 0 | 0 | 0 | 0 | 0 | 0 | 0 | 0 | 0 | 0
F14_Industrial_Primary Metals_New_Space Heating_Natural Gas_Gas Boiler - Maintenance_A_Achievable Technical Potential | F14 | Industrial | Primary Metals | New | Space Heating | Natural Gas | Gas Boiler - Maintenance | A | Purchases (Cumulative) | Achievable Technical Potential | 0 | 0 | 0 | 0 | 0 | 0 | 0 | 0 | 0 | 0 | 0 | 0 | 0 | 0 | 0 | 0 | 0 | 0 | 0 | 0 | 0 | 0 | 0 | 0 | 0 | 0 | 0 | 0 | 0 | 0 | 0
F1_Industrial_Primary Metals_New_Process_Natural Gas_Gas Boiler - Maintenance_A_Achievable Technical Potential | F1 | Industrial | Primary Metals | New | Process | Natural Gas | Gas Boiler - Maintenance | A | Original Unit Energy Savings (kWh or therms) | Achievable Technical Potential | 0 | 0 | 0 | 0 | 0 | 28.0317 | 28.0317 | 28.0317 | 28.0317 | 28.0317 | 28.0317 | 28.0317 | 28.0317 | 28.0317 | 28.0317 | 28.0317 | 28.0317 | 28.0317 | 28.0317 | 28.0317 | 28.0317 | 28.0317 | 28.0317 | 28.0317 | 28.0317 | 28.0317 | 28.0317 | 28.0317 | 28.0317 | 28.0317 | 28.0317
F2_Industrial_Primary Metals_New_Process_Natural Gas_Gas Boiler - Maintenance_A_Achievable Technical Potential | F2 | Industrial | Primary Metals | New | Process | Natural Gas | Gas Boiler - Maintenance | A | Original Unit Summer Peak Savings (kW) | Achievable Technical Potential | 0 | 0 | 0 | 0 | 0 | 0 | 0 | 0 | 0 | 0 | 0 | 0 | 0 | 0 | 0 | 0 | 0 | 0 | 0 | 0 | 0 | 0 | 0 | 0 | 0 | 0 | 0 | 0 | 0 | 0 | 0
F3_Industrial_Primary Metals_New_Process_Natural Gas_Gas Boiler - Maintenance_A_Achievable Technical Potential | F3 | Industrial | Primary Metals | New | Process | Natural Gas | Gas Boiler - Maintenance | A | Original Unit Winter Peak Savings (kW) | Achievable Technical Potential | 0 | 0 | 0 | 0 | 0 | 0 | 0 | 0 | 0 | 0 | 0 | 0 | 0 | 0 | 0 | 0 | 0 | 0 | 0 | 0 | 0 | 0 | 0 | 0 | 0 | 0 | 0 | 0 | 0 | 0 | 0
F4_Industrial_Primary Metals_New_Process_Natural Gas_Gas Boiler - Maintenance_A_Achievable Technical Potential | F4 | Industrial | Primary Metals | New | Process | Natural Gas | Gas Boiler - Maintenance | A | Standalone Impact on Baseline Energy (%) | Achievable Technical Potential | 0% | 0% | 0% | 0% | 0% | 0.002811% | 0.004343% | 0.005121% | 0.004516% | 0.004038% | 0.003652% | 0.003336% | 0.003072% | 0.002847% | 0.002655% | 0.002487% | 0.00234% | 0.00221% | 0.002094% | 0.00199% | 0.001897% | 0.001811% | 0.001734% | 0.001663% | 1.5979e-05 | 1.5378e-05 | 1.4823e-05 | 1.4308e-05 | 0 | 0 | 0
F5_Industrial_Primary Metals_New_Process_Natural Gas_Gas Boiler - Maintenance_A_Achievable Technical Potential | F5 | Industrial | Primary Metals | New | Process | Natural Gas | Gas Boiler - Maintenance | A | Standalone Impact on Baseline Summer Peak (%) | Achievable Technical Potential | 0% | 0% | 0% | 0% | 0% | 0% | 0% | 0% | 0% | 0% | 0% | 0% | 0% | 0% | 0% | 0% | 0% | 0% | 0% | 0% | 0% | 0% | 0% | 0% | 0 | 0 | 0 | 0 | 0 | 0 | 0
F6_Industrial_Primary Metals_New_Process_Natural Gas_Gas Boiler - Maintenance_A_Achievable Technical Potential | F6 | Industrial | Primary Metals | New | Process | Natural Gas | Gas Boiler - Maintenance | A | Standalone Impact on Baseline Winter Peak (%) | Achievable Technical Potential | 0% | 0% | 0% | 0% | 0% | 0% | 0% | 0% | 0% | 0% | 0% | 0% | 0% | 0% | 0% | 0% | 0% | 0% | 0% | 0% | 0% | 0% | 0% | 0% | 0 | 0 | 0 | 0 | 0 | 0 | 0
F7_Industrial_Primary Metals_New_Process_Natural Gas_Gas Boiler - Maintenance_A_Achievable Technical Potential | F7 | Industrial | Primary Metals | New | Process | Natural Gas | Gas Boiler - Maintenance | A | Incremental Energy Savings (MWh or mTherms) | Achievable Technical Potential | 0 | 0 | 0 | 0 | 0 | 0.0062005 | 0.0051489 | 0.0041199 | 0.0062005 | 0.0051489 | 0.0041199 | 0.0062005 | 0.0051489 | 0.0041199 | 0.0062005 | 0.0051489 | 0.0041199 | 0.0062005 | 0.0051489 | 0.0041199 | 0.0062005 | 0.0051489 | 0.0041199 | 0.0062005 | 0.0051489 | 0.0041199 | 0.0062005 | 0.0051489 | 0.0041199 | 0.0062005 | 0.0051489
F8_Industrial_Primary Metals_New_Process_Natural Gas_Gas Boiler - Maintenance_A_Achievable Technical Potential | F8 | Industrial | Primary Metals | New | Process | Natural Gas | Gas Boiler - Maintenance | A | Incremental Summer Peak Savings (MW) | Achievable Technical Potential | 0 | 0 | 0 | 0 | 0 | 0 | 0 | 0 | 0 | 0 | 0 | 0 | 0 | 0 | 0 | 0 | 0 | 0 | 0 | 0 | 0 | 0 | 0 | 0 | 0 | 0 | 0 | 0 | 0 | 0 | 0
F9_Industrial_Primary Metals_New_Process_Natural Gas_Gas Boiler - Maintenance_A_Achievable Technical Potential | F9 | Industrial | Primary Metals | New | Process | Natural Gas | Gas Boiler - Maintenance | A | Incremental Winter Peak Savings (MW) | Achievable Technical Potential | 0 | 0 | 0 | 0 | 0 | 0 | 0 | 0 | 0 | 0 | 0 | 0 | 0 | 0 | 0 | 0 | 0 | 0 | 0 | 0 | 0 | 0 | 0 | 0 | 0 | 0 | 0 | 0 | 0 | 0 | 0
F10_Industrial_Primary Metals_New_Process_Natural Gas_Gas Boiler - Maintenance_A_Achievable Technical Potential | F10 | Industrial | Primary Metals | New | Process | Natural Gas | Gas Boiler - Maintenance | A | Cumulative Energy Savings (MWh or mTherms) | Achievable Technical Potential | 0 | 0 | 0 | 0 | 0 | 0.0062005 | 0.011349 | 0.015469 | 0.015469 | 0.015469 | 0.015469 | 0.015469 | 0.015469 | 0.015469 | 0.015469 | 0.015469 | 0.015469 | 0.015469 | 0.015469 | 0.015469 | 0.015469 | 0.015469 | 0.015469 | 0.015469 | 0.015469 | 0.015469 | 0.015469 | 0.015469 | 0.015469 | 0.015469 | 0.015469
F11_Industrial_Primary Metals_New_Process_Natural Gas_Gas Boiler - Maintenance_A_Achievable Technical Potential | F11 | Industrial | Primary Metals | New | Process | Natural Gas | Gas Boiler - Maintenance | A | Cumulative Summer Peak Savings (MW) | Achievable Technical Potential | 0 | 0 | 0 | 0 | 0 | 0 | 0 | 0 | 0 | 0 | 0 | 0 | 0 | 0 | 0 | 0 | 0 | 0 | 0 | 0 | 0 | 0 | 0 | 0 | 0 | 0 | 0 | 0 | 0 | 0 | 0
F12_Industrial_Primary Metals_New_Process_Natural Gas_Gas Boiler - Maintenance_A_Achievable Technical Potential | F12 | Industrial | Primary Metals | New | Process | Natural Gas | Gas Boiler - Maintenance | A | Cumulative Winter Peak Savings (MW) | Achievable Technical Potential | 0 | 0 | 0 | 0 | 0 | 0 | 0 | 0 | 0 | 0 | 0 | 0 | 0 | 0 | 0 | 0 | 0 | 0 | 0 | 0 | 0 | 0 | 0 | 0 | 0 | 0 | 0 | 0 | 0 | 0 | 0
F13_Industrial_Primary Metals_New_Process_Natural Gas_Gas Boiler - Maintenance_A_Achievable Technical Potential | F13 | Industrial | Primary Metals | New | Process | Natural Gas | Gas Boiler - Maintenance | A | Purchases (Incremental) | Achievable Technical Potential | 0 | 0 | 0 | 0 | 0 | 0.2212 | 0.18368 | 0.14697 | 0.2212 | 0.18368 | 0.14697 | 0.2212 | 0.18368 | 0.14697 | 0.2212 | 0.18368 | 0.14697 | 0.2212 | 0.18368 | 0.14697 | 0.2212 | 0.18368 | 0.14697 | 0.2212 | 0.18368 | 0.14697 | 0.2212 | 0.18368 | 0.14697 | 0.2212 | 0.18368
F14_Industrial_Primary Metals_New_Process_Natural Gas_Gas Boiler - Maintenance_A_Achievable Technical Potential | F14 | Industrial | Primary Metals | New | Process | Natural Gas | Gas Boiler - Maintenance | A | Purchases (Cumulative) | Achievable Technical Potential | 0 | 0 | 0 | 0 | 0 | 0.2212 | 0.40488 | 0.55185 | 0.55185 | 0.55185 | 0.55185 | 0.55185 | 0.55185 | 0.55185 | 0.55185 | 0.55185 | 0.55185 | 0.55185 | 0.55185 | 0.55185 | 0.55185 | 0.55185 | 0.55185 | 0.55185 | 0.55185 | 0.55185 | 0.55185 | 0.55185 | 0.55185 | 0.55185 | 0.55185
F1_Industrial_Primary Metals_New_Space Heating_Natural Gas_Gas Furnace - Maintenance_A_Achievable Technical Potential | F1 | Industrial | Primary Metals | New | Space Heating | Natural Gas | Gas Furnace - Maintenance | A | Original Unit Energy Savings (kWh or therms) | Achievable Technical Potential | 0 | 0 | 0 | 0 | 0 | 0 | 0 | 0 | 0 | 0 | 0 | 0 | 0 | 0 | 0 | 0 | 0 | 0 | 0 | 0 | 0 | 0 | 0 | 0 | 0 | 0 | 0 | 0 | 0 | 0 | 0
F2_Industrial_Primary Metals_New_Space Heating_Natural Gas_Gas Furnace - Maintenance_A_Achievable Technical Potential | F2 | Industrial | Primary Metals | New | Space Heating | Natural Gas | Gas Furnace - Maintenance | A | Original Unit Summer Peak Savings (kW) | Achievable Technical Potential | 0 | 0 | 0 | 0 | 0 | 0 | 0 | 0 | 0 | 0 | 0 | 0 | 0 | 0 | 0 | 0 | 0 | 0 | 0 | 0 | 0 | 0 | 0 | 0 | 0 | 0 | 0 | 0 | 0 | 0 | 0
F3_Industrial_Primary Metals_New_Space Heating_Natural Gas_Gas Furnace - Maintenance_A_Achievable Technical Potential | F3 | Industrial | Primary Metals | New | Space Heating | Natural Gas | Gas Furnace - Maintenance | A | Original Unit Winter Peak Savings (kW) | Achievable Technical Potential | 0 | 0 | 0 | 0 | 0 | 0 | 0 | 0 | 0 | 0 | 0 | 0 | 0 | 0 | 0 | 0 | 0 | 0 | 0 | 0 | 0 | 0 | 0 | 0 | 0 | 0 | 0 | 0 | 0 | 0 | 0
F4_Industrial_Primary Metals_New_Space Heating_Natural Gas_Gas Furnace - Maintenance_A_Achievable Technical Potential | F4 | Industrial | Primary Metals | New | Space Heating | Natural Gas | Gas Furnace - Maintenance | A | Standalone Impact on Baseline Energy (%) | Achievable Technical Potential | 0% | 0% | 0% | 0% | 0% | 0% | 0% | 0% | 0% | 0% | 0% | 0% | 0% | 0% | 0% | 0% | 0% | 0% | 0% | 0% | 0% | 0% | 0% | 0% | 0 | 0 | 0 | 0 | 0 | 0 | 0
F5_Industrial_Primary Metals_New_Space Heating_Natural Gas_Gas Furnace - Maintenance_A_Achievable Technical Potential | F5 | Industrial | Primary Metals | New | Space Heating | Natural Gas | Gas Furnace - Maintenance | A | Standalone Impact on Baseline Summer Peak (%) | Achievable Technical Potential | 0% | 0% | 0% | 0% | 0% | 0% | 0% | 0% | 0% | 0% | 0% | 0% | 0% | 0% | 0% | 0% | 0% | 0% | 0% | 0% | 0% | 0% | 0% | 0% | 0 | 0 | 0 | 0 | 0 | 0 | 0
F6_Industrial_Primary Metals_New_Space Heating_Natural Gas_Gas Furnace - Maintenance_A_Achievable Technical Potential | F6 | Industrial | Primary Metals | New | Space Heating | Natural Gas | Gas Furnace - Maintenance | A | Standalone Impact on Baseline Winter Peak (%) | Achievable Technical Potential | 0% | 0% | 0% | 0% | 0% | 0% | 0% | 0% | 0% | 0% | 0% | 0% | 0% | 0% | 0% | 0% | 0% | 0% | 0% | 0% | 0% | 0% | 0% | 0% | 0 | 0 | 0 | 0 | 0 | 0 | 0
F7_Industrial_Primary Metals_New_Space Heating_Natural Gas_Gas Furnace - Maintenance_A_Achievable Technical Potential | F7 | Industrial | Primary Metals | New | Space Heating | Natural Gas | Gas Furnace - Maintenance | A | Incremental Energy Savings (MWh or mTherms) | Achievable Technical Potential | 0 | 0 | 0 | 0 | 0 | 0 | 0 | 0 | 0 | 0 | 0 | 0 | 0 | 0 | 0 | 0 | 0 | 0 | 0 | 0 | 0 | 0 | 0 | 0 | 0 | 0 | 0 | 0 | 0 | 0 | 0
F8_Industrial_Primary Metals_New_Space Heating_Natural Gas_Gas Furnace - Maintenance_A_Achievable Technical Potential | F8 | Industrial | Primary Metals | New | Space Heating | Natural Gas | Gas Furnace - Maintenance | A | Incremental Summer Peak Savings (MW) | Achievable Technical Potential | 0 | 0 | 0 | 0 | 0 | 0 | 0 | 0 | 0 | 0 | 0 | 0 | 0 | 0 | 0 | 0 | 0 | 0 | 0 | 0 | 0 | 0 | 0 | 0 | 0 | 0 | 0 | 0 | 0 | 0 | 0
F9_Industrial_Primary Metals_New_Space Heating_Natural Gas_Gas Furnace - Maintenance_A_Achievable Technical Potential | F9 | Industrial | Primary Metals | New | Space Heating | Natural Gas | Gas Furnace - Maintenance | A | Incremental Winter Peak Savings (MW) | Achievable Technical Potential | 0 | 0 | 0 | 0 | 0 | 0 | 0 | 0 | 0 | 0 | 0 | 0 | 0 | 0 | 0 | 0 | 0 | 0 | 0 | 0 | 0 | 0 | 0 | 0 | 0 | 0 | 0 | 0 | 0 | 0 | 0
F10_Industrial_Primary Metals_New_Space Heating_Natural Gas_Gas Furnace - Maintenance_A_Achievable Technical Potential | F10 | Industrial | Primary Metals | New | Space Heating | Natural Gas | Gas Furnace - Maintenance | A | Cumulative Energy Savings (MWh or mTherms) | Achievable Technical Potential | 0 | 0 | 0 | 0 | 0 | 0 | 0 | 0 | 0 | 0 | 0 | 0 | 0 | 0 | 0 | 0 | 0 | 0 | 0 | 0 | 0 | 0 | 0 | 0 | 0 | 0 | 0 | 0 | 0 | 0 | 0
F11_Industrial_Primary Metals_New_Space Heating_Natural Gas_Gas Furnace - Maintenance_A_Achievable Technical Potential | F11 | Industrial | Primary Metals | New | Space Heating | Natural Gas | Gas Furnace - Maintenance | A | Cumulative Summer Peak Savings (MW) | Achievable Technical Potential | 0 | 0 | 0 | 0 | 0 | 0 | 0 | 0 | 0 | 0 | 0 | 0 | 0 | 0 | 0 | 0 | 0 | 0 | 0 | 0 | 0 | 0 | 0 | 0 | 0 | 0 | 0 | 0 | 0 | 0 | 0
F12_Industrial_Primary Metals_New_Space Heating_Natural Gas_Gas Furnace - Maintenance_A_Achievable Technical Potential | F12 | Industrial | Primary Metals | New | Space Heating | Natural Gas | Gas Furnace - Maintenance | A | Cumulative Winter Peak Savings (MW) | Achievable Technical Potential | 0 | 0 | 0 | 0 | 0 | 0 | 0 | 0 | 0 | 0 | 0 | 0 | 0 | 0 | 0 | 0 | 0 | 0 | 0 | 0 | 0 | 0 | 0 | 0 | 0 | 0 | 0 | 0 | 0 | 0 | 0
F13_Industrial_Primary Metals_New_Space Heating_Natural Gas_Gas Furnace - Maintenance_A_Achievable Technical Potential | F13 | Industrial | Primary Metals | New | Space Heating | Natural Gas | Gas Furnace - Maintenance | A | Purchases (Incremental) | Achievable Technical Potential | 0 | 0 | 0 | 0 | 0 | 0 | 0 | 0 | 0 | 0 | 0 | 0 | 0 | 0 | 0 | 0 | 0 | 0 | 0 | 0 | 0 | 0 | 0 | 0 | 0 | 0 | 0 | 0 | 0 | 0 | 0
F14_Industrial_Primary Metals_New_Space Heating_Natural Gas_Gas Furnace - Maintenance_A_Achievable Technical Potential | F14 | Industrial | Primary Metals | New | Space Heating | Natural Gas | Gas Furnace - Maintenance | A | Purchases (Cumulative) | Achievable Technical Potential | 0 | 0 | 0 | 0 | 0 | 0 | 0 | 0 | 0 | 0 | 0 | 0 | 0 | 0 | 0 | 0 | 0 | 0 | 0 | 0 | 0 | 0 | 0 | 0 | 0 | 0 | 0 | 0 | 0 | 0 | 0
F1_Industrial_Primary Metals_New_Space Heating_Natural Gas_Gas Boiler - Hot Water Reset_A_Achievable Technical Potential | F1 | Industrial | Primary Metals | New | Space Heating | Natural Gas | Gas Boiler - Hot Water Reset | A | Original Unit Energy Savings (kWh or therms) | Achievable Technical Potential | 0 | 0 | 0 | 0 | 0 | 0 | 0 | 0 | 0 | 0 | 0 | 0 | 0 | 0 | 0 | 0 | 0 | 0 | 0 | 0 | 0 | 0 | 0 | 0 | 0 | 0 | 0 | 0 | 0 | 0 | 0
F2_Industrial_Primary Metals_New_Space Heating_Natural Gas_Gas Boiler - Hot Water Reset_A_Achievable Technical Potential | F2 | Industrial | Primary Metals | New | Space Heating | Natural Gas | Gas Boiler - Hot Water Reset | A | Original Unit Summer Peak Savings (kW) | Achievable Technical Potential | 0 | 0 | 0 | 0 | 0 | 0 | 0 | 0 | 0 | 0 | 0 | 0 | 0 | 0 | 0 | 0 | 0 | 0 | 0 | 0 | 0 | 0 | 0 | 0 | 0 | 0 | 0 | 0 | 0 | 0 | 0
F3_Industrial_Primary Metals_New_Space Heating_Natural Gas_Gas Boiler - Hot Water Reset_A_Achievable Technical Potential | F3 | Industrial | Primary Metals | New | Space Heating | Natural Gas | Gas Boiler - Hot Water Reset | A | Original Unit Winter Peak Savings (kW) | Achievable Technical Potential | 0 | 0 | 0 | 0 | 0 | 0 | 0 | 0 | 0 | 0 | 0 | 0 | 0 | 0 | 0 | 0 | 0 | 0 | 0 | 0 | 0 | 0 | 0 | 0 | 0 | 0 | 0 | 0 | 0 | 0 | 0
F4_Industrial_Primary Metals_New_Space Heating_Natural Gas_Gas Boiler - Hot Water Reset_A_Achievable Technical Potential | F4 | Industrial | Primary Metals | New | Space Heating | Natural Gas | Gas Boiler - Hot Water Reset | A | Standalone Impact on Baseline Energy (%) | Achievable Technical Potential | 0% | 0% | 0% | 0% | 0% | 0% | 0% | 0% | 0% | 0% | 0% | 0% | 0% | 0% | 0% | 0% | 0% | 0% | 0% | 0% | 0% | 0% | 0% | 0% | 0 | 0 | 0 | 0 | 0 | 0 | 0
F5_Industrial_Primary Metals_New_Space Heating_Natural Gas_Gas Boiler - Hot Water Reset_A_Achievable Technical Potential | F5 | Industrial | Primary Metals | New | Space Heating | Natural Gas | Gas Boiler - Hot Water Reset | A | Standalone Impact on Baseline Summer Peak (%) | Achievable Technical Potential | 0% | 0% | 0% | 0% | 0% | 0% | 0% | 0% | 0% | 0% | 0% | 0% | 0% | 0% | 0% | 0% | 0% | 0% | 0% | 0% | 0% | 0% | 0% | 0% | 0 | 0 | 0 | 0 | 0 | 0 | 0
F6_Industrial_Primary Metals_New_Space Heating_Natural Gas_Gas Boiler - Hot Water Reset_A_Achievable Technical Potential | F6 | Industrial | Primary Metals | New | Space Heating | Natural Gas | Gas Boiler - Hot Water Reset | A | Standalone Impact on Baseline Winter Peak (%) | Achievable Technical Potential | 0% | 0% | 0% | 0% | 0% | 0% | 0% | 0% | 0% | 0% | 0% | 0% | 0% | 0% | 0% | 0% | 0% | 0% | 0% | 0% | 0% | 0% | 0% | 0% | 0 | 0 | 0 | 0 | 0 | 0 | 0
F7_Industrial_Primary Metals_New_Space Heating_Natural Gas_Gas Boiler - Hot Water Reset_A_Achievable Technical Potential | F7 | Industrial | Primary Metals | New | Space Heating | Natural Gas | Gas Boiler - Hot Water Reset | A | Incremental Energy Savings (MWh or mTherms) | Achievable Technical Potential | 0 | 0 | 0 | 0 | 0 | 0 | 0 | 0 | 0 | 0 | 0 | 0 | 0 | 0 | 0 | 0 | 0 | 0 | 0 | 0 | 0 | 0 | 0 | 0 | 0 | 0 | 0 | 0 | 0 | 0 | 0
F8_Industrial_Primary Metals_New_Space Heating_Natural Gas_Gas Boiler - Hot Water Reset_A_Achievable Technical Potential | F8 | Industrial | Primary Metals | New | Space Heating | Natural Gas | Gas Boiler - Hot Water Reset | A | Incremental Summer Peak Savings (MW) | Achievable Technical Potential | 0 | 0 | 0 | 0 | 0 | 0 | 0 | 0 | 0 | 0 | 0 | 0 | 0 | 0 | 0 | 0 | 0 | 0 | 0 | 0 | 0 | 0 | 0 | 0 | 0 | 0 | 0 | 0 | 0 | 0 | 0
F9_Industrial_Primary Metals_New_Space Heating_Natural Gas_Gas Boiler - Hot Water Reset_A_Achievable Technical Potential | F9 | Industrial | Primary Metals | New | Space Heating | Natural Gas | Gas Boiler - Hot Water Reset | A | Incremental Winter Peak Savings (MW) | Achievable Technical Potential | 0 | 0 | 0 | 0 | 0 | 0 | 0 | 0 | 0 | 0 | 0 | 0 | 0 | 0 | 0 | 0 | 0 | 0 | 0 | 0 | 0 | 0 | 0 | 0 | 0 | 0 | 0 | 0 | 0 | 0 | 0
F10_Industrial_Primary Metals_New_Space Heating_Natural Gas_Gas Boiler - Hot Water Reset_A_Achievable Technical Potential | F10 | Industrial | Primary Metals | New | Space Heating | Natural Gas | Gas Boiler - Hot Water Reset | A | Cumulative Energy Savings (MWh or mTherms) | Achievable Technical Potential | 0 | 0 | 0 | 0 | 0 | 0 | 0 | 0 | 0 | 0 | 0 | 0 | 0 | 0 | 0 | 0 | 0 | 0 | 0 | 0 | 0 | 0 | 0 | 0 | 0 | 0 | 0 | 0 | 0 | 0 | 0
F11_Industrial_Primary Metals_New_Space Heating_Natural Gas_Gas Boiler - Hot Water Reset_A_Achievable Technical Potential | F11 | Industrial | Primary Metals | New | Space Heating | Natural Gas | Gas Boiler - Hot Water Reset | A | Cumulative Summer Peak Savings (MW) | Achievable Technical Potential | 0 | 0 | 0 | 0 | 0 | 0 | 0 | 0 | 0 | 0 | 0 | 0 | 0 | 0 | 0 | 0 | 0 | 0 | 0 | 0 | 0 | 0 | 0 | 0 | 0 | 0 | 0 | 0 | 0 | 0 | 0
F12_Industrial_Primary Metals_New_Space Heating_Natural Gas_Gas Boiler - Hot Water Reset_A_Achievable Technical Potential | F12 | Industrial | Primary Metals | New | Space Heating | Natural Gas | Gas Boiler - Hot Water Reset | A | Cumulative Winter Peak Savings (MW) | Achievable Technical Potential | 0 | 0 | 0 | 0 | 0 | 0 | 0 | 0 | 0 | 0 | 0 | 0 | 0 | 0 | 0 | 0 | 0 | 0 | 0 | 0 | 0 | 0 | 0 | 0 | 0 | 0 | 0 | 0 | 0 | 0 | 0
F13_Industrial_Primary Metals_New_Space Heating_Natural Gas_Gas Boiler - Hot Water Reset_A_Achievable Technical Potential | F13 | Industrial | Primary Metals | New | Space Heating | Natural Gas | Gas Boiler - Hot Water Reset | A | Purchases (Incremental) | Achievable Technical Potential | 0 | 0 | 0 | 0 | 0 | 0 | 0 | 0 | 0 | 0 | 0 | 0 | 0 | 0 | 0 | 0 | 0 | 0 | 0 | 0 | 0 | 0 | 0 | 0 | 0 | 0 | 0 | 0 | 0 | 0 | 0
F14_Industrial_Primary Metals_New_Space Heating_Natural Gas_Gas Boiler - Hot Water Reset_A_Achievable Technical Potential | F14 | Industrial | Primary Metals | New | Space Heating | Natural Gas | Gas Boiler - Hot Water Reset | A | Purchases (Cumulative) | Achievable Technical Potential | 0 | 0 | 0 | 0 | 0 | 0 | 0 | 0 | 0 | 0 | 0 | 0 | 0 | 0 | 0 | 0 | 0 | 0 | 0 | 0 | 0 | 0 | 0 | 0 | 0 | 0 | 0 | 0 | 0 | 0 | 0
F1_Industrial_Primary Metals_New_Process_Natural Gas_Gas Boiler - Hot Water Reset_A_Achievable Technical Potential | F1 | Industrial | Primary Metals | New | Process | Natural Gas | Gas Boiler - Hot Water Reset | A | Original Unit Energy Savings (kWh or therms) | Achievable Technical Potential | 0 | 0 | 0 | 0 | 0 | 50.9667 | 50.9667 | 50.9667 | 50.9667 | 50.9667 | 50.9667 | 50.9667 | 50.9667 | 50.9667 | 50.9667 | 50.9667 | 50.9667 | 50.9667 | 50.9667 | 50.9667 | 50.9667 | 50.9667 | 50.9667 | 50.9667 | 50.9667 | 50.9667 | 50.9667 | 50.9667 | 50.9667 | 50.9667 | 50.9667
F2_Industrial_Primary Metals_New_Process_Natural Gas_Gas Boiler - Hot Water Reset_A_Achievable Technical Potential | F2 | Industrial | Primary Metals | New | Process | Natural Gas | Gas Boiler - Hot Water Reset | A | Original Unit Summer Peak Savings (kW) | Achievable Technical Potential | 0 | 0 | 0 | 0 | 0 | 0 | 0 | 0 | 0 | 0 | 0 | 0 | 0 | 0 | 0 | 0 | 0 | 0 | 0 | 0 | 0 | 0 | 0 | 0 | 0 | 0 | 0 | 0 | 0 | 0 | 0
F3_Industrial_Primary Metals_New_Process_Natural Gas_Gas Boiler - Hot Water Reset_A_Achievable Technical Potential | F3 | Industrial | Primary Metals | New | Process | Natural Gas | Gas Boiler - Hot Water Reset | A | Original Unit Winter Peak Savings (kW) | Achievable Technical Potential | 0 | 0 | 0 | 0 | 0 | 0 | 0 | 0 | 0 | 0 | 0 | 0 | 0 | 0 | 0 | 0 | 0 | 0 | 0 | 0 | 0 | 0 | 0 | 0 | 0 | 0 | 0 | 0 | 0 | 0 | 0
F4_Industrial_Primary Metals_New_Process_Natural Gas_Gas Boiler - Hot Water Reset_A_Achievable Technical Potential | F4 | Industrial | Primary Metals | New | Process | Natural Gas | Gas Boiler - Hot Water Reset | A | Standalone Impact on Baseline Energy (%) | Achievable Technical Potential | 0% | 0% | 0% | 0% | 0% | 0.004967% | 0.01029% | 0.01637% | 0.0231% | 0.03054% | 0.03917% | 0.04846% | 0.05757% | 0.06555% | 0.07162% | 0.07521% | 0.07614% | 0.07502% | 0.07258% | 0.06963% | 0.06657% | 0.06359% | 0.06087% | 0.05838% | 0.0005609 | 0.00053983 | 0.00052034 | 0.00050225 | 0 | 0 | 0
F5_Industrial_Primary Metals_New_Process_Natural Gas_Gas Boiler - Hot Water Reset_A_Achievable Technical Potential | F5 | Industrial | Primary Metals | New | Process | Natural Gas | Gas Boiler - Hot Water Reset | A | Standalone Impact on Baseline Summer Peak (%) | Achievable Technical Potential | 0% | 0% | 0% | 0% | 0% | 0% | 0% | 0% | 0% | 0% | 0% | 0% | 0% | 0% | 0% | 0% | 0% | 0% | 0% | 0% | 0% | 0% | 0% | 0% | 0 | 0 | 0 | 0 | 0 | 0 | 0
F6_Industrial_Primary Metals_New_Process_Natural Gas_Gas Boiler - Hot Water Reset_A_Achievable Technical Potential | F6 | Industrial | Primary Metals | New | Process | Natural Gas | Gas Boiler - Hot Water Reset | A | Standalone Impact on Baseline Winter Peak (%) | Achievable Technical Potential | 0% | 0% | 0% | 0% | 0% | 0% | 0% | 0% | 0% | 0% | 0% | 0% | 0% | 0% | 0% | 0% | 0% | 0% | 0% | 0% | 0% | 0% | 0% | 0% | 0 | 0 | 0 | 0 | 0 | 0 | 0
F7_Industrial_Primary Metals_New_Process_Natural Gas_Gas Boiler - Hot Water Reset_A_Achievable Technical Potential | F7 | Industrial | Primary Metals | New | Process | Natural Gas | Gas Boiler - Hot Water Reset | A | Incremental Energy Savings (MWh or mTherms) | Achievable Technical Potential | 0 | 0 | 0 | 0 | 0 | 0.010958 | 0.01594 | 0.022545 | 0.029679 | 0.037856 | 0.048943 | 0.058764 | 0.065201 | 0.066305 | 0.061106 | 0.050481 | 0.035503 | 0.021831 | 0.011094 | 0.0049377 | 0.0018844 | 0.010958 | 0.01594 | 0.022545 | 0.029679 | 0.037856 | 0.048943 | 0.058764 | 0.065201 | 0.066305 | 0.061106
F8_Industrial_Primary Metals_New_Process_Natural Gas_Gas Boiler - Hot Water Reset_A_Achievable Technical Potential | F8 | Industrial | Primary Metals | New | Process | Natural Gas | Gas Boiler - Hot Water Reset | A | Incremental Summer Peak Savings (MW) | Achievable Technical Potential | 0 | 0 | 0 | 0 | 0 | 0 | 0 | 0 | 0 | 0 | 0 | 0 | 0 | 0 | 0 | 0 | 0 | 0 | 0 | 0 | 0 | 0 | 0 | 0 | 0 | 0 | 0 | 0 | 0 | 0 | 0
F9_Industrial_Primary Metals_New_Process_Natural Gas_Gas Boiler - Hot Water Reset_A_Achievable Technical Potential | F9 | Industrial | Primary Metals | New | Process | Natural Gas | Gas Boiler - Hot Water Reset | A | Incremental Winter Peak Savings (MW) | Achievable Technical Potential | 0 | 0 | 0 | 0 | 0 | 0 | 0 | 0 | 0 | 0 | 0 | 0 | 0 | 0 | 0 | 0 | 0 | 0 | 0 | 0 | 0 | 0 | 0 | 0 | 0 | 0 | 0 | 0 | 0 | 0 | 0
F10_Industrial_Primary Metals_New_Process_Natural Gas_Gas Boiler - Hot Water Reset_A_Achievable Technical Potential | F10 | Industrial | Primary Metals | New | Process | Natural Gas | Gas Boiler - Hot Water Reset | A | Cumulative Energy Savings (MWh or mTherms) | Achievable Technical Potential | 0 | 0 | 0 | 0 | 0 | 0.010958 | 0.026897 | 0.049443 | 0.079122 | 0.11698 | 0.16592 | 0.22469 | 0.28989 | 0.35619 | 0.4173 | 0.46778 | 0.50328 | 0.52511 | 0.53621 | 0.54114 | 0.54303 | 0.54303 | 0.54303 | 0.54303 | 0.54303 | 0.54303 | 0.54303 | 0.54303 | 0.54303 | 0.54303 | 0.54303
F11_Industrial_Primary Metals_New_Process_Natural Gas_Gas Boiler - Hot Water Reset_A_Achievable Technical Potential | F11 | Industrial | Primary Metals | New | Process | Natural Gas | Gas Boiler - Hot Water Reset | A | Cumulative Summer Peak Savings (MW) | Achievable Technical Potential | 0 | 0 | 0 | 0 | 0 | 0 | 0 | 0 | 0 | 0 | 0 | 0 | 0 | 0 | 0 | 0 | 0 | 0 | 0 | 0 | 0 | 0 | 0 | 0 | 0 | 0 | 0 | 0 | 0 | 0 | 0
F12_Industrial_Primary Metals_New_Process_Natural Gas_Gas Boiler - Hot Water Reset_A_Achievable Technical Potential | F12 | Industrial | Primary Metals | New | Process | Natural Gas | Gas Boiler - Hot Water Reset | A | Cumulative Winter Peak Savings (MW) | Achievable Technical Potential | 0 | 0 | 0 | 0 | 0 | 0 | 0 | 0 | 0 | 0 | 0 | 0 | 0 | 0 | 0 | 0 | 0 | 0 | 0 | 0 | 0 | 0 | 0 | 0 | 0 | 0 | 0 | 0 | 0 | 0 | 0
F13_Industrial_Primary Metals_New_Process_Natural Gas_Gas Boiler - Hot Water Reset_A_Achievable Technical Potential | F13 | Industrial | Primary Metals | New | Process | Natural Gas | Gas Boiler - Hot Water Reset | A | Purchases (Incremental) | Achievable Technical Potential | 0 | 0 | 0 | 0 | 0 | 0.215 | 0.31275 | 0.44235 | 0.58233 | 0.74277 | 0.96029 | 1.153 | 1.2793 | 1.3009 | 1.1989 | 0.99047 | 0.6966 | 0.42833 | 0.21766 | 0.096881 | 0.036974 | 0.215 | 0.31275 | 0.44235 | 0.58233 | 0.74277 | 0.96029 | 1.153 | 1.2793 | 1.3009 | 1.1989
F14_Industrial_Primary Metals_New_Process_Natural Gas_Gas Boiler - Hot Water Reset_A_Achievable Technical Potential | F14 | Industrial | Primary Metals | New | Process | Natural Gas | Gas Boiler - Hot Water Reset | A | Purchases (Cumulative) | Achievable Technical Potential | 0 | 0 | 0 | 0 | 0 | 0.215 | 0.52775 | 0.9701 | 1.5524 | 2.2952 | 3.2555 | 4.4085 | 5.6878 | 6.9887 | 8.1876 | 9.1781 | 9.8747 | 10.303 | 10.5207 | 10.6176 | 10.6546 | 10.6546 | 10.6546 | 10.6546 | 10.6546 | 10.6546 | 10.6546 | 10.6546 | 10.6546 | 10.6546 | 10.6546
F1_Industrial_Primary Metals_New_Space Heating_Natural Gas_Steam Trap Maintenance_A_Achievable Technical Potential | F1 | Industrial | Primary Metals | New | Space Heating | Natural Gas | Steam Trap Maintenance | A | Original Unit Energy Savings (kWh or therms) | Achievable Technical Potential | 0 | 0 | 0 | 0 | 0 | 0 | 0 | 0 | 0 | 0 | 0 | 0 | 0 | 0 | 0 | 0 | 0 | 0 | 0 | 0 | 0 | 0 | 0 | 0 | 0 | 0 | 0 | 0 | 0 | 0 | 0
F2_Industrial_Primary Metals_New_Space Heating_Natural Gas_Steam Trap Maintenance_A_Achievable Technical Potential | F2 | Industrial | Primary Metals | New | Space Heating | Natural Gas | Steam Trap Maintenance | A | Original Unit Summer Peak Savings (kW) | Achievable Technical Potential | 0 | 0 | 0 | 0 | 0 | 0 | 0 | 0 | 0 | 0 | 0 | 0 | 0 | 0 | 0 | 0 | 0 | 0 | 0 | 0 | 0 | 0 | 0 | 0 | 0 | 0 | 0 | 0 | 0 | 0 | 0
F3_Industrial_Primary Metals_New_Space Heating_Natural Gas_Steam Trap Maintenance_A_Achievable Technical Potential | F3 | Industrial | Primary Metals | New | Space Heating | Natural Gas | Steam Trap Maintenance | A | Original Unit Winter Peak Savings (kW) | Achievable Technical Potential | 0 | 0 | 0 | 0 | 0 | 0 | 0 | 0 | 0 | 0 | 0 | 0 | 0 | 0 | 0 | 0 | 0 | 0 | 0 | 0 | 0 | 0 | 0 | 0 | 0 | 0 | 0 | 0 | 0 | 0 | 0
F4_Industrial_Primary Metals_New_Space Heating_Natural Gas_Steam Trap Maintenance_A_Achievable Technical Potential | F4 | Industrial | Primary Metals | New | Space Heating | Natural Gas | Steam Trap Maintenance | A | Standalone Impact on Baseline Energy (%) | Achievable Technical Potential | 0% | 0% | 0% | 0% | 0% | 0% | 0% | 0% | 0% | 0% | 0% | 0% | 0% | 0% | 0% | 0% | 0% | 0% | 0% | 0% | 0% | 0% | 0% | 0% | 0 | 0 | 0 | 0 | 0 | 0 | 0
F5_Industrial_Primary Metals_New_Space Heating_Natural Gas_Steam Trap Maintenance_A_Achievable Technical Potential | F5 | Industrial | Primary Metals | New | Space Heating | Natural Gas | Steam Trap Maintenance | A | Standalone Impact on Baseline Summer Peak (%) | Achievable Technical Potential | 0% | 0% | 0% | 0% | 0% | 0% | 0% | 0% | 0% | 0% | 0% | 0% | 0% | 0% | 0% | 0% | 0% | 0% | 0% | 0% | 0% | 0% | 0% | 0% | 0 | 0 | 0 | 0 | 0 | 0 | 0
F6_Industrial_Primary Metals_New_Space Heating_Natural Gas_Steam Trap Maintenance_A_Achievable Technical Potential | F6 | Industrial | Primary Metals | New | Space Heating | Natural Gas | Steam Trap Maintenance | A | Standalone Impact on Baseline Winter Peak (%) | Achievable Technical Potential | 0% | 0% | 0% | 0% | 0% | 0% | 0% | 0% | 0% | 0% | 0% | 0% | 0% | 0% | 0% | 0% | 0% | 0% | 0% | 0% | 0% | 0% | 0% | 0% | 0 | 0 | 0 | 0 | 0 | 0 | 0
F7_Industrial_Primary Metals_New_Space Heating_Natural Gas_Steam Trap Maintenance_A_Achievable Technical Potential | F7 | Industrial | Primary Metals | New | Space Heating | Natural Gas | Steam Trap Maintenance | A | Incremental Energy Savings (MWh or mTherms) | Achievable Technical Potential | 0 | 0 | 0 | 0 | 0 | 0 | 0 | 0 | 0 | 0 | 0 | 0 | 0 | 0 | 0 | 0 | 0 | 0 | 0 | 0 | 0 | 0 | 0 | 0 | 0 | 0 | 0 | 0 | 0 | 0 | 0
F8_Industrial_Primary Metals_New_Space Heating_Natural Gas_Steam Trap Maintenance_A_Achievable Technical Potential | F8 | Industrial | Primary Metals | New | Space Heating | Natural Gas | Steam Trap Maintenance | A | Incremental Summer Peak Savings (MW) | Achievable Technical Potential | 0 | 0 | 0 | 0 | 0 | 0 | 0 | 0 | 0 | 0 | 0 | 0 | 0 | 0 | 0 | 0 | 0 | 0 | 0 | 0 | 0 | 0 | 0 | 0 | 0 | 0 | 0 | 0 | 0 | 0 | 0
F9_Industrial_Primary Metals_New_Space Heating_Natural Gas_Steam Trap Maintenance_A_Achievable Technical Potential | F9 | Industrial | Primary Metals | New | Space Heating | Natural Gas | Steam Trap Maintenance | A | Incremental Winter Peak Savings (MW) | Achievable Technical Potential | 0 | 0 | 0 | 0 | 0 | 0 | 0 | 0 | 0 | 0 | 0 | 0 | 0 | 0 | 0 | 0 | 0 | 0 | 0 | 0 | 0 | 0 | 0 | 0 | 0 | 0 | 0 | 0 | 0 | 0 | 0
F10_Industrial_Primary Metals_New_Space Heating_Natural Gas_Steam Trap Maintenance_A_Achievable Technical Potential | F10 | Industrial | Primary Metals | New | Space Heating | Natural Gas | Steam Trap Maintenance | A | Cumulative Energy Savings (MWh or mTherms) | Achievable Technical Potential | 0 | 0 | 0 | 0 | 0 | 0 | 0 | 0 | 0 | 0 | 0 | 0 | 0 | 0 | 0 | 0 | 0 | 0 | 0 | 0 | 0 | 0 | 0 | 0 | 0 | 0 | 0 | 0 | 0 | 0 | 0
F11_Industrial_Primary Metals_New_Space Heating_Natural Gas_Steam Trap Maintenance_A_Achievable Technical Potential | F11 | Industrial | Primary Metals | New | Space Heating | Natural Gas | Steam Trap Maintenance | A | Cumulative Summer Peak Savings (MW) | Achievable Technical Potential | 0 | 0 | 0 | 0 | 0 | 0 | 0 | 0 | 0 | 0 | 0 | 0 | 0 | 0 | 0 | 0 | 0 | 0 | 0 | 0 | 0 | 0 | 0 | 0 | 0 | 0 | 0 | 0 | 0 | 0 | 0
F12_Industrial_Primary Metals_New_Space Heating_Natural Gas_Steam Trap Maintenance_A_Achievable Technical Potential | F12 | Industrial | Primary Metals | New | Space Heating | Natural Gas | Steam Trap Maintenance | A | Cumulative Winter Peak Savings (MW) | Achievable Technical Potential | 0 | 0 | 0 | 0 | 0 | 0 | 0 | 0 | 0 | 0 | 0 | 0 | 0 | 0 | 0 | 0 | 0 | 0 | 0 | 0 | 0 | 0 | 0 | 0 | 0 | 0 | 0 | 0 | 0 | 0 | 0
F13_Industrial_Primary Metals_New_Space Heating_Natural Gas_Steam Trap Maintenance_A_Achievable Technical Potential | F13 | Industrial | Primary Metals | New | Space Heating | Natural Gas | Steam Trap Maintenance | A | Purchases (Incremental) | Achievable Technical Potential | 0 | 0 | 0 | 0 | 0 | 0 | 0 | 0 | 0 | 0 | 0 | 0 | 0 | 0 | 0 | 0 | 0 | 0 | 0 | 0 | 0 | 0 | 0 | 0 | 0 | 0 | 0 | 0 | 0 | 0 | 0
F14_Industrial_Primary Metals_New_Space Heating_Natural Gas_Steam Trap Maintenance_A_Achievable Technical Potential | F14 | Industrial | Primary Metals | New | Space Heating | Natural Gas | Steam Trap Maintenance | A | Purchases (Cumulative) | Achievable Technical Potential | 0 | 0 | 0 | 0 | 0 | 0 | 0 | 0 | 0 | 0 | 0 | 0 | 0 | 0 | 0 | 0 | 0 | 0 | 0 | 0 | 0 | 0 | 0 | 0 | 0 | 0 | 0 | 0 | 0 | 0 | 0
F1_Industrial_Primary Metals_New_Process_Natural Gas_Steam Trap Maintenance_A_Achievable Technical Potential | F1 | Industrial | Primary Metals | New | Process | Natural Gas | Steam Trap Maintenance | A | Original Unit Energy Savings (kWh or therms) | Achievable Technical Potential | 0 | 0 | 0 | 0 | 0 | 36.0109 | 36.0109 | 36.0109 | 36.0109 | 36.0109 | 36.0109 | 36.0109 | 36.0109 | 36.0109 | 36.0109 | 36.0109 | 36.0109 | 36.0109 | 36.0109 | 36.0109 | 36.0109 | 36.0109 | 36.0109 | 36.0109 | 36.0109 | 36.0109 | 36.0109 | 36.0109 | 36.0109 | 36.0109 | 36.0109
F2_Industrial_Primary Metals_New_Process_Natural Gas_Steam Trap Maintenance_A_Achievable Technical Potential | F2 | Industrial | Primary Metals | New | Process | Natural Gas | Steam Trap Maintenance | A | Original Unit Summer Peak Savings (kW) | Achievable Technical Potential | 0 | 0 | 0 | 0 | 0 | 0 | 0 | 0 | 0 | 0 | 0 | 0 | 0 | 0 | 0 | 0 | 0 | 0 | 0 | 0 | 0 | 0 | 0 | 0 | 0 | 0 | 0 | 0 | 0 | 0 | 0
F3_Industrial_Primary Metals_New_Process_Natural Gas_Steam Trap Maintenance_A_Achievable Technical Potential | F3 | Industrial | Primary Metals | New | Process | Natural Gas | Steam Trap Maintenance | A | Original Unit Winter Peak Savings (kW) | Achievable Technical Potential | 0 | 0 | 0 | 0 | 0 | 0 | 0 | 0 | 0 | 0 | 0 | 0 | 0 | 0 | 0 | 0 | 0 | 0 | 0 | 0 | 0 | 0 | 0 | 0 | 0 | 0 | 0 | 0 | 0 | 0 | 0
F4_Industrial_Primary Metals_New_Process_Natural Gas_Steam Trap Maintenance_A_Achievable Technical Potential | F4 | Industrial | Primary Metals | New | Process | Natural Gas | Steam Trap Maintenance | A | Standalone Impact on Baseline Energy (%) | Achievable Technical Potential | 0% | 0% | 0% | 0% | 0% | 0% | 0% | 0% | 0% | 0% | 0% | 0% | 0% | 0% | 0% | 0% | 0% | 0% | 0% | 0% | 0% | 0% | 0% | 0% | 0 | 0 | 0 | 0 | 0 | 0 | 0
F5_Industrial_Primary Metals_New_Process_Natural Gas_Steam Trap Maintenance_A_Achievable Technical Potential | F5 | Industrial | Primary Metals | New | Process | Natural Gas | Steam Trap Maintenance | A | Standalone Impact on Baseline Summer Peak (%) | Achievable Technical Potential | 0% | 0% | 0% | 0% | 0% | 0% | 0% | 0% | 0% | 0% | 0% | 0% | 0% | 0% | 0% | 0% | 0% | 0% | 0% | 0% | 0% | 0% | 0% | 0% | 0 | 0 | 0 | 0 | 0 | 0 | 0
F6_Industrial_Primary Metals_New_Process_Natural Gas_Steam Trap Maintenance_A_Achievable Technical Potential | F6 | Industrial | Primary Metals | New | Process | Natural Gas | Steam Trap Maintenance | A | Standalone Impact on Baseline Winter Peak (%) | Achievable Technical Potential | 0% | 0% | 0% | 0% | 0% | 0% | 0% | 0% | 0% | 0% | 0% | 0% | 0% | 0% | 0% | 0% | 0% | 0% | 0% | 0% | 0% | 0% | 0% | 0% | 0 | 0 | 0 | 0 | 0 | 0 | 0
F7_Industrial_Primary Metals_New_Process_Natural Gas_Steam Trap Maintenance_A_Achievable Technical Potential | F7 | Industrial | Primary Metals | New | Process | Natural Gas | Steam Trap Maintenance | A | Incremental Energy Savings (MWh or mTherms) | Achievable Technical Potential | 0 | 0 | 0 | 0 | 0 | 0 | 0 | 0 | 0 | 0 | 0 | 0 | 0 | 0 | 0 | 0 | 0 | 0 | 0 | 0 | 0 | 0 | 0 | 0 | 0 | 0 | 0 | 0 | 0 | 0 | 0
F8_Industrial_Primary Metals_New_Process_Natural Gas_Steam Trap Maintenance_A_Achievable Technical Potential | F8 | Industrial | Primary Metals | New | Process | Natural Gas | Steam Trap Maintenance | A | Incremental Summer Peak Savings (MW) | Achievable Technical Potential | 0 | 0 | 0 | 0 | 0 | 0 | 0 | 0 | 0 | 0 | 0 | 0 | 0 | 0 | 0 | 0 | 0 | 0 | 0 | 0 | 0 | 0 | 0 | 0 | 0 | 0 | 0 | 0 | 0 | 0 | 0
F9_Industrial_Primary Metals_New_Process_Natural Gas_Steam Trap Maintenance_A_Achievable Technical Potential | F9 | Industrial | Primary Metals | New | Process | Natural Gas | Steam Trap Maintenance | A | Incremental Winter Peak Savings (MW) | Achievable Technical Potential | 0 | 0 | 0 | 0 | 0 | 0 | 0 | 0 | 0 | 0 | 0 | 0 | 0 | 0 | 0 | 0 | 0 | 0 | 0 | 0 | 0 | 0 | 0 | 0 | 0 | 0 | 0 | 0 | 0 | 0 | 0
F10_Industrial_Primary Metals_New_Process_Natural Gas_Steam Trap Maintenance_A_Achievable Technical Potential | F10 | Industrial | Primary Metals | New | Process | Natural Gas | Steam Trap Maintenance | A | Cumulative Energy Savings (MWh or mTherms) | Achievable Technical Potential | 0 | 0 | 0 | 0 | 0 | 0 | 0 | 0 | 0 | 0 | 0 | 0 | 0 | 0 | 0 | 0 | 0 | 0 | 0 | 0 | 0 | 0 | 0 | 0 | 0 | 0 | 0 | 0 | 0 | 0 | 0
F11_Industrial_Primary Metals_New_Process_Natural Gas_Steam Trap Maintenance_A_Achievable Technical Potential | F11 | Industrial | Primary Metals | New | Process | Natural Gas | Steam Trap Maintenance | A | Cumulative Summer Peak Savings (MW) | Achievable Technical Potential | 0 | 0 | 0 | 0 | 0 | 0 | 0 | 0 | 0 | 0 | 0 | 0 | 0 | 0 | 0 | 0 | 0 | 0 | 0 | 0 | 0 | 0 | 0 | 0 | 0 | 0 | 0 | 0 | 0 | 0 | 0
F12_Industrial_Primary Metals_New_Process_Natural Gas_Steam Trap Maintenance_A_Achievable Technical Potential | F12 | Industrial | Primary Metals | New | Process | Natural Gas | Steam Trap Maintenance | A | Cumulative Winter Peak Savings (MW) | Achievable Technical Potential | 0 | 0 | 0 | 0 | 0 | 0 | 0 | 0 | 0 | 0 | 0 | 0 | 0 | 0 | 0 | 0 | 0 | 0 | 0 | 0 | 0 | 0 | 0 | 0 | 0 | 0 | 0 | 0 | 0 | 0 | 0
F13_Industrial_Primary Metals_New_Process_Natural Gas_Steam Trap Maintenance_A_Achievable Technical Potential | F13 | Industrial | Primary Metals | New | Process | Natural Gas | Steam Trap Maintenance | A | Purchases (Incremental) | Achievable Technical Potential | 0 | 0 | 0 | 0 | 0 | 0 | 0 | 0 | 0 | 0 | 0 | 0 | 0 | 0 | 0 | 0 | 0 | 0 | 0 | 0 | 0 | 0 | 0 | 0 | 0 | 0 | 0 | 0 | 0 | 0 | 0
F14_Industrial_Primary Metals_New_Process_Natural Gas_Steam Trap Maintenance_A_Achievable Technical Potential | F14 | Industrial | Primary Metals | New | Process | Natural Gas | Steam Trap Maintenance | A | Purchases (Cumulative) | Achievable Technical Potential | 0 | 0 | 0 | 0 | 0 | 0 | 0 | 0 | 0 | 0 | 0 | 0 | 0 | 0 | 0 | 0 | 0 | 0 | 0 | 0 | 0 | 0 | 0 | 0 | 0 | 0 | 0 | 0 | 0 | 0 | 0
F1_Industrial_Primary Metals_New_Space Heating_Natural Gas_Gas Boiler - High Turndown_A_Achievable Technical Potential | F1 | Industrial | Primary Metals | New | Space Heating | Natural Gas | Gas Boiler - High Turndown | A | Original Unit Energy Savings (kWh or therms) | Achievable Technical Potential | 0 | 0 | 0 | 0 | 0 | 0 | 0 | 0 | 0 | 0 | 0 | 0 | 0 | 0 | 0 | 0 | 0 | 0 | 0 | 0 | 0 | 0 | 0 | 0 | 0 | 0 | 0 | 0 | 0 | 0 | 0
F2_Industrial_Primary Metals_New_Space Heating_Natural Gas_Gas Boiler - High Turndown_A_Achievable Technical Potential | F2 | Industrial | Primary Metals | New | Space Heating | Natural Gas | Gas Boiler - High Turndown | A | Original Unit Summer Peak Savings (kW) | Achievable Technical Potential | 0 | 0 | 0 | 0 | 0 | 0 | 0 | 0 | 0 | 0 | 0 | 0 | 0 | 0 | 0 | 0 | 0 | 0 | 0 | 0 | 0 | 0 | 0 | 0 | 0 | 0 | 0 | 0 | 0 | 0 | 0
F3_Industrial_Primary Metals_New_Space Heating_Natural Gas_Gas Boiler - High Turndown_A_Achievable Technical Potential | F3 | Industrial | Primary Metals | New | Space Heating | Natural Gas | Gas Boiler - High Turndown | A | Original Unit Winter Peak Savings (kW) | Achievable Technical Potential | 0 | 0 | 0 | 0 | 0 | 0 | 0 | 0 | 0 | 0 | 0 | 0 | 0 | 0 | 0 | 0 | 0 | 0 | 0 | 0 | 0 | 0 | 0 | 0 | 0 | 0 | 0 | 0 | 0 | 0 | 0
F4_Industrial_Primary Metals_New_Space Heating_Natural Gas_Gas Boiler - High Turndown_A_Achievable Technical Potential | F4 | Industrial | Primary Metals | New | Space Heating | Natural Gas | Gas Boiler - High Turndown | A | Standalone Impact on Baseline Energy (%) | Achievable Technical Potential | 0% | 0% | 0% | 0% | 0% | 0% | 0% | 0% | 0% | 0% | 0% | 0% | 0% | 0% | 0% | 0% | 0% | 0% | 0% | 0% | 0% | 0% | 0% | 0% | 0 | 0 | 0 | 0 | 0 | 0 | 0
F5_Industrial_Primary Metals_New_Space Heating_Natural Gas_Gas Boiler - High Turndown_A_Achievable Technical Potential | F5 | Industrial | Primary Metals | New | Space Heating | Natural Gas | Gas Boiler - High Turndown | A | Standalone Impact on Baseline Summer Peak (%) | Achievable Technical Potential | 0% | 0% | 0% | 0% | 0% | 0% | 0% | 0% | 0% | 0% | 0% | 0% | 0% | 0% | 0% | 0% | 0% | 0% | 0% | 0% | 0% | 0% | 0% | 0% | 0 | 0 | 0 | 0 | 0 | 0 | 0
F6_Industrial_Primary Metals_New_Space Heating_Natural Gas_Gas Boiler - High Turndown_A_Achievable Technical Potential | F6 | Industrial | Primary Metals | New | Space Heating | Natural Gas | Gas Boiler - High Turndown | A | Standalone Impact on Baseline Winter Peak (%) | Achievable Technical Potential | 0% | 0% | 0% | 0% | 0% | 0% | 0% | 0% | 0% | 0% | 0% | 0% | 0% | 0% | 0% | 0% | 0% | 0% | 0% | 0% | 0% | 0% | 0% | 0% | 0 | 0 | 0 | 0 | 0 | 0 | 0
F7_Industrial_Primary Metals_New_Space Heating_Natural Gas_Gas Boiler - High Turndown_A_Achievable Technical Potential | F7 | Industrial | Primary Metals | New | Space Heating | Natural Gas | Gas Boiler - High Turndown | A | Incremental Energy Savings (MWh or mTherms) | Achievable Technical Potential | 0 | 0 | 0 | 0 | 0 | 0 | 0 | 0 | 0 | 0 | 0 | 0 | 0 | 0 | 0 | 0 | 0 | 0 | 0 | 0 | 0 | 0 | 0 | 0 | 0 | 0 | 0 | 0 | 0 | 0 | 0
F8_Industrial_Primary Metals_New_Space Heating_Natural Gas_Gas Boiler - High Turndown_A_Achievable Technical Potential | F8 | Industrial | Primary Metals | New | Space Heating | Natural Gas | Gas Boiler - High Turndown | A | Incremental Summer Peak Savings (MW) | Achievable Technical Potential | 0 | 0 | 0 | 0 | 0 | 0 | 0 | 0 | 0 | 0 | 0 | 0 | 0 | 0 | 0 | 0 | 0 | 0 | 0 | 0 | 0 | 0 | 0 | 0 | 0 | 0 | 0 | 0 | 0 | 0 | 0
F9_Industrial_Primary Metals_New_Space Heating_Natural Gas_Gas Boiler - High Turndown_A_Achievable Technical Potential | F9 | Industrial | Primary Metals | New | Space Heating | Natural Gas | Gas Boiler - High Turndown | A | Incremental Winter Peak Savings (MW) | Achievable Technical Potential | 0 | 0 | 0 | 0 | 0 | 0 | 0 | 0 | 0 | 0 | 0 | 0 | 0 | 0 | 0 | 0 | 0 | 0 | 0 | 0 | 0 | 0 | 0 | 0 | 0 | 0 | 0 | 0 | 0 | 0 | 0
F10_Industrial_Primary Metals_New_Space Heating_Natural Gas_Gas Boiler - High Turndown_A_Achievable Technical Potential | F10 | Industrial | Primary Metals | New | Space Heating | Natural Gas | Gas Boiler - High Turndown | A | Cumulative Energy Savings (MWh or mTherms) | Achievable Technical Potential | 0 | 0 | 0 | 0 | 0 | 0 | 0 | 0 | 0 | 0 | 0 | 0 | 0 | 0 | 0 | 0 | 0 | 0 | 0 | 0 | 0 | 0 | 0 | 0 | 0 | 0 | 0 | 0 | 0 | 0 | 0
F11_Industrial_Primary Metals_New_Space Heating_Natural Gas_Gas Boiler - High Turndown_A_Achievable Technical Potential | F11 | Industrial | Primary Metals | New | Space Heating | Natural Gas | Gas Boiler - High Turndown | A | Cumulative Summer Peak Savings (MW) | Achievable Technical Potential | 0 | 0 | 0 | 0 | 0 | 0 | 0 | 0 | 0 | 0 | 0 | 0 | 0 | 0 | 0 | 0 | 0 | 0 | 0 | 0 | 0 | 0 | 0 | 0 | 0 | 0 | 0 | 0 | 0 | 0 | 0
F12_Industrial_Primary Metals_New_Space Heating_Natural Gas_Gas Boiler - High Turndown_A_Achievable Technical Potential | F12 | Industrial | Primary Metals | New | Space Heating | Natural Gas | Gas Boiler - High Turndown | A | Cumulative Winter Peak Savings (MW) | Achievable Technical Potential | 0 | 0 | 0 | 0 | 0 | 0 | 0 | 0 | 0 | 0 | 0 | 0 | 0 | 0 | 0 | 0 | 0 | 0 | 0 | 0 | 0 | 0 | 0 | 0 | 0 | 0 | 0 | 0 | 0 | 0 | 0
F13_Industrial_Primary Metals_New_Space Heating_Natural Gas_Gas Boiler - High Turndown_A_Achievable Technical Potential | F13 | Industrial | Primary Metals | New | Space Heating | Natural Gas | Gas Boiler - High Turndown | A | Purchases (Incremental) | Achievable Technical Potential | 0 | 0 | 0 | 0 | 0 | 0 | 0 | 0 | 0 | 0 | 0 | 0 | 0 | 0 | 0 | 0 | 0 | 0 | 0 | 0 | 0 | 0 | 0 | 0 | 0 | 0 | 0 | 0 | 0 | 0 | 0
F14_Industrial_Primary Metals_New_Space Heating_Natural Gas_Gas Boiler - High Turndown_A_Achievable Technical Potential | F14 | Industrial | Primary Metals | New | Space Heating | Natural Gas | Gas Boiler - High Turndown | A | Purchases (Cumulative) | Achievable Technical Potential | 0 | 0 | 0 | 0 | 0 | 0 | 0 | 0 | 0 | 0 | 0 | 0 | 0 | 0 | 0 | 0 | 0 | 0 | 0 | 0 | 0 | 0 | 0 | 0 | 0 | 0 | 0 | 0 | 0 | 0 | 0
F1_Industrial_Primary Metals_New_Process_Natural Gas_Gas Boiler - High Turndown_A_Achievable Technical Potential | F1 | Industrial | Primary Metals | New | Process | Natural Gas | Gas Boiler - High Turndown | A | Original Unit Energy Savings (kWh or therms) | Achievable Technical Potential | 0 | 0 | 0 | 0 | 0 | 38.225 | 38.225 | 38.225 | 38.225 | 38.225 | 38.225 | 38.225 | 38.225 | 38.225 | 38.225 | 38.225 | 38.225 | 38.225 | 38.225 | 38.225 | 38.225 | 38.225 | 38.225 | 38.225 | 38.225 | 38.225 | 38.225 | 38.225 | 38.225 | 38.225 | 38.225
F2_Industrial_Primary Metals_New_Process_Natural Gas_Gas Boiler - High Turndown_A_Achievable Technical Potential | F2 | Industrial | Primary Metals | New | Process | Natural Gas | Gas Boiler - High Turndown | A | Original Unit Summer Peak Savings (kW) | Achievable Technical Potential | 0 | 0 | 0 | 0 | 0 | 0 | 0 | 0 | 0 | 0 | 0 | 0 | 0 | 0 | 0 | 0 | 0 | 0 | 0 | 0 | 0 | 0 | 0 | 0 | 0 | 0 | 0 | 0 | 0 | 0 | 0
F3_Industrial_Primary Metals_New_Process_Natural Gas_Gas Boiler - High Turndown_A_Achievable Technical Potential | F3 | Industrial | Primary Metals | New | Process | Natural Gas | Gas Boiler - High Turndown | A | Original Unit Winter Peak Savings (kW) | Achievable Technical Potential | 0 | 0 | 0 | 0 | 0 | 0 | 0 | 0 | 0 | 0 | 0 | 0 | 0 | 0 | 0 | 0 | 0 | 0 | 0 | 0 | 0 | 0 | 0 | 0 | 0 | 0 | 0 | 0 | 0 | 0 | 0
F4_Industrial_Primary Metals_New_Process_Natural Gas_Gas Boiler - High Turndown_A_Achievable Technical Potential | F4 | Industrial | Primary Metals | New | Process | Natural Gas | Gas Boiler - High Turndown | A | Standalone Impact on Baseline Energy (%) | Achievable Technical Potential | 0% | 0% | 0% | 0% | 0% | 0.005686% | 0.01048% | 0.01476% | 0.0187% | 0.02241% | 0.02538% | 0.02728% | 0.02839% | 0.02893% | 0.02908% | 0.02892% | 0.02855% | 0.02804% | 0.02742% | 0.02675% | 0.02549% | 0.02435% | 0.0233% | 0.02235% | 0.00021476 | 0.00020669 | 0.00019923 | 0.0001923 | 0 | 0 | 0
F5_Industrial_Primary Metals_New_Process_Natural Gas_Gas Boiler - High Turndown_A_Achievable Technical Potential | F5 | Industrial | Primary Metals | New | Process | Natural Gas | Gas Boiler - High Turndown | A | Standalone Impact on Baseline Summer Peak (%) | Achievable Technical Potential | 0% | 0% | 0% | 0% | 0% | 0% | 0% | 0% | 0% | 0% | 0% | 0% | 0% | 0% | 0% | 0% | 0% | 0% | 0% | 0% | 0% | 0% | 0% | 0% | 0 | 0 | 0 | 0 | 0 | 0 | 0
F6_Industrial_Primary Metals_New_Process_Natural Gas_Gas Boiler - High Turndown_A_Achievable Technical Potential | F6 | Industrial | Primary Metals | New | Process | Natural Gas | Gas Boiler - High Turndown | A | Standalone Impact on Baseline Winter Peak (%) | Achievable Technical Potential | 0% | 0% | 0% | 0% | 0% | 0% | 0% | 0% | 0% | 0% | 0% | 0% | 0% | 0% | 0% | 0% | 0% | 0% | 0% | 0% | 0% | 0% | 0% | 0% | 0 | 0 | 0 | 0 | 0 | 0 | 0
F7_Industrial_Primary Metals_New_Process_Natural Gas_Gas Boiler - High Turndown_A_Achievable Technical Potential | F7 | Industrial | Primary Metals | New | Process | Natural Gas | Gas Boiler - High Turndown | A | Incremental Energy Savings (MWh or mTherms) | Achievable Technical Potential | 0 | 0 | 0 | 0 | 0 | 0.012542 | 0.014859 | 0.017175 | 0.019477 | 0.02178 | 0.021677 | 0.01898 | 0.016491 | 0.014237 | 0.012211 | 0.010429 | 0.008866 | 0.0075111 | 0.0063419 | 0.0053376 | 0.012542 | 0.014859 | 0.017175 | 0.019477 | 0.02178 | 0.021677 | 0.01898 | 0.016491 | 0.014237 | 0.012211 | 0.010429
F8_Industrial_Primary Metals_New_Process_Natural Gas_Gas Boiler - High Turndown_A_Achievable Technical Potential | F8 | Industrial | Primary Metals | New | Process | Natural Gas | Gas Boiler - High Turndown | A | Incremental Summer Peak Savings (MW) | Achievable Technical Potential | 0 | 0 | 0 | 0 | 0 | 0 | 0 | 0 | 0 | 0 | 0 | 0 | 0 | 0 | 0 | 0 | 0 | 0 | 0 | 0 | 0 | 0 | 0 | 0 | 0 | 0 | 0 | 0 | 0 | 0 | 0
F9_Industrial_Primary Metals_New_Process_Natural Gas_Gas Boiler - High Turndown_A_Achievable Technical Potential | F9 | Industrial | Primary Metals | New | Process | Natural Gas | Gas Boiler - High Turndown | A | Incremental Winter Peak Savings (MW) | Achievable Technical Potential | 0 | 0 | 0 | 0 | 0 | 0 | 0 | 0 | 0 | 0 | 0 | 0 | 0 | 0 | 0 | 0 | 0 | 0 | 0 | 0 | 0 | 0 | 0 | 0 | 0 | 0 | 0 | 0 | 0 | 0 | 0
F10_Industrial_Primary Metals_New_Process_Natural Gas_Gas Boiler - High Turndown_A_Achievable Technical Potential | F10 | Industrial | Primary Metals | New | Process | Natural Gas | Gas Boiler - High Turndown | A | Cumulative Energy Savings (MWh or mTherms) | Achievable Technical Potential | 0 | 0 | 0 | 0 | 0 | 0.012542 | 0.027402 | 0.044577 | 0.064054 | 0.085834 | 0.10751 | 0.12649 | 0.14298 | 0.15722 | 0.16943 | 0.17986 | 0.18873 | 0.19624 | 0.20258 | 0.20792 | 0.20792 | 0.20792 | 0.20792 | 0.20792 | 0.20792 | 0.20792 | 0.20792 | 0.20792 | 0.20792 | 0.20792 | 0.20792
F11_Industrial_Primary Metals_New_Process_Natural Gas_Gas Boiler - High Turndown_A_Achievable Technical Potential | F11 | Industrial | Primary Metals | New | Process | Natural Gas | Gas Boiler - High Turndown | A | Cumulative Summer Peak Savings (MW) | Achievable Technical Potential | 0 | 0 | 0 | 0 | 0 | 0 | 0 | 0 | 0 | 0 | 0 | 0 | 0 | 0 | 0 | 0 | 0 | 0 | 0 | 0 | 0 | 0 | 0 | 0 | 0 | 0 | 0 | 0 | 0 | 0 | 0
F12_Industrial_Primary Metals_New_Process_Natural Gas_Gas Boiler - High Turndown_A_Achievable Technical Potential | F12 | Industrial | Primary Metals | New | Process | Natural Gas | Gas Boiler - High Turndown | A | Cumulative Winter Peak Savings (MW) | Achievable Technical Potential | 0 | 0 | 0 | 0 | 0 | 0 | 0 | 0 | 0 | 0 | 0 | 0 | 0 | 0 | 0 | 0 | 0 | 0 | 0 | 0 | 0 | 0 | 0 | 0 | 0 | 0 | 0 | 0 | 0 | 0 | 0
F13_Industrial_Primary Metals_New_Process_Natural Gas_Gas Boiler - High Turndown_A_Achievable Technical Potential | F13 | Industrial | Primary Metals | New | Process | Natural Gas | Gas Boiler - High Turndown | A | Purchases (Incremental) | Achievable Technical Potential | 0 | 0 | 0 | 0 | 0 | 0.32812 | 0.38873 | 0.44931 | 0.50954 | 0.56979 | 0.56709 | 0.49654 | 0.43143 | 0.37245 | 0.31946 | 0.27283 | 0.23194 | 0.1965 | 0.16591 | 0.13963 | 0.32812 | 0.38873 | 0.44931 | 0.50954 | 0.56979 | 0.56709 | 0.49654 | 0.43143 | 0.37245 | 0.31946 | 0.27283
F14_Industrial_Primary Metals_New_Process_Natural Gas_Gas Boiler - High Turndown_A_Achievable Technical Potential | F14 | Industrial | Primary Metals | New | Process | Natural Gas | Gas Boiler - High Turndown | A | Purchases (Cumulative) | Achievable Technical Potential | 0 | 0 | 0 | 0 | 0 | 0.32812 | 0.71685 | 1.1662 | 1.6757 | 2.2455 | 2.8126 | 3.3091 | 3.7405 | 4.113 | 4.4324 | 4.7053 | 4.9372 | 5.1337 | 5.2996 | 5.4393 | 5.4393 | 5.4393 | 5.4393 | 5.4393 | 5.4393 | 5.4393 | 5.4393 | 5.4393 | 5.4393 | 5.4393 | 5.4393
F1_Industrial_Primary Metals_New_Space Heating_Natural Gas_Gas Boiler - Burner Control Optimization_A_Achievable Technical Potential | F1 | Industrial | Primary Metals | New | Space Heating | Natural Gas | Gas Boiler - Burner Control Optimization | A | Original Unit Energy Savings (kWh or therms) | Achievable Technical Potential | 0 | 0 | 0 | 0 | 0 | 0 | 0 | 0 | 0 | 0 | 0 | 0 | 0 | 0 | 0 | 0 | 0 | 0 | 0 | 0 | 0 | 0 | 0 | 0 | 0 | 0 | 0 | 0 | 0 | 0 | 0
F2_Industrial_Primary Metals_New_Space Heating_Natural Gas_Gas Boiler - Burner Control Optimization_A_Achievable Technical Potential | F2 | Industrial | Primary Metals | New | Space Heating | Natural Gas | Gas Boiler - Burner Control Optimization | A | Original Unit Summer Peak Savings (kW) | Achievable Technical Potential | 0 | 0 | 0 | 0 | 0 | 0 | 0 | 0 | 0 | 0 | 0 | 0 | 0 | 0 | 0 | 0 | 0 | 0 | 0 | 0 | 0 | 0 | 0 | 0 | 0 | 0 | 0 | 0 | 0 | 0 | 0
F3_Industrial_Primary Metals_New_Space Heating_Natural Gas_Gas Boiler - Burner Control Optimization_A_Achievable Technical Potential | F3 | Industrial | Primary Metals | New | Space Heating | Natural Gas | Gas Boiler - Burner Control Optimization | A | Original Unit Winter Peak Savings (kW) | Achievable Technical Potential | 0 | 0 | 0 | 0 | 0 | 0 | 0 | 0 | 0 | 0 | 0 | 0 | 0 | 0 | 0 | 0 | 0 | 0 | 0 | 0 | 0 | 0 | 0 | 0 | 0 | 0 | 0 | 0 | 0 | 0 | 0
F4_Industrial_Primary Metals_New_Space Heating_Natural Gas_Gas Boiler - Burner Control Optimization_A_Achievable Technical Potential | F4 | Industrial | Primary Metals | New | Space Heating | Natural Gas | Gas Boiler - Burner Control Optimization | A | Standalone Impact on Baseline Energy (%) | Achievable Technical Potential | 0% | 0% | 0% | 0% | 0% | 0% | 0% | 0% | 0% | 0% | 0% | 0% | 0% | 0% | 0% | 0% | 0% | 0% | 0% | 0% | 0% | 0% | 0% | 0% | 0 | 0 | 0 | 0 | 0 | 0 | 0
F5_Industrial_Primary Metals_New_Space Heating_Natural Gas_Gas Boiler - Burner Control Optimization_A_Achievable Technical Potential | F5 | Industrial | Primary Metals | New | Space Heating | Natural Gas | Gas Boiler - Burner Control Optimization | A | Standalone Impact on Baseline Summer Peak (%) | Achievable Technical Potential | 0% | 0% | 0% | 0% | 0% | 0% | 0% | 0% | 0% | 0% | 0% | 0% | 0% | 0% | 0% | 0% | 0% | 0% | 0% | 0% | 0% | 0% | 0% | 0% | 0 | 0 | 0 | 0 | 0 | 0 | 0
F6_Industrial_Primary Metals_New_Space Heating_Natural Gas_Gas Boiler - Burner Control Optimization_A_Achievable Technical Potential | F6 | Industrial | Primary Metals | New | Space Heating | Natural Gas | Gas Boiler - Burner Control Optimization | A | Standalone Impact on Baseline Winter Peak (%) | Achievable Technical Potential | 0% | 0% | 0% | 0% | 0% | 0% | 0% | 0% | 0% | 0% | 0% | 0% | 0% | 0% | 0% | 0% | 0% | 0% | 0% | 0% | 0% | 0% | 0% | 0% | 0 | 0 | 0 | 0 | 0 | 0 | 0
F7_Industrial_Primary Metals_New_Space Heating_Natural Gas_Gas Boiler - Burner Control Optimization_A_Achievable Technical Potential | F7 | Industrial | Primary Metals | New | Space Heating | Natural Gas | Gas Boiler - Burner Control Optimization | A | Incremental Energy Savings (MWh or mTherms) | Achievable Technical Potential | 0 | 0 | 0 | 0 | 0 | 0 | 0 | 0 | 0 | 0 | 0 | 0 | 0 | 0 | 0 | 0 | 0 | 0 | 0 | 0 | 0 | 0 | 0 | 0 | 0 | 0 | 0 | 0 | 0 | 0 | 0
F8_Industrial_Primary Metals_New_Space Heating_Natural Gas_Gas Boiler - Burner Control Optimization_A_Achievable Technical Potential | F8 | Industrial | Primary Metals | New | Space Heating | Natural Gas | Gas Boiler - Burner Control Optimization | A | Incremental Summer Peak Savings (MW) | Achievable Technical Potential | 0 | 0 | 0 | 0 | 0 | 0 | 0 | 0 | 0 | 0 | 0 | 0 | 0 | 0 | 0 | 0 | 0 | 0 | 0 | 0 | 0 | 0 | 0 | 0 | 0 | 0 | 0 | 0 | 0 | 0 | 0
F9_Industrial_Primary Metals_New_Space Heating_Natural Gas_Gas Boiler - Burner Control Optimization_A_Achievable Technical Potential | F9 | Industrial | Primary Metals | New | Space Heating | Natural Gas | Gas Boiler - Burner Control Optimization | A | Incremental Winter Peak Savings (MW) | Achievable Technical Potential | 0 | 0 | 0 | 0 | 0 | 0 | 0 | 0 | 0 | 0 | 0 | 0 | 0 | 0 | 0 | 0 | 0 | 0 | 0 | 0 | 0 | 0 | 0 | 0 | 0 | 0 | 0 | 0 | 0 | 0 | 0
F10_Industrial_Primary Metals_New_Space Heating_Natural Gas_Gas Boiler - Burner Control Optimization_A_Achievable Technical Potential | F10 | Industrial | Primary Metals | New | Space Heating | Natural Gas | Gas Boiler - Burner Control Optimization | A | Cumulative Energy Savings (MWh or mTherms) | Achievable Technical Potential | 0 | 0 | 0 | 0 | 0 | 0 | 0 | 0 | 0 | 0 | 0 | 0 | 0 | 0 | 0 | 0 | 0 | 0 | 0 | 0 | 0 | 0 | 0 | 0 | 0 | 0 | 0 | 0 | 0 | 0 | 0
F11_Industrial_Primary Metals_New_Space Heating_Natural Gas_Gas Boiler - Burner Control Optimization_A_Achievable Technical Potential | F11 | Industrial | Primary Metals | New | Space Heating | Natural Gas | Gas Boiler - Burner Control Optimization | A | Cumulative Summer Peak Savings (MW) | Achievable Technical Potential | 0 | 0 | 0 | 0 | 0 | 0 | 0 | 0 | 0 | 0 | 0 | 0 | 0 | 0 | 0 | 0 | 0 | 0 | 0 | 0 | 0 | 0 | 0 | 0 | 0 | 0 | 0 | 0 | 0 | 0 | 0
F12_Industrial_Primary Metals_New_Space Heating_Natural Gas_Gas Boiler - Burner Control Optimization_A_Achievable Technical Potential | F12 | Industrial | Primary Metals | New | Space Heating | Natural Gas | Gas Boiler - Burner Control Optimization | A | Cumulative Winter Peak Savings (MW) | Achievable Technical Potential | 0 | 0 | 0 | 0 | 0 | 0 | 0 | 0 | 0 | 0 | 0 | 0 | 0 | 0 | 0 | 0 | 0 | 0 | 0 | 0 | 0 | 0 | 0 | 0 | 0 | 0 | 0 | 0 | 0 | 0 | 0
F13_Industrial_Primary Metals_New_Space Heating_Natural Gas_Gas Boiler - Burner Control Optimization_A_Achievable Technical Potential | F13 | Industrial | Primary Metals | New | Space Heating | Natural Gas | Gas Boiler - Burner Control Optimization | A | Purchases (Incremental) | Achievable Technical Potential | 0 | 0 | 0 | 0 | 0 | 0 | 0 | 0 | 0 | 0 | 0 | 0 | 0 | 0 | 0 | 0 | 0 | 0 | 0 | 0 | 0 | 0 | 0 | 0 | 0 | 0 | 0 | 0 | 0 | 0 | 0
F14_Industrial_Primary Metals_New_Space Heating_Natural Gas_Gas Boiler - Burner Control Optimization_A_Achievable Technical Potential | F14 | Industrial | Primary Metals | New | Space Heating | Natural Gas | Gas Boiler - Burner Control Optimization | A | Purchases (Cumulative) | Achievable Technical Potential | 0 | 0 | 0 | 0 | 0 | 0 | 0 | 0 | 0 | 0 | 0 | 0 | 0 | 0 | 0 | 0 | 0 | 0 | 0 | 0 | 0 | 0 | 0 | 0 | 0 | 0 | 0 | 0 | 0 | 0 | 0
F1_Industrial_Primary Metals_New_Process_Natural Gas_Gas Boiler - Burner Control Optimization_A_Achievable Technical Potential | F1 | Industrial | Primary Metals | New | Process | Natural Gas | Gas Boiler - Burner Control Optimization | A | Original Unit Energy Savings (kWh or therms) | Achievable Technical Potential | 0 | 0 | 0 | 0 | 0 | 11.0853 | 11.0853 | 11.0853 | 11.0853 | 11.0853 | 11.0853 | 11.0853 | 11.0853 | 11.0853 | 11.0853 | 11.0853 | 11.0853 | 11.0853 | 11.0853 | 11.0853 | 11.0853 | 11.0853 | 11.0853 | 11.0853 | 11.0853 | 11.0853 | 11.0853 | 11.0853 | 11.0853 | 11.0853 | 11.0853
F2_Industrial_Primary Metals_New_Process_Natural Gas_Gas Boiler - Burner Control Optimization_A_Achievable Technical Potential | F2 | Industrial | Primary Metals | New | Process | Natural Gas | Gas Boiler - Burner Control Optimization | A | Original Unit Summer Peak Savings (kW) | Achievable Technical Potential | 0 | 0 | 0 | 0 | 0 | 0 | 0 | 0 | 0 | 0 | 0 | 0 | 0 | 0 | 0 | 0 | 0 | 0 | 0 | 0 | 0 | 0 | 0 | 0 | 0 | 0 | 0 | 0 | 0 | 0 | 0
F3_Industrial_Primary Metals_New_Process_Natural Gas_Gas Boiler - Burner Control Optimization_A_Achievable Technical Potential | F3 | Industrial | Primary Metals | New | Process | Natural Gas | Gas Boiler - Burner Control Optimization | A | Original Unit Winter Peak Savings (kW) | Achievable Technical Potential | 0 | 0 | 0 | 0 | 0 | 0 | 0 | 0 | 0 | 0 | 0 | 0 | 0 | 0 | 0 | 0 | 0 | 0 | 0 | 0 | 0 | 0 | 0 | 0 | 0 | 0 | 0 | 0 | 0 | 0 | 0
F4_Industrial_Primary Metals_New_Process_Natural Gas_Gas Boiler - Burner Control Optimization_A_Achievable Technical Potential | F4 | Industrial | Primary Metals | New | Process | Natural Gas | Gas Boiler - Burner Control Optimization | A | Standalone Impact on Baseline Energy (%) | Achievable Technical Potential | 0% | 0% | 0% | 0% | 0% | 0.0004448% | 0.001075% | 0.002328% | 0.0045% | 0.00783% | 0.01241% | 0.01812% | 0.0246% | 0.03132% | 0.03773% | 0.0433% | 0.0477% | 0.05078% | 0.05257% | 0.05325% | 0.05304% | 0.05219% | 0.05093% | 0.04934% | 0.00047618 | 0.00045829 | 0.00044174 | 0.00042639 | 0 | 0 | 0
F5_Industrial_Primary Metals_New_Process_Natural Gas_Gas Boiler - Burner Control Optimization_A_Achievable Technical Potential | F5 | Industrial | Primary Metals | New | Process | Natural Gas | Gas Boiler - Burner Control Optimization | A | Standalone Impact on Baseline Summer Peak (%) | Achievable Technical Potential | 0% | 0% | 0% | 0% | 0% | 0% | 0% | 0% | 0% | 0% | 0% | 0% | 0% | 0% | 0% | 0% | 0% | 0% | 0% | 0% | 0% | 0% | 0% | 0% | 0 | 0 | 0 | 0 | 0 | 0 | 0
F6_Industrial_Primary Metals_New_Process_Natural Gas_Gas Boiler - Burner Control Optimization_A_Achievable Technical Potential | F6 | Industrial | Primary Metals | New | Process | Natural Gas | Gas Boiler - Burner Control Optimization | A | Standalone Impact on Baseline Winter Peak (%) | Achievable Technical Potential | 0% | 0% | 0% | 0% | 0% | 0% | 0% | 0% | 0% | 0% | 0% | 0% | 0% | 0% | 0% | 0% | 0% | 0% | 0% | 0% | 0% | 0% | 0% | 0% | 0 | 0 | 0 | 0 | 0 | 0 | 0
F7_Industrial_Primary Metals_New_Process_Natural Gas_Gas Boiler - Burner Control Optimization_A_Achievable Technical Potential | F7 | Industrial | Primary Metals | New | Process | Natural Gas | Gas Boiler - Burner Control Optimization | A | Incremental Energy Savings (MWh or mTherms) | Achievable Technical Potential | 0 | 0 | 0 | 0 | 0 | 0.00098118 | 0.0018272 | 0.004224 | 0.0083827 | 0.014582 | 0.022575 | 0.031447 | 0.039847 | 0.046307 | 0.049648 | 0.049468 | 0.045997 | 0.040114 | 0.032929 | 0.025526 | 0.018753 | 0.01309 | 0.0087022 | 0.0055228 | 0.0038918 | 0.004224 | 0.0083827 | 0.014582 | 0.022575 | 0.031447 | 0.039847
F8_Industrial_Primary Metals_New_Process_Natural Gas_Gas Boiler - Burner Control Optimization_A_Achievable Technical Potential | F8 | Industrial | Primary Metals | New | Process | Natural Gas | Gas Boiler - Burner Control Optimization | A | Incremental Summer Peak Savings (MW) | Achievable Technical Potential | 0 | 0 | 0 | 0 | 0 | 0 | 0 | 0 | 0 | 0 | 0 | 0 | 0 | 0 | 0 | 0 | 0 | 0 | 0 | 0 | 0 | 0 | 0 | 0 | 0 | 0 | 0 | 0 | 0 | 0 | 0
F9_Industrial_Primary Metals_New_Process_Natural Gas_Gas Boiler - Burner Control Optimization_A_Achievable Technical Potential | F9 | Industrial | Primary Metals | New | Process | Natural Gas | Gas Boiler - Burner Control Optimization | A | Incremental Winter Peak Savings (MW) | Achievable Technical Potential | 0 | 0 | 0 | 0 | 0 | 0 | 0 | 0 | 0 | 0 | 0 | 0 | 0 | 0 | 0 | 0 | 0 | 0 | 0 | 0 | 0 | 0 | 0 | 0 | 0 | 0 | 0 | 0 | 0 | 0 | 0
F10_Industrial_Primary Metals_New_Process_Natural Gas_Gas Boiler - Burner Control Optimization_A_Achievable Technical Potential | F10 | Industrial | Primary Metals | New | Process | Natural Gas | Gas Boiler - Burner Control Optimization | A | Cumulative Energy Savings (MWh or mTherms) | Achievable Technical Potential | 0 | 0 | 0 | 0 | 0 | 0.00098118 | 0.0028084 | 0.0070324 | 0.015415 | 0.029997 | 0.052572 | 0.084019 | 0.12387 | 0.17017 | 0.21982 | 0.26929 | 0.31528 | 0.3554 | 0.38833 | 0.41385 | 0.43261 | 0.4457 | 0.4544 | 0.45894 | 0.46101 | 0.46101 | 0.46101 | 0.46101 | 0.46101 | 0.46101 | 0.46101
F11_Industrial_Primary Metals_New_Process_Natural Gas_Gas Boiler - Burner Control Optimization_A_Achievable Technical Potential | F11 | Industrial | Primary Metals | New | Process | Natural Gas | Gas Boiler - Burner Control Optimization | A | Cumulative Summer Peak Savings (MW) | Achievable Technical Potential | 0 | 0 | 0 | 0 | 0 | 0 | 0 | 0 | 0 | 0 | 0 | 0 | 0 | 0 | 0 | 0 | 0 | 0 | 0 | 0 | 0 | 0 | 0 | 0 | 0 | 0 | 0 | 0 | 0 | 0 | 0
F12_Industrial_Primary Metals_New_Process_Natural Gas_Gas Boiler - Burner Control Optimization_A_Achievable Technical Potential | F12 | Industrial | Primary Metals | New | Process | Natural Gas | Gas Boiler - Burner Control Optimization | A | Cumulative Winter Peak Savings (MW) | Achievable Technical Potential | 0 | 0 | 0 | 0 | 0 | 0 | 0 | 0 | 0 | 0 | 0 | 0 | 0 | 0 | 0 | 0 | 0 | 0 | 0 | 0 | 0 | 0 | 0 | 0 | 0 | 0 | 0 | 0 | 0 | 0 | 0
F13_Industrial_Primary Metals_New_Process_Natural Gas_Gas Boiler - Burner Control Optimization_A_Achievable Technical Potential | F13 | Industrial | Primary Metals | New | Process | Natural Gas | Gas Boiler - Burner Control Optimization | A | Purchases (Incremental) | Achievable Technical Potential | 0 | 0 | 0 | 0 | 0 | 0.088512 | 0.16483 | 0.38104 | 0.7562 | 1.3154 | 2.0365 | 2.8368 | 3.5946 | 4.1773 | 4.4787 | 4.4625 | 4.1494 | 3.6187 | 2.9705 | 2.3027 | 1.6917 | 1.1808 | 0.78502 | 0.49821 | 0.35108 | 0.38104 | 0.7562 | 1.3154 | 2.0365 | 2.8368 | 3.5946
F14_Industrial_Primary Metals_New_Process_Natural Gas_Gas Boiler - Burner Control Optimization_A_Achievable Technical Potential | F14 | Industrial | Primary Metals | New | Process | Natural Gas | Gas Boiler - Burner Control Optimization | A | Purchases (Cumulative) | Achievable Technical Potential | 0 | 0 | 0 | 0 | 0 | 0.088512 | 0.25335 | 0.63439 | 1.3906 | 2.706 | 4.7425 | 7.5793 | 11.1739 | 15.3512 | 19.8299 | 24.2924 | 28.4418 | 32.0605 | 35.031 | 37.3337 | 39.0254 | 40.2062 | 40.9913 | 41.401 | 41.5872 | 41.5872 | 41.5872 | 41.5872 | 41.5872 | 41.5872 | 41.5872
F1_Industrial_Primary Metals_New_Space Heating_Natural Gas_HVAC - Demand Controlled Ventilation_A_Achievable Technical Potential | F1 | Industrial | Primary Metals | New | Space Heating | Natural Gas | HVAC - Demand Controlled Ventilation | A | Original Unit Energy Savings (kWh or therms) | Achievable Technical Potential | 0 | 0 | 0 | 0 | 0 | 0 | 0 | 0 | 0 | 0 | 0 | 0 | 0 | 0 | 0 | 0 | 0 | 0 | 0 | 0 | 0 | 0 | 0 | 0 | 0 | 0 | 0 | 0 | 0 | 0 | 0
F2_Industrial_Primary Metals_New_Space Heating_Natural Gas_HVAC - Demand Controlled Ventilation_A_Achievable Technical Potential | F2 | Industrial | Primary Metals | New | Space Heating | Natural Gas | HVAC - Demand Controlled Ventilation | A | Original Unit Summer Peak Savings (kW) | Achievable Technical Potential | 0 | 0 | 0 | 0 | 0 | 0 | 0 | 0 | 0 | 0 | 0 | 0 | 0 | 0 | 0 | 0 | 0 | 0 | 0 | 0 | 0 | 0 | 0 | 0 | 0 | 0 | 0 | 0 | 0 | 0 | 0
F3_Industrial_Primary Metals_New_Space Heating_Natural Gas_HVAC - Demand Controlled Ventilation_A_Achievable Technical Potential | F3 | Industrial | Primary Metals | New | Space Heating | Natural Gas | HVAC - Demand Controlled Ventilation | A | Original Unit Winter Peak Savings (kW) | Achievable Technical Potential | 0 | 0 | 0 | 0 | 0 | 0 | 0 | 0 | 0 | 0 | 0 | 0 | 0 | 0 | 0 | 0 | 0 | 0 | 0 | 0 | 0 | 0 | 0 | 0 | 0 | 0 | 0 | 0 | 0 | 0 | 0
F4_Industrial_Primary Metals_New_Space Heating_Natural Gas_HVAC - Demand Controlled Ventilation_A_Achievable Technical Potential | F4 | Industrial | Primary Metals | New | Space Heating | Natural Gas | HVAC - Demand Controlled Ventilation | A | Standalone Impact on Baseline Energy (%) | Achievable Technical Potential | 0% | 0% | 0% | 0% | 0% | 0% | 0% | 0% | 0% | 0% | 0% | 0% | 0% | 0% | 0% | 0% | 0% | 0% | 0% | 0% | 0% | 0% | 0% | 0% | 0 | 0 | 0 | 0 | 0 | 0 | 0
F5_Industrial_Primary Metals_New_Space Heating_Natural Gas_HVAC - Demand Controlled Ventilation_A_Achievable Technical Potential | F5 | Industrial | Primary Metals | New | Space Heating | Natural Gas | HVAC - Demand Controlled Ventilation | A | Standalone Impact on Baseline Summer Peak (%) | Achievable Technical Potential | 0% | 0% | 0% | 0% | 0% | 0% | 0% | 0% | 0% | 0% | 0% | 0% | 0% | 0% | 0% | 0% | 0% | 0% | 0% | 0% | 0% | 0% | 0% | 0% | 0 | 0 | 0 | 0 | 0 | 0 | 0
F6_Industrial_Primary Metals_New_Space Heating_Natural Gas_HVAC - Demand Controlled Ventilation_A_Achievable Technical Potential | F6 | Industrial | Primary Metals | New | Space Heating | Natural Gas | HVAC - Demand Controlled Ventilation | A | Standalone Impact on Baseline Winter Peak (%) | Achievable Technical Potential | 0% | 0% | 0% | 0% | 0% | 0% | 0% | 0% | 0% | 0% | 0% | 0% | 0% | 0% | 0% | 0% | 0% | 0% | 0% | 0% | 0% | 0% | 0% | 0% | 0 | 0 | 0 | 0 | 0 | 0 | 0
F7_Industrial_Primary Metals_New_Space Heating_Natural Gas_HVAC - Demand Controlled Ventilation_A_Achievable Technical Potential | F7 | Industrial | Primary Metals | New | Space Heating | Natural Gas | HVAC - Demand Controlled Ventilation | A | Incremental Energy Savings (MWh or mTherms) | Achievable Technical Potential | 0 | 0 | 0 | 0 | 0 | 0 | 0 | 0 | 0 | 0 | 0 | 0 | 0 | 0 | 0 | 0 | 0 | 0 | 0 | 0 | 0 | 0 | 0 | 0 | 0 | 0 | 0 | 0 | 0 | 0 | 0
F8_Industrial_Primary Metals_New_Space Heating_Natural Gas_HVAC - Demand Controlled Ventilation_A_Achievable Technical Potential | F8 | Industrial | Primary Metals | New | Space Heating | Natural Gas | HVAC - Demand Controlled Ventilation | A | Incremental Summer Peak Savings (MW) | Achievable Technical Potential | 0 | 0 | 0 | 0 | 0 | 0 | 0 | 0 | 0 | 0 | 0 | 0 | 0 | 0 | 0 | 0 | 0 | 0 | 0 | 0 | 0 | 0 | 0 | 0 | 0 | 0 | 0 | 0 | 0 | 0 | 0
F9_Industrial_Primary Metals_New_Space Heating_Natural Gas_HVAC - Demand Controlled Ventilation_A_Achievable Technical Potential | F9 | Industrial | Primary Metals | New | Space Heating | Natural Gas | HVAC - Demand Controlled Ventilation | A | Incremental Winter Peak Savings (MW) | Achievable Technical Potential | 0 | 0 | 0 | 0 | 0 | 0 | 0 | 0 | 0 | 0 | 0 | 0 | 0 | 0 | 0 | 0 | 0 | 0 | 0 | 0 | 0 | 0 | 0 | 0 | 0 | 0 | 0 | 0 | 0 | 0 | 0
F10_Industrial_Primary Metals_New_Space Heating_Natural Gas_HVAC - Demand Controlled Ventilation_A_Achievable Technical Potential | F10 | Industrial | Primary Metals | New | Space Heating | Natural Gas | HVAC - Demand Controlled Ventilation | A | Cumulative Energy Savings (MWh or mTherms) | Achievable Technical Potential | 0 | 0 | 0 | 0 | 0 | 0 | 0 | 0 | 0 | 0 | 0 | 0 | 0 | 0 | 0 | 0 | 0 | 0 | 0 | 0 | 0 | 0 | 0 | 0 | 0 | 0 | 0 | 0 | 0 | 0 | 0
F11_Industrial_Primary Metals_New_Space Heating_Natural Gas_HVAC - Demand Controlled Ventilation_A_Achievable Technical Potential | F11 | Industrial | Primary Metals | New | Space Heating | Natural Gas | HVAC - Demand Controlled Ventilation | A | Cumulative Summer Peak Savings (MW) | Achievable Technical Potential | 0 | 0 | 0 | 0 | 0 | 0 | 0 | 0 | 0 | 0 | 0 | 0 | 0 | 0 | 0 | 0 | 0 | 0 | 0 | 0 | 0 | 0 | 0 | 0 | 0 | 0 | 0 | 0 | 0 | 0 | 0
F12_Industrial_Primary Metals_New_Space Heating_Natural Gas_HVAC - Demand Controlled Ventilation_A_Achievable Technical Potential | F12 | Industrial | Primary Metals | New | Space Heating | Natural Gas | HVAC - Demand Controlled Ventilation | A | Cumulative Winter Peak Savings (MW) | Achievable Technical Potential | 0 | 0 | 0 | 0 | 0 | 0 | 0 | 0 | 0 | 0 | 0 | 0 | 0 | 0 | 0 | 0 | 0 | 0 | 0 | 0 | 0 | 0 | 0 | 0 | 0 | 0 | 0 | 0 | 0 | 0 | 0
F13_Industrial_Primary Metals_New_Space Heating_Natural Gas_HVAC - Demand Controlled Ventilation_A_Achievable Technical Potential | F13 | Industrial | Primary Metals | New | Space Heating | Natural Gas | HVAC - Demand Controlled Ventilation | A | Purchases (Incremental) | Achievable Technical Potential | 0 | 0 | 0 | 0 | 0 | 0 | 0 | 0 | 0 | 0 | 0 | 0 | 0 | 0 | 0 | 0 | 0 | 0 | 0 | 0 | 0 | 0 | 0 | 0 | 0 | 0 | 0 | 0 | 0 | 0 | 0
F14_Industrial_Primary Metals_New_Space Heating_Natural Gas_HVAC - Demand Controlled Ventilation_A_Achievable Technical Potential | F14 | Industrial | Primary Metals | New | Space Heating | Natural Gas | HVAC - Demand Controlled Ventilation | A | Purchases (Cumulative) | Achievable Technical Potential | 0 | 0 | 0 | 0 | 0 | 0 | 0 | 0 | 0 | 0 | 0 | 0 | 0 | 0 | 0 | 0 | 0 | 0 | 0 | 0 | 0 | 0 | 0 | 0 | 0 | 0 | 0 | 0 | 0 | 0 | 0
F1_Industrial_Primary Metals_New_Space Heating_Natural Gas_Gas Boiler - Stack Economizer_A_Achievable Technical Potential | F1 | Industrial | Primary Metals | New | Space Heating | Natural Gas | Gas Boiler - Stack Economizer | A | Original Unit Energy Savings (kWh or therms) | Achievable Technical Potential | 0 | 0 | 0 | 0 | 0 | 0 | 0 | 0 | 0 | 0 | 0 | 0 | 0 | 0 | 0 | 0 | 0 | 0 | 0 | 0 | 0 | 0 | 0 | 0 | 0 | 0 | 0 | 0 | 0 | 0 | 0
F2_Industrial_Primary Metals_New_Space Heating_Natural Gas_Gas Boiler - Stack Economizer_A_Achievable Technical Potential | F2 | Industrial | Primary Metals | New | Space Heating | Natural Gas | Gas Boiler - Stack Economizer | A | Original Unit Summer Peak Savings (kW) | Achievable Technical Potential | 0 | 0 | 0 | 0 | 0 | 0 | 0 | 0 | 0 | 0 | 0 | 0 | 0 | 0 | 0 | 0 | 0 | 0 | 0 | 0 | 0 | 0 | 0 | 0 | 0 | 0 | 0 | 0 | 0 | 0 | 0
F3_Industrial_Primary Metals_New_Space Heating_Natural Gas_Gas Boiler - Stack Economizer_A_Achievable Technical Potential | F3 | Industrial | Primary Metals | New | Space Heating | Natural Gas | Gas Boiler - Stack Economizer | A | Original Unit Winter Peak Savings (kW) | Achievable Technical Potential | 0 | 0 | 0 | 0 | 0 | 0 | 0 | 0 | 0 | 0 | 0 | 0 | 0 | 0 | 0 | 0 | 0 | 0 | 0 | 0 | 0 | 0 | 0 | 0 | 0 | 0 | 0 | 0 | 0 | 0 | 0
F4_Industrial_Primary Metals_New_Space Heating_Natural Gas_Gas Boiler - Stack Economizer_A_Achievable Technical Potential | F4 | Industrial | Primary Metals | New | Space Heating | Natural Gas | Gas Boiler - Stack Economizer | A | Standalone Impact on Baseline Energy (%) | Achievable Technical Potential | 0% | 0% | 0% | 0% | 0% | 0% | 0% | 0% | 0% | 0% | 0% | 0% | 0% | 0% | 0% | 0% | 0% | 0% | 0% | 0% | 0% | 0% | 0% | 0% | 0 | 0 | 0 | 0 | 0 | 0 | 0
F5_Industrial_Primary Metals_New_Space Heating_Natural Gas_Gas Boiler - Stack Economizer_A_Achievable Technical Potential | F5 | Industrial | Primary Metals | New | Space Heating | Natural Gas | Gas Boiler - Stack Economizer | A | Standalone Impact on Baseline Summer Peak (%) | Achievable Technical Potential | 0% | 0% | 0% | 0% | 0% | 0% | 0% | 0% | 0% | 0% | 0% | 0% | 0% | 0% | 0% | 0% | 0% | 0% | 0% | 0% | 0% | 0% | 0% | 0% | 0 | 0 | 0 | 0 | 0 | 0 | 0
F6_Industrial_Primary Metals_New_Space Heating_Natural Gas_Gas Boiler - Stack Economizer_A_Achievable Technical Potential | F6 | Industrial | Primary Metals | New | Space Heating | Natural Gas | Gas Boiler - Stack Economizer | A | Standalone Impact on Baseline Winter Peak (%) | Achievable Technical Potential | 0% | 0% | 0% | 0% | 0% | 0% | 0% | 0% | 0% | 0% | 0% | 0% | 0% | 0% | 0% | 0% | 0% | 0% | 0% | 0% | 0% | 0% | 0% | 0% | 0 | 0 | 0 | 0 | 0 | 0 | 0
F7_Industrial_Primary Metals_New_Space Heating_Natural Gas_Gas Boiler - Stack Economizer_A_Achievable Technical Potential | F7 | Industrial | Primary Metals | New | Space Heating | Natural Gas | Gas Boiler - Stack Economizer | A | Incremental Energy Savings (MWh or mTherms) | Achievable Technical Potential | 0 | 0 | 0 | 0 | 0 | 0 | 0 | 0 | 0 | 0 | 0 | 0 | 0 | 0 | 0 | 0 | 0 | 0 | 0 | 0 | 0 | 0 | 0 | 0 | 0 | 0 | 0 | 0 | 0 | 0 | 0
F8_Industrial_Primary Metals_New_Space Heating_Natural Gas_Gas Boiler - Stack Economizer_A_Achievable Technical Potential | F8 | Industrial | Primary Metals | New | Space Heating | Natural Gas | Gas Boiler - Stack Economizer | A | Incremental Summer Peak Savings (MW) | Achievable Technical Potential | 0 | 0 | 0 | 0 | 0 | 0 | 0 | 0 | 0 | 0 | 0 | 0 | 0 | 0 | 0 | 0 | 0 | 0 | 0 | 0 | 0 | 0 | 0 | 0 | 0 | 0 | 0 | 0 | 0 | 0 | 0
F9_Industrial_Primary Metals_New_Space Heating_Natural Gas_Gas Boiler - Stack Economizer_A_Achievable Technical Potential | F9 | Industrial | Primary Metals | New | Space Heating | Natural Gas | Gas Boiler - Stack Economizer | A | Incremental Winter Peak Savings (MW) | Achievable Technical Potential | 0 | 0 | 0 | 0 | 0 | 0 | 0 | 0 | 0 | 0 | 0 | 0 | 0 | 0 | 0 | 0 | 0 | 0 | 0 | 0 | 0 | 0 | 0 | 0 | 0 | 0 | 0 | 0 | 0 | 0 | 0
F10_Industrial_Primary Metals_New_Space Heating_Natural Gas_Gas Boiler - Stack Economizer_A_Achievable Technical Potential | F10 | Industrial | Primary Metals | New | Space Heating | Natural Gas | Gas Boiler - Stack Economizer | A | Cumulative Energy Savings (MWh or mTherms) | Achievable Technical Potential | 0 | 0 | 0 | 0 | 0 | 0 | 0 | 0 | 0 | 0 | 0 | 0 | 0 | 0 | 0 | 0 | 0 | 0 | 0 | 0 | 0 | 0 | 0 | 0 | 0 | 0 | 0 | 0 | 0 | 0 | 0
F11_Industrial_Primary Metals_New_Space Heating_Natural Gas_Gas Boiler - Stack Economizer_A_Achievable Technical Potential | F11 | Industrial | Primary Metals | New | Space Heating | Natural Gas | Gas Boiler - Stack Economizer | A | Cumulative Summer Peak Savings (MW) | Achievable Technical Potential | 0 | 0 | 0 | 0 | 0 | 0 | 0 | 0 | 0 | 0 | 0 | 0 | 0 | 0 | 0 | 0 | 0 | 0 | 0 | 0 | 0 | 0 | 0 | 0 | 0 | 0 | 0 | 0 | 0 | 0 | 0
F12_Industrial_Primary Metals_New_Space Heating_Natural Gas_Gas Boiler - Stack Economizer_A_Achievable Technical Potential | F12 | Industrial | Primary Metals | New | Space Heating | Natural Gas | Gas Boiler - Stack Economizer | A | Cumulative Winter Peak Savings (MW) | Achievable Technical Potential | 0 | 0 | 0 | 0 | 0 | 0 | 0 | 0 | 0 | 0 | 0 | 0 | 0 | 0 | 0 | 0 | 0 | 0 | 0 | 0 | 0 | 0 | 0 | 0 | 0 | 0 | 0 | 0 | 0 | 0 | 0
F13_Industrial_Primary Metals_New_Space Heating_Natural Gas_Gas Boiler - Stack Economizer_A_Achievable Technical Potential | F13 | Industrial | Primary Metals | New | Space Heating | Natural Gas | Gas Boiler - Stack Economizer | A | Purchases (Incremental) | Achievable Technical Potential | 0 | 0 | 0 | 0 | 0 | 0 | 0 | 0 | 0 | 0 | 0 | 0 | 0 | 0 | 0 | 0 | 0 | 0 | 0 | 0 | 0 | 0 | 0 | 0 | 0 | 0 | 0 | 0 | 0 | 0 | 0
F14_Industrial_Primary Metals_New_Space Heating_Natural Gas_Gas Boiler - Stack Economizer_A_Achievable Technical Potential | F14 | Industrial | Primary Metals | New | Space Heating | Natural Gas | Gas Boiler - Stack Economizer | A | Purchases (Cumulative) | Achievable Technical Potential | 0 | 0 | 0 | 0 | 0 | 0 | 0 | 0 | 0 | 0 | 0 | 0 | 0 | 0 | 0 | 0 | 0 | 0 | 0 | 0 | 0 | 0 | 0 | 0 | 0 | 0 | 0 | 0 | 0 | 0 | 0
F1_Industrial_Primary Metals_New_Process_Natural Gas_Gas Boiler - Stack Economizer_A_Achievable Technical Potential | F1 | Industrial | Primary Metals | New | Process | Natural Gas | Gas Boiler - Stack Economizer | A | Original Unit Energy Savings (kWh or therms) | Achievable Technical Potential | 0 | 0 | 0 | 0 | 0 | 36.696 | 36.696 | 36.696 | 36.696 | 36.696 | 36.696 | 36.696 | 36.696 | 36.696 | 36.696 | 36.696 | 36.696 | 36.696 | 36.696 | 36.696 | 36.696 | 36.696 | 36.696 | 36.696 | 36.696 | 36.696 | 36.696 | 36.696 | 36.696 | 36.696 | 36.696
F2_Industrial_Primary Metals_New_Process_Natural Gas_Gas Boiler - Stack Economizer_A_Achievable Technical Potential | F2 | Industrial | Primary Metals | New | Process | Natural Gas | Gas Boiler - Stack Economizer | A | Original Unit Summer Peak Savings (kW) | Achievable Technical Potential | 0 | 0 | 0 | 0 | 0 | 0 | 0 | 0 | 0 | 0 | 0 | 0 | 0 | 0 | 0 | 0 | 0 | 0 | 0 | 0 | 0 | 0 | 0 | 0 | 0 | 0 | 0 | 0 | 0 | 0 | 0
F3_Industrial_Primary Metals_New_Process_Natural Gas_Gas Boiler - Stack Economizer_A_Achievable Technical Potential | F3 | Industrial | Primary Metals | New | Process | Natural Gas | Gas Boiler - Stack Economizer | A | Original Unit Winter Peak Savings (kW) | Achievable Technical Potential | 0 | 0 | 0 | 0 | 0 | 0 | 0 | 0 | 0 | 0 | 0 | 0 | 0 | 0 | 0 | 0 | 0 | 0 | 0 | 0 | 0 | 0 | 0 | 0 | 0 | 0 | 0 | 0 | 0 | 0 | 0
F4_Industrial_Primary Metals_New_Process_Natural Gas_Gas Boiler - Stack Economizer_A_Achievable Technical Potential | F4 | Industrial | Primary Metals | New | Process | Natural Gas | Gas Boiler - Stack Economizer | A | Standalone Impact on Baseline Energy (%) | Achievable Technical Potential | 0% | 0% | 0% | 0% | 0% | 0.01455% | 0.02684% | 0.03778% | 0.04787% | 0.05736% | 0.06497% | 0.06984% | 0.07269% | 0.07407% | 0.07445% | 0.07403% | 0.0731% | 0.07177% | 0.0702% | 0.06849% | 0.06526% | 0.06233% | 0.05966% | 0.05722% | 0.00054979 | 0.00052913 | 0.00051002 | 0.0004923 | 0 | 0 | 0
F5_Industrial_Primary Metals_New_Process_Natural Gas_Gas Boiler - Stack Economizer_A_Achievable Technical Potential | F5 | Industrial | Primary Metals | New | Process | Natural Gas | Gas Boiler - Stack Economizer | A | Standalone Impact on Baseline Summer Peak (%) | Achievable Technical Potential | 0% | 0% | 0% | 0% | 0% | 0% | 0% | 0% | 0% | 0% | 0% | 0% | 0% | 0% | 0% | 0% | 0% | 0% | 0% | 0% | 0% | 0% | 0% | 0% | 0 | 0 | 0 | 0 | 0 | 0 | 0
F6_Industrial_Primary Metals_New_Process_Natural Gas_Gas Boiler - Stack Economizer_A_Achievable Technical Potential | F6 | Industrial | Primary Metals | New | Process | Natural Gas | Gas Boiler - Stack Economizer | A | Standalone Impact on Baseline Winter Peak (%) | Achievable Technical Potential | 0% | 0% | 0% | 0% | 0% | 0% | 0% | 0% | 0% | 0% | 0% | 0% | 0% | 0% | 0% | 0% | 0% | 0% | 0% | 0% | 0% | 0% | 0% | 0% | 0 | 0 | 0 | 0 | 0 | 0 | 0
F7_Industrial_Primary Metals_New_Process_Natural Gas_Gas Boiler - Stack Economizer_A_Achievable Technical Potential | F7 | Industrial | Primary Metals | New | Process | Natural Gas | Gas Boiler - Stack Economizer | A | Incremental Energy Savings (MWh or mTherms) | Achievable Technical Potential | 0 | 0 | 0 | 0 | 0 | 0.032109 | 0.03804 | 0.043968 | 0.049861 | 0.055757 | 0.055493 | 0.048589 | 0.042218 | 0.036446 | 0.031261 | 0.026698 | 0.022697 | 0.019229 | 0.016235 | 0.013664 | 0.032109 | 0.03804 | 0.043968 | 0.049861 | 0.055757 | 0.055493 | 0.048589 | 0.042218 | 0.036446 | 0.031261 | 0.026698
F8_Industrial_Primary Metals_New_Process_Natural Gas_Gas Boiler - Stack Economizer_A_Achievable Technical Potential | F8 | Industrial | Primary Metals | New | Process | Natural Gas | Gas Boiler - Stack Economizer | A | Incremental Summer Peak Savings (MW) | Achievable Technical Potential | 0 | 0 | 0 | 0 | 0 | 0 | 0 | 0 | 0 | 0 | 0 | 0 | 0 | 0 | 0 | 0 | 0 | 0 | 0 | 0 | 0 | 0 | 0 | 0 | 0 | 0 | 0 | 0 | 0 | 0 | 0
F9_Industrial_Primary Metals_New_Process_Natural Gas_Gas Boiler - Stack Economizer_A_Achievable Technical Potential | F9 | Industrial | Primary Metals | New | Process | Natural Gas | Gas Boiler - Stack Economizer | A | Incremental Winter Peak Savings (MW) | Achievable Technical Potential | 0 | 0 | 0 | 0 | 0 | 0 | 0 | 0 | 0 | 0 | 0 | 0 | 0 | 0 | 0 | 0 | 0 | 0 | 0 | 0 | 0 | 0 | 0 | 0 | 0 | 0 | 0 | 0 | 0 | 0 | 0
F10_Industrial_Primary Metals_New_Process_Natural Gas_Gas Boiler - Stack Economizer_A_Achievable Technical Potential | F10 | Industrial | Primary Metals | New | Process | Natural Gas | Gas Boiler - Stack Economizer | A | Cumulative Energy Savings (MWh or mTherms) | Achievable Technical Potential | 0 | 0 | 0 | 0 | 0 | 0.032109 | 0.070149 | 0.11412 | 0.16398 | 0.21974 | 0.27523 | 0.32382 | 0.36603 | 0.40248 | 0.43374 | 0.46044 | 0.48314 | 0.50237 | 0.5186 | 0.53226 | 0.53226 | 0.53226 | 0.53226 | 0.53226 | 0.53226 | 0.53226 | 0.53226 | 0.53226 | 0.53226 | 0.53226 | 0.53226
F11_Industrial_Primary Metals_New_Process_Natural Gas_Gas Boiler - Stack Economizer_A_Achievable Technical Potential | F11 | Industrial | Primary Metals | New | Process | Natural Gas | Gas Boiler - Stack Economizer | A | Cumulative Summer Peak Savings (MW) | Achievable Technical Potential | 0 | 0 | 0 | 0 | 0 | 0 | 0 | 0 | 0 | 0 | 0 | 0 | 0 | 0 | 0 | 0 | 0 | 0 | 0 | 0 | 0 | 0 | 0 | 0 | 0 | 0 | 0 | 0 | 0 | 0 | 0
F12_Industrial_Primary Metals_New_Process_Natural Gas_Gas Boiler - Stack Economizer_A_Achievable Technical Potential | F12 | Industrial | Primary Metals | New | Process | Natural Gas | Gas Boiler - Stack Economizer | A | Cumulative Winter Peak Savings (MW) | Achievable Technical Potential | 0 | 0 | 0 | 0 | 0 | 0 | 0 | 0 | 0 | 0 | 0 | 0 | 0 | 0 | 0 | 0 | 0 | 0 | 0 | 0 | 0 | 0 | 0 | 0 | 0 | 0 | 0 | 0 | 0 | 0 | 0
F13_Industrial_Primary Metals_New_Process_Natural Gas_Gas Boiler - Stack Economizer_A_Achievable Technical Potential | F13 | Industrial | Primary Metals | New | Process | Natural Gas | Gas Boiler - Stack Economizer | A | Purchases (Incremental) | Achievable Technical Potential | 0 | 0 | 0 | 0 | 0 | 0.87499 | 1.0366 | 1.1982 | 1.3588 | 1.5194 | 1.5122 | 1.3241 | 1.1505 | 0.9932 | 0.85188 | 0.72754 | 0.61851 | 0.52399 | 0.44243 | 0.37236 | 0.87499 | 1.0366 | 1.1982 | 1.3588 | 1.5194 | 1.5122 | 1.3241 | 1.1505 | 0.9932 | 0.85188 | 0.72754
F14_Industrial_Primary Metals_New_Process_Natural Gas_Gas Boiler - Stack Economizer_A_Achievable Technical Potential | F14 | Industrial | Primary Metals | New | Process | Natural Gas | Gas Boiler - Stack Economizer | A | Purchases (Cumulative) | Achievable Technical Potential | 0 | 0 | 0 | 0 | 0 | 0.87499 | 1.9116 | 3.1098 | 4.4685 | 5.988 | 7.5002 | 8.8243 | 9.9748 | 10.968 | 11.8199 | 12.5474 | 13.1659 | 13.6899 | 14.1323 | 14.5047 | 14.5047 | 14.5047 | 14.5047 | 14.5047 | 14.5047 | 14.5047 | 14.5047 | 14.5047 | 14.5047 | 14.5047 | 14.5047
F1_Industrial_Primary Metals_New_Space Heating_Natural Gas_Gas Furnace Tube Inserts_A_Achievable Technical Potential | F1 | Industrial | Primary Metals | New | Space Heating | Natural Gas | Gas Furnace Tube Inserts | A | Original Unit Energy Savings (kWh or therms) | Achievable Technical Potential | 0 | 0 | 0 | 0 | 0 | 0 | 0 | 0 | 0 | 0 | 0 | 0 | 0 | 0 | 0 | 0 | 0 | 0 | 0 | 0 | 0 | 0 | 0 | 0 | 0 | 0 | 0 | 0 | 0 | 0 | 0
F2_Industrial_Primary Metals_New_Space Heating_Natural Gas_Gas Furnace Tube Inserts_A_Achievable Technical Potential | F2 | Industrial | Primary Metals | New | Space Heating | Natural Gas | Gas Furnace Tube Inserts | A | Original Unit Summer Peak Savings (kW) | Achievable Technical Potential | 0 | 0 | 0 | 0 | 0 | 0 | 0 | 0 | 0 | 0 | 0 | 0 | 0 | 0 | 0 | 0 | 0 | 0 | 0 | 0 | 0 | 0 | 0 | 0 | 0 | 0 | 0 | 0 | 0 | 0 | 0
F3_Industrial_Primary Metals_New_Space Heating_Natural Gas_Gas Furnace Tube Inserts_A_Achievable Technical Potential | F3 | Industrial | Primary Metals | New | Space Heating | Natural Gas | Gas Furnace Tube Inserts | A | Original Unit Winter Peak Savings (kW) | Achievable Technical Potential | 0 | 0 | 0 | 0 | 0 | 0 | 0 | 0 | 0 | 0 | 0 | 0 | 0 | 0 | 0 | 0 | 0 | 0 | 0 | 0 | 0 | 0 | 0 | 0 | 0 | 0 | 0 | 0 | 0 | 0 | 0
F4_Industrial_Primary Metals_New_Space Heating_Natural Gas_Gas Furnace Tube Inserts_A_Achievable Technical Potential | F4 | Industrial | Primary Metals | New | Space Heating | Natural Gas | Gas Furnace Tube Inserts | A | Standalone Impact on Baseline Energy (%) | Achievable Technical Potential | 0% | 0% | 0% | 0% | 0% | 0% | 0% | 0% | 0% | 0% | 0% | 0% | 0% | 0% | 0% | 0% | 0% | 0% | 0% | 0% | 0% | 0% | 0% | 0% | 0 | 0 | 0 | 0 | 0 | 0 | 0
F5_Industrial_Primary Metals_New_Space Heating_Natural Gas_Gas Furnace Tube Inserts_A_Achievable Technical Potential | F5 | Industrial | Primary Metals | New | Space Heating | Natural Gas | Gas Furnace Tube Inserts | A | Standalone Impact on Baseline Summer Peak (%) | Achievable Technical Potential | 0% | 0% | 0% | 0% | 0% | 0% | 0% | 0% | 0% | 0% | 0% | 0% | 0% | 0% | 0% | 0% | 0% | 0% | 0% | 0% | 0% | 0% | 0% | 0% | 0 | 0 | 0 | 0 | 0 | 0 | 0
F6_Industrial_Primary Metals_New_Space Heating_Natural Gas_Gas Furnace Tube Inserts_A_Achievable Technical Potential | F6 | Industrial | Primary Metals | New | Space Heating | Natural Gas | Gas Furnace Tube Inserts | A | Standalone Impact on Baseline Winter Peak (%) | Achievable Technical Potential | 0% | 0% | 0% | 0% | 0% | 0% | 0% | 0% | 0% | 0% | 0% | 0% | 0% | 0% | 0% | 0% | 0% | 0% | 0% | 0% | 0% | 0% | 0% | 0% | 0 | 0 | 0 | 0 | 0 | 0 | 0
F7_Industrial_Primary Metals_New_Space Heating_Natural Gas_Gas Furnace Tube Inserts_A_Achievable Technical Potential | F7 | Industrial | Primary Metals | New | Space Heating | Natural Gas | Gas Furnace Tube Inserts | A | Incremental Energy Savings (MWh or mTherms) | Achievable Technical Potential | 0 | 0 | 0 | 0 | 0 | 0 | 0 | 0 | 0 | 0 | 0 | 0 | 0 | 0 | 0 | 0 | 0 | 0 | 0 | 0 | 0 | 0 | 0 | 0 | 0 | 0 | 0 | 0 | 0 | 0 | 0
F8_Industrial_Primary Metals_New_Space Heating_Natural Gas_Gas Furnace Tube Inserts_A_Achievable Technical Potential | F8 | Industrial | Primary Metals | New | Space Heating | Natural Gas | Gas Furnace Tube Inserts | A | Incremental Summer Peak Savings (MW) | Achievable Technical Potential | 0 | 0 | 0 | 0 | 0 | 0 | 0 | 0 | 0 | 0 | 0 | 0 | 0 | 0 | 0 | 0 | 0 | 0 | 0 | 0 | 0 | 0 | 0 | 0 | 0 | 0 | 0 | 0 | 0 | 0 | 0
F9_Industrial_Primary Metals_New_Space Heating_Natural Gas_Gas Furnace Tube Inserts_A_Achievable Technical Potential | F9 | Industrial | Primary Metals | New | Space Heating | Natural Gas | Gas Furnace Tube Inserts | A | Incremental Winter Peak Savings (MW) | Achievable Technical Potential | 0 | 0 | 0 | 0 | 0 | 0 | 0 | 0 | 0 | 0 | 0 | 0 | 0 | 0 | 0 | 0 | 0 | 0 | 0 | 0 | 0 | 0 | 0 | 0 | 0 | 0 | 0 | 0 | 0 | 0 | 0
F10_Industrial_Primary Metals_New_Space Heating_Natural Gas_Gas Furnace Tube Inserts_A_Achievable Technical Potential | F10 | Industrial | Primary Metals | New | Space Heating | Natural Gas | Gas Furnace Tube Inserts | A | Cumulative Energy Savings (MWh or mTherms) | Achievable Technical Potential | 0 | 0 | 0 | 0 | 0 | 0 | 0 | 0 | 0 | 0 | 0 | 0 | 0 | 0 | 0 | 0 | 0 | 0 | 0 | 0 | 0 | 0 | 0 | 0 | 0 | 0 | 0 | 0 | 0 | 0 | 0
F11_Industrial_Primary Metals_New_Space Heating_Natural Gas_Gas Furnace Tube Inserts_A_Achievable Technical Potential | F11 | Industrial | Primary Metals | New | Space Heating | Natural Gas | Gas Furnace Tube Inserts | A | Cumulative Summer Peak Savings (MW) | Achievable Technical Potential | 0 | 0 | 0 | 0 | 0 | 0 | 0 | 0 | 0 | 0 | 0 | 0 | 0 | 0 | 0 | 0 | 0 | 0 | 0 | 0 | 0 | 0 | 0 | 0 | 0 | 0 | 0 | 0 | 0 | 0 | 0
F12_Industrial_Primary Metals_New_Space Heating_Natural Gas_Gas Furnace Tube Inserts_A_Achievable Technical Potential | F12 | Industrial | Primary Metals | New | Space Heating | Natural Gas | Gas Furnace Tube Inserts | A | Cumulative Winter Peak Savings (MW) | Achievable Technical Potential | 0 | 0 | 0 | 0 | 0 | 0 | 0 | 0 | 0 | 0 | 0 | 0 | 0 | 0 | 0 | 0 | 0 | 0 | 0 | 0 | 0 | 0 | 0 | 0 | 0 | 0 | 0 | 0 | 0 | 0 | 0
F13_Industrial_Primary Metals_New_Space Heating_Natural Gas_Gas Furnace Tube Inserts_A_Achievable Technical Potential | F13 | Industrial | Primary Metals | New | Space Heating | Natural Gas | Gas Furnace Tube Inserts | A | Purchases (Incremental) | Achievable Technical Potential | 0 | 0 | 0 | 0 | 0 | 0 | 0 | 0 | 0 | 0 | 0 | 0 | 0 | 0 | 0 | 0 | 0 | 0 | 0 | 0 | 0 | 0 | 0 | 0 | 0 | 0 | 0 | 0 | 0 | 0 | 0
F14_Industrial_Primary Metals_New_Space Heating_Natural Gas_Gas Furnace Tube Inserts_A_Achievable Technical Potential | F14 | Industrial | Primary Metals | New | Space Heating | Natural Gas | Gas Furnace Tube Inserts | A | Purchases (Cumulative) | Achievable Technical Potential | 0 | 0 | 0 | 0 | 0 | 0 | 0 | 0 | 0 | 0 | 0 | 0 | 0 | 0 | 0 | 0 | 0 | 0 | 0 | 0 | 0 | 0 | 0 | 0 | 0 | 0 | 0 | 0 | 0 | 0 | 0
F1_Industrial_Primary Metals_New_Space Heating_Natural Gas_Space Heating - Heat Recovery Ventilator_A_Achievable Technical Potential | F1 | Industrial | Primary Metals | New | Space Heating | Natural Gas | Space Heating - Heat Recovery Ventilator | A | Original Unit Energy Savings (kWh or therms) | Achievable Technical Potential | 0 | 0 | 0 | 0 | 0 | 0.012468 | 0.012307 | 0.01219 | 0.0121 | 0.01203 | 0.011973 | 0.011906 | 0.011837 | 0.011768 | 0.011701 | 0.011649 | 0.011607 | 0.011574 | 0.011522 | 0.011484 | 0.011457 | 0.011435 | 0.011435 | 0.011435 | 0.011435 | 0.011435 | 0.011435 | 0.011435 | 0 | 0 | 0
F2_Industrial_Primary Metals_New_Space Heating_Natural Gas_Space Heating - Heat Recovery Ventilator_A_Achievable Technical Potential | F2 | Industrial | Primary Metals | New | Space Heating | Natural Gas | Space Heating - Heat Recovery Ventilator | A | Original Unit Summer Peak Savings (kW) | Achievable Technical Potential | 0 | 0 | 0 | 0 | 0 | 0 | 0 | 0 | 0 | 0 | 0 | 0 | 0 | 0 | 0 | 0 | 0 | 0 | 0 | 0 | 0 | 0 | 0 | 0 | 0 | 0 | 0 | 0 | 0 | 0 | 0
F3_Industrial_Primary Metals_New_Space Heating_Natural Gas_Space Heating - Heat Recovery Ventilator_A_Achievable Technical Potential | F3 | Industrial | Primary Metals | New | Space Heating | Natural Gas | Space Heating - Heat Recovery Ventilator | A | Original Unit Winter Peak Savings (kW) | Achievable Technical Potential | 0 | 0 | 0 | 0 | 0 | 0 | 0 | 0 | 0 | 0 | 0 | 0 | 0 | 0 | 0 | 0 | 0 | 0 | 0 | 0 | 0 | 0 | 0 | 0 | 0 | 0 | 0 | 0 | 0 | 0 | 0
F4_Industrial_Primary Metals_New_Space Heating_Natural Gas_Space Heating - Heat Recovery Ventilator_A_Achievable Technical Potential | F4 | Industrial | Primary Metals | New | Space Heating | Natural Gas | Space Heating - Heat Recovery Ventilator | A | Standalone Impact on Baseline Energy (%) | Achievable Technical Potential | 0% | 0% | 0% | 0% | 0% | 0.01745% | 0.03219% | 0.0453% | 0.0574% | 0.06879% | 0.07966% | 0.09023% | 0.1005% | 0.1106% | 0.1206% | 0.1305% | 0.1402% | 0.1499% | 0.1594% | 0.169% | 0.1738% | 0.1781% | 0.182% | 0.1856% | 0.0018887 | 0.0018177 | 0.0017521 | 0.0016912 | 0 | 0 | 0
F5_Industrial_Primary Metals_New_Space Heating_Natural Gas_Space Heating - Heat Recovery Ventilator_A_Achievable Technical Potential | F5 | Industrial | Primary Metals | New | Space Heating | Natural Gas | Space Heating - Heat Recovery Ventilator | A | Standalone Impact on Baseline Summer Peak (%) | Achievable Technical Potential | 0% | 0% | 0% | 0% | 0% | 0% | 0% | 0% | 0% | 0% | 0% | 0% | 0% | 0% | 0% | 0% | 0% | 0% | 0% | 0% | 0% | 0% | 0% | 0% | 0 | 0 | 0 | 0 | 0 | 0 | 0
F6_Industrial_Primary Metals_New_Space Heating_Natural Gas_Space Heating - Heat Recovery Ventilator_A_Achievable Technical Potential | F6 | Industrial | Primary Metals | New | Space Heating | Natural Gas | Space Heating - Heat Recovery Ventilator | A | Standalone Impact on Baseline Winter Peak (%) | Achievable Technical Potential | 0% | 0% | 0% | 0% | 0% | 0% | 0% | 0% | 0% | 0% | 0% | 0% | 0% | 0% | 0% | 0% | 0% | 0% | 0% | 0% | 0% | 0% | 0% | 0% | 0 | 0 | 0 | 0 | 0 | 0 | 0
F7_Industrial_Primary Metals_New_Space Heating_Natural Gas_Space Heating - Heat Recovery Ventilator_A_Achievable Technical Potential | F7 | Industrial | Primary Metals | New | Space Heating | Natural Gas | Space Heating - Heat Recovery Ventilator | A | Incremental Energy Savings (MWh or mTherms) | Achievable Technical Potential | 0 | 0 | 0 | 0 | 0 | 0.00015005 | 0.00017547 | 0.00020088 | 0.00022614 | 0.00025141 | 0.00027671 | 0.00030117 | 0.00032518 | 0.00034886 | 0.00037191 | 0.00039525 | 0.00041854 | 0.00044197 | 0.00046437 | 0.00048692 | 0.0005098 | 0.00053275 | 0.00055657 | 0.0005803 | 0.00060395 | 0.00026427 | 0.00028924 | 0.00031415 | 0 | 0 | 0
F8_Industrial_Primary Metals_New_Space Heating_Natural Gas_Space Heating - Heat Recovery Ventilator_A_Achievable Technical Potential | F8 | Industrial | Primary Metals | New | Space Heating | Natural Gas | Space Heating - Heat Recovery Ventilator | A | Incremental Summer Peak Savings (MW) | Achievable Technical Potential | 0 | 0 | 0 | 0 | 0 | 0 | 0 | 0 | 0 | 0 | 0 | 0 | 0 | 0 | 0 | 0 | 0 | 0 | 0 | 0 | 0 | 0 | 0 | 0 | 0 | 0 | 0 | 0 | 0 | 0 | 0
F9_Industrial_Primary Metals_New_Space Heating_Natural Gas_Space Heating - Heat Recovery Ventilator_A_Achievable Technical Potential | F9 | Industrial | Primary Metals | New | Space Heating | Natural Gas | Space Heating - Heat Recovery Ventilator | A | Incremental Winter Peak Savings (MW) | Achievable Technical Potential | 0 | 0 | 0 | 0 | 0 | 0 | 0 | 0 | 0 | 0 | 0 | 0 | 0 | 0 | 0 | 0 | 0 | 0 | 0 | 0 | 0 | 0 | 0 | 0 | 0 | 0 | 0 | 0 | 0 | 0 | 0
F10_Industrial_Primary Metals_New_Space Heating_Natural Gas_Space Heating - Heat Recovery Ventilator_A_Achievable Technical Potential | F10 | Industrial | Primary Metals | New | Space Heating | Natural Gas | Space Heating - Heat Recovery Ventilator | A | Cumulative Energy Savings (MWh or mTherms) | Achievable Technical Potential | 0 | 0 | 0 | 0 | 0 | 0.00015005 | 0.00032359 | 0.00052138 | 0.00074371 | 0.0009908 | 0.0012628 | 0.001557 | 0.001873 | 0.0022109 | 0.0025703 | 0.0029541 | 0.0033621 | 0.0037946 | 0.0042419 | 0.0047148 | 0.0050754 | 0.0054355 | 0.0058036 | 0.0061702 | 0.0065352 | 0.0065352 | 0.0065352 | 0.0065352 | 0 | 0 | 0
F11_Industrial_Primary Metals_New_Space Heating_Natural Gas_Space Heating - Heat Recovery Ventilator_A_Achievable Technical Potential | F11 | Industrial | Primary Metals | New | Space Heating | Natural Gas | Space Heating - Heat Recovery Ventilator | A | Cumulative Summer Peak Savings (MW) | Achievable Technical Potential | 0 | 0 | 0 | 0 | 0 | 0 | 0 | 0 | 0 | 0 | 0 | 0 | 0 | 0 | 0 | 0 | 0 | 0 | 0 | 0 | 0 | 0 | 0 | 0 | 0 | 0 | 0 | 0 | 0 | 0 | 0
F12_Industrial_Primary Metals_New_Space Heating_Natural Gas_Space Heating - Heat Recovery Ventilator_A_Achievable Technical Potential | F12 | Industrial | Primary Metals | New | Space Heating | Natural Gas | Space Heating - Heat Recovery Ventilator | A | Cumulative Winter Peak Savings (MW) | Achievable Technical Potential | 0 | 0 | 0 | 0 | 0 | 0 | 0 | 0 | 0 | 0 | 0 | 0 | 0 | 0 | 0 | 0 | 0 | 0 | 0 | 0 | 0 | 0 | 0 | 0 | 0 | 0 | 0 | 0 | 0 | 0 | 0
F13_Industrial_Primary Metals_New_Space Heating_Natural Gas_Space Heating - Heat Recovery Ventilator_A_Achievable Technical Potential | F13 | Industrial | Primary Metals | New | Space Heating | Natural Gas | Space Heating - Heat Recovery Ventilator | A | Purchases (Incremental) | Achievable Technical Potential | 0 | 0 | 0 | 0 | 0 | 12.0348 | 14.258 | 16.4799 | 18.6888 | 20.8988 | 23.1106 | 25.2944 | 27.4722 | 29.6456 | 31.7845 | 33.9315 | 36.058 | 38.1849 | 40.301 | 42.3983 | 44.498 | 46.5891 | 48.672 | 50.7473 | 52.8156 | 23.1106 | 25.2944 | 27.4722 | 29.6456 | 31.7845 | 33.9315
F14_Industrial_Primary Metals_New_Space Heating_Natural Gas_Space Heating - Heat Recovery Ventilator_A_Achievable Technical Potential | F14 | Industrial | Primary Metals | New | Space Heating | Natural Gas | Space Heating - Heat Recovery Ventilator | A | Purchases (Cumulative) | Achievable Technical Potential | 0 | 0 | 0 | 0 | 0 | 12.0348 | 26.2928 | 42.7727 | 61.4615 | 82.3603 | 105.4709 | 130.7653 | 158.2375 | 187.8831 | 219.6676 | 253.5991 | 289.6571 | 327.842 | 368.143 | 410.5413 | 443.0045 | 475.3355 | 507.5276 | 539.5862 | 571.503 | 571.503 | 571.503 | 571.503 | 571.503 | 571.503 | 571.503
F1_Industrial_Primary Metals_New_Space Heating_Natural Gas_Thermostat - Programmable_A_Achievable Technical Potential | F1 | Industrial | Primary Metals | New | Space Heating | Natural Gas | Thermostat - Programmable | A | Original Unit Energy Savings (kWh or therms) | Achievable Technical Potential | 0 | 0 | 0 | 0 | 0 | 0.006194 | 0.006114 | 0.0060556 | 0.0060113 | 0.0059764 | 0.0059481 | 0.005915 | 0.0058802 | 0.005846 | 0.0058129 | 0.0057868 | 0.0057663 | 0.00575 | 0.0057242 | 0.0057053 | 0.0056915 | 0.0056808 | 0.0056808 | 0.0056808 | 0.0056808 | 0.0056808 | 0.0056808 | 0.0056808 | 0 | 0 | 0
F2_Industrial_Primary Metals_New_Space Heating_Natural Gas_Thermostat - Programmable_A_Achievable Technical Potential | F2 | Industrial | Primary Metals | New | Space Heating | Natural Gas | Thermostat - Programmable | A | Original Unit Summer Peak Savings (kW) | Achievable Technical Potential | 0 | 0 | 0 | 0 | 0 | 0 | 0 | 0 | 0 | 0 | 0 | 0 | 0 | 0 | 0 | 0 | 0 | 0 | 0 | 0 | 0 | 0 | 0 | 0 | 0 | 0 | 0 | 0 | 0 | 0 | 0
F3_Industrial_Primary Metals_New_Space Heating_Natural Gas_Thermostat - Programmable_A_Achievable Technical Potential | F3 | Industrial | Primary Metals | New | Space Heating | Natural Gas | Thermostat - Programmable | A | Original Unit Winter Peak Savings (kW) | Achievable Technical Potential | 0 | 0 | 0 | 0 | 0 | 0 | 0 | 0 | 0 | 0 | 0 | 0 | 0 | 0 | 0 | 0 | 0 | 0 | 0 | 0 | 0 | 0 | 0 | 0 | 0 | 0 | 0 | 0 | 0 | 0 | 0
F4_Industrial_Primary Metals_New_Space Heating_Natural Gas_Thermostat - Programmable_A_Achievable Technical Potential | F4 | Industrial | Primary Metals | New | Space Heating | Natural Gas | Thermostat - Programmable | A | Standalone Impact on Baseline Energy (%) | Achievable Technical Potential | 0% | 0% | 0% | 0% | 0% | 0.02601% | 0.04797% | 0.06752% | 0.08555% | 0.1025% | 0.1187% | 0.1345% | 0.1498% | 0.1649% | 0.1798% | 0.1944% | 0.2003% | 0.2054% | 0.21% | 0.2142% | 0.2179% | 0.2212% | 0.2242% | 0.227% | 0.0022951 | 0.0022089 | 0.0021291 | 0.0020551 | 0 | 0 | 0
F5_Industrial_Primary Metals_New_Space Heating_Natural Gas_Thermostat - Programmable_A_Achievable Technical Potential | F5 | Industrial | Primary Metals | New | Space Heating | Natural Gas | Thermostat - Programmable | A | Standalone Impact on Baseline Summer Peak (%) | Achievable Technical Potential | 0% | 0% | 0% | 0% | 0% | 0% | 0% | 0% | 0% | 0% | 0% | 0% | 0% | 0% | 0% | 0% | 0% | 0% | 0% | 0% | 0% | 0% | 0% | 0% | 0 | 0 | 0 | 0 | 0 | 0 | 0
F6_Industrial_Primary Metals_New_Space Heating_Natural Gas_Thermostat - Programmable_A_Achievable Technical Potential | F6 | Industrial | Primary Metals | New | Space Heating | Natural Gas | Thermostat - Programmable | A | Standalone Impact on Baseline Winter Peak (%) | Achievable Technical Potential | 0% | 0% | 0% | 0% | 0% | 0% | 0% | 0% | 0% | 0% | 0% | 0% | 0% | 0% | 0% | 0% | 0% | 0% | 0% | 0% | 0% | 0% | 0% | 0% | 0 | 0 | 0 | 0 | 0 | 0 | 0
F7_Industrial_Primary Metals_New_Space Heating_Natural Gas_Thermostat - Programmable_A_Achievable Technical Potential | F7 | Industrial | Primary Metals | New | Space Heating | Natural Gas | Thermostat - Programmable | A | Incremental Energy Savings (MWh or mTherms) | Achievable Technical Potential | 0 | 0 | 0 | 0 | 0 | 0.00022363 | 0.00026152 | 0.00029939 | 0.00033703 | 0.0003747 | 0.00041239 | 0.00044885 | 0.00048463 | 0.00051992 | 0.00055428 | 0.00058907 | 0.00062377 | 0.00065869 | 0.00069207 | 0.00072568 | 0.00075979 | 0.00079399 | 0.00082949 | 0.00086486 | 0.00090011 | 0.00054169 | 0.00057828 | 0.00061452 | 0 | 0 | 0
F8_Industrial_Primary Metals_New_Space Heating_Natural Gas_Thermostat - Programmable_A_Achievable Technical Potential | F8 | Industrial | Primary Metals | New | Space Heating | Natural Gas | Thermostat - Programmable | A | Incremental Summer Peak Savings (MW) | Achievable Technical Potential | 0 | 0 | 0 | 0 | 0 | 0 | 0 | 0 | 0 | 0 | 0 | 0 | 0 | 0 | 0 | 0 | 0 | 0 | 0 | 0 | 0 | 0 | 0 | 0 | 0 | 0 | 0 | 0 | 0 | 0 | 0
F9_Industrial_Primary Metals_New_Space Heating_Natural Gas_Thermostat - Programmable_A_Achievable Technical Potential | F9 | Industrial | Primary Metals | New | Space Heating | Natural Gas | Thermostat - Programmable | A | Incremental Winter Peak Savings (MW) | Achievable Technical Potential | 0 | 0 | 0 | 0 | 0 | 0 | 0 | 0 | 0 | 0 | 0 | 0 | 0 | 0 | 0 | 0 | 0 | 0 | 0 | 0 | 0 | 0 | 0 | 0 | 0 | 0 | 0 | 0 | 0 | 0 | 0
F10_Industrial_Primary Metals_New_Space Heating_Natural Gas_Thermostat - Programmable_A_Achievable Technical Potential | F10 | Industrial | Primary Metals | New | Space Heating | Natural Gas | Thermostat - Programmable | A | Cumulative Energy Savings (MWh or mTherms) | Achievable Technical Potential | 0 | 0 | 0 | 0 | 0 | 0.00022363 | 0.00048226 | 0.00077704 | 0.0011084 | 0.0014766 | 0.001882 | 0.0023204 | 0.0027914 | 0.0032951 | 0.0038307 | 0.0044026 | 0.0048026 | 0.0052018 | 0.0055875 | 0.0059748 | 0.0063634 | 0.0067515 | 0.0071499 | 0.0075466 | 0.0079414 | 0.0079414 | 0.0079414 | 0.0079414 | 0 | 0 | 0
F11_Industrial_Primary Metals_New_Space Heating_Natural Gas_Thermostat - Programmable_A_Achievable Technical Potential | F11 | Industrial | Primary Metals | New | Space Heating | Natural Gas | Thermostat - Programmable | A | Cumulative Summer Peak Savings (MW) | Achievable Technical Potential | 0 | 0 | 0 | 0 | 0 | 0 | 0 | 0 | 0 | 0 | 0 | 0 | 0 | 0 | 0 | 0 | 0 | 0 | 0 | 0 | 0 | 0 | 0 | 0 | 0 | 0 | 0 | 0 | 0 | 0 | 0
F12_Industrial_Primary Metals_New_Space Heating_Natural Gas_Thermostat - Programmable_A_Achievable Technical Potential | F12 | Industrial | Primary Metals | New | Space Heating | Natural Gas | Thermostat - Programmable | A | Cumulative Winter Peak Savings (MW) | Achievable Technical Potential | 0 | 0 | 0 | 0 | 0 | 0 | 0 | 0 | 0 | 0 | 0 | 0 | 0 | 0 | 0 | 0 | 0 | 0 | 0 | 0 | 0 | 0 | 0 | 0 | 0 | 0 | 0 | 0 | 0 | 0 | 0
F13_Industrial_Primary Metals_New_Space Heating_Natural Gas_Thermostat - Programmable_A_Achievable Technical Potential | F13 | Industrial | Primary Metals | New | Space Heating | Natural Gas | Thermostat - Programmable | A | Purchases (Incremental) | Achievable Technical Potential | 0 | 0 | 0 | 0 | 0 | 36.1045 | 42.7739 | 49.4398 | 56.0663 | 62.6964 | 69.3319 | 75.8832 | 82.4166 | 88.9368 | 95.3534 | 101.7945 | 108.1741 | 114.5546 | 120.903 | 127.1948 | 133.494 | 139.7672 | 146.0159 | 152.2419 | 158.4468 | 95.3534 | 101.7945 | 108.1741 | 114.5546 | 120.903 | 127.1948
F14_Industrial_Primary Metals_New_Space Heating_Natural Gas_Thermostat - Programmable_A_Achievable Technical Potential | F14 | Industrial | Primary Metals | New | Space Heating | Natural Gas | Thermostat - Programmable | A | Purchases (Cumulative) | Achievable Technical Potential | 0 | 0 | 0 | 0 | 0 | 36.1045 | 78.8784 | 128.3182 | 184.3845 | 247.0808 | 316.4127 | 392.296 | 474.7126 | 563.6494 | 659.0028 | 760.7972 | 832.8669 | 904.6476 | 976.1109 | 1047.2394 | 1118.037 | 1188.4723 | 1258.605 | 1328.4303 | 1397.9403 | 1397.9403 | 1397.9403 | 1397.9403 | 1397.9403 | 1397.9403 | 1397.9403
F1_Industrial_Primary Metals_New_Space Heating_Natural Gas_ENERGY STAR Connected Thermostat_A_Achievable Technical Potential | F1 | Industrial | Primary Metals | New | Space Heating | Natural Gas | ENERGY STAR Connected Thermostat | A | Original Unit Energy Savings (kWh or therms) | Achievable Technical Potential | 0 | 0 | 0 | 0 | 0 | 0.014581 | 0.014392 | 0.014255 | 0.014151 | 0.014068 | 0.014002 | 0.013924 | 0.013842 | 0.013762 | 0.013684 | 0.013622 | 0.013574 | 0.013536 | 0.013475 | 0.01343 | 0.013398 | 0.013373 | 0.013373 | 0.013373 | 0.013373 | 0.013373 | 0.013373 | 0.013373 | 0 | 0 | 0
F2_Industrial_Primary Metals_New_Space Heating_Natural Gas_ENERGY STAR Connected Thermostat_A_Achievable Technical Potential | F2 | Industrial | Primary Metals | New | Space Heating | Natural Gas | ENERGY STAR Connected Thermostat | A | Original Unit Summer Peak Savings (kW) | Achievable Technical Potential | 0 | 0 | 0 | 0 | 0 | 0 | 0 | 0 | 0 | 0 | 0 | 0 | 0 | 0 | 0 | 0 | 0 | 0 | 0 | 0 | 0 | 0 | 0 | 0 | 0 | 0 | 0 | 0 | 0 | 0 | 0
F3_Industrial_Primary Metals_New_Space Heating_Natural Gas_ENERGY STAR Connected Thermostat_A_Achievable Technical Potential | F3 | Industrial | Primary Metals | New | Space Heating | Natural Gas | ENERGY STAR Connected Thermostat | A | Original Unit Winter Peak Savings (kW) | Achievable Technical Potential | 0 | 0 | 0 | 0 | 0 | 0 | 0 | 0 | 0 | 0 | 0 | 0 | 0 | 0 | 0 | 0 | 0 | 0 | 0 | 0 | 0 | 0 | 0 | 0 | 0 | 0 | 0 | 0 | 0 | 0 | 0
F4_Industrial_Primary Metals_New_Space Heating_Natural Gas_ENERGY STAR Connected Thermostat_A_Achievable Technical Potential | F4 | Industrial | Primary Metals | New | Space Heating | Natural Gas | ENERGY STAR Connected Thermostat | A | Standalone Impact on Baseline Energy (%) | Achievable Technical Potential | 0% | 0% | 0% | 0% | 0% | 0.06124% | 0.1129% | 0.1589% | 0.2014% | 0.2413% | 0.2476% | 0.2529% | 0.2574% | 0.2611% | 0.2645% | 0.2673% | 0.2698% | 0.272% | 0.2739% | 0.2757% | 0.2772% | 0.2786% | 0.2799% | 0.281% | 0.0028211 | 0.0027151 | 0.0026171 | 0.0025261 | 0 | 0 | 0
F5_Industrial_Primary Metals_New_Space Heating_Natural Gas_ENERGY STAR Connected Thermostat_A_Achievable Technical Potential | F5 | Industrial | Primary Metals | New | Space Heating | Natural Gas | ENERGY STAR Connected Thermostat | A | Standalone Impact on Baseline Summer Peak (%) | Achievable Technical Potential | 0% | 0% | 0% | 0% | 0% | 0% | 0% | 0% | 0% | 0% | 0% | 0% | 0% | 0% | 0% | 0% | 0% | 0% | 0% | 0% | 0% | 0% | 0% | 0% | 0 | 0 | 0 | 0 | 0 | 0 | 0
F6_Industrial_Primary Metals_New_Space Heating_Natural Gas_ENERGY STAR Connected Thermostat_A_Achievable Technical Potential | F6 | Industrial | Primary Metals | New | Space Heating | Natural Gas | ENERGY STAR Connected Thermostat | A | Standalone Impact on Baseline Winter Peak (%) | Achievable Technical Potential | 0% | 0% | 0% | 0% | 0% | 0% | 0% | 0% | 0% | 0% | 0% | 0% | 0% | 0% | 0% | 0% | 0% | 0% | 0% | 0% | 0% | 0% | 0% | 0% | 0 | 0 | 0 | 0 | 0 | 0 | 0
F7_Industrial_Primary Metals_New_Space Heating_Natural Gas_ENERGY STAR Connected Thermostat_A_Achievable Technical Potential | F7 | Industrial | Primary Metals | New | Space Heating | Natural Gas | ENERGY STAR Connected Thermostat | A | Incremental Energy Savings (MWh or mTherms) | Achievable Technical Potential | 0 | 0 | 0 | 0 | 0 | 0.00052643 | 0.00061562 | 0.00070476 | 0.00079338 | 0.00088204 | 0.00097078 | 0.0010566 | 0.0011408 | 0.0012239 | 0.0013048 | 0.0013867 | 0.0014684 | 0.0015506 | 0.0016292 | 0.0017083 | 0.0017886 | 0.0018691 | 0.0019526 | 0.0020359 | 0.0021189 | 0.0017852 | 0.0018691 | 0.0019526 | 0 | 0 | 0
F8_Industrial_Primary Metals_New_Space Heating_Natural Gas_ENERGY STAR Connected Thermostat_A_Achievable Technical Potential | F8 | Industrial | Primary Metals | New | Space Heating | Natural Gas | ENERGY STAR Connected Thermostat | A | Incremental Summer Peak Savings (MW) | Achievable Technical Potential | 0 | 0 | 0 | 0 | 0 | 0 | 0 | 0 | 0 | 0 | 0 | 0 | 0 | 0 | 0 | 0 | 0 | 0 | 0 | 0 | 0 | 0 | 0 | 0 | 0 | 0 | 0 | 0 | 0 | 0 | 0
F9_Industrial_Primary Metals_New_Space Heating_Natural Gas_ENERGY STAR Connected Thermostat_A_Achievable Technical Potential | F9 | Industrial | Primary Metals | New | Space Heating | Natural Gas | ENERGY STAR Connected Thermostat | A | Incremental Winter Peak Savings (MW) | Achievable Technical Potential | 0 | 0 | 0 | 0 | 0 | 0 | 0 | 0 | 0 | 0 | 0 | 0 | 0 | 0 | 0 | 0 | 0 | 0 | 0 | 0 | 0 | 0 | 0 | 0 | 0 | 0 | 0 | 0 | 0 | 0 | 0
F10_Industrial_Primary Metals_New_Space Heating_Natural Gas_ENERGY STAR Connected Thermostat_A_Achievable Technical Potential | F10 | Industrial | Primary Metals | New | Space Heating | Natural Gas | ENERGY STAR Connected Thermostat | A | Cumulative Energy Savings (MWh or mTherms) | Achievable Technical Potential | 0 | 0 | 0 | 0 | 0 | 0.00052643 | 0.0011353 | 0.0018292 | 0.0026092 | 0.003476 | 0.0039248 | 0.004364 | 0.0047949 | 0.0052193 | 0.0056366 | 0.0060536 | 0.0064704 | 0.0068871 | 0.007287 | 0.0076905 | 0.0080967 | 0.0085039 | 0.0089246 | 0.0093437 | 0.0097616 | 0.0097616 | 0.0097616 | 0.0097616 | 0 | 0 | 0
F11_Industrial_Primary Metals_New_Space Heating_Natural Gas_ENERGY STAR Connected Thermostat_A_Achievable Technical Potential | F11 | Industrial | Primary Metals | New | Space Heating | Natural Gas | ENERGY STAR Connected Thermostat | A | Cumulative Summer Peak Savings (MW) | Achievable Technical Potential | 0 | 0 | 0 | 0 | 0 | 0 | 0 | 0 | 0 | 0 | 0 | 0 | 0 | 0 | 0 | 0 | 0 | 0 | 0 | 0 | 0 | 0 | 0 | 0 | 0 | 0 | 0 | 0 | 0 | 0 | 0
F12_Industrial_Primary Metals_New_Space Heating_Natural Gas_ENERGY STAR Connected Thermostat_A_Achievable Technical Potential | F12 | Industrial | Primary Metals | New | Space Heating | Natural Gas | ENERGY STAR Connected Thermostat | A | Cumulative Winter Peak Savings (MW) | Achievable Technical Potential | 0 | 0 | 0 | 0 | 0 | 0 | 0 | 0 | 0 | 0 | 0 | 0 | 0 | 0 | 0 | 0 | 0 | 0 | 0 | 0 | 0 | 0 | 0 | 0 | 0 | 0 | 0 | 0 | 0 | 0 | 0
F13_Industrial_Primary Metals_New_Space Heating_Natural Gas_ENERGY STAR Connected Thermostat_A_Achievable Technical Potential | F13 | Industrial | Primary Metals | New | Space Heating | Natural Gas | ENERGY STAR Connected Thermostat | A | Purchases (Incremental) | Achievable Technical Potential | 0 | 0 | 0 | 0 | 0 | 36.1045 | 42.7739 | 49.4398 | 56.0663 | 62.6964 | 69.3319 | 75.8832 | 82.4166 | 88.9368 | 95.3534 | 101.7945 | 108.1741 | 114.5546 | 120.903 | 127.1948 | 133.494 | 139.7672 | 146.0159 | 152.2419 | 158.4468 | 133.494 | 139.7672 | 146.0159 | 152.2419 | 158.4468 | 133.494
F14_Industrial_Primary Metals_New_Space Heating_Natural Gas_ENERGY STAR Connected Thermostat_A_Achievable Technical Potential | F14 | Industrial | Primary Metals | New | Space Heating | Natural Gas | ENERGY STAR Connected Thermostat | A | Purchases (Cumulative) | Achievable Technical Potential | 0 | 0 | 0 | 0 | 0 | 36.1045 | 78.8784 | 128.3182 | 184.3845 | 247.0808 | 280.3083 | 313.4176 | 346.3944 | 379.2649 | 411.9219 | 444.3845 | 476.6754 | 508.8134 | 540.7797 | 572.6211 | 604.3206 | 635.9137 | 667.375 | 698.7139 | 729.9659 | 729.9659 | 729.9659 | 729.9659 | 729.9659 | 729.9659 | 729.9659
F1_Industrial_Primary Metals_New_Space Heating_Natural Gas_Destratification Fans (HVLS)_A_Achievable Technical Potential | F1 | Industrial | Primary Metals | New | Space Heating | Natural Gas | Destratification Fans (HVLS) | A | Original Unit Energy Savings (kWh or therms) | Achievable Technical Potential | 0 | 0 | 0 | 0 | 0 | 0.014581 | 0.014392 | 0.014255 | 0.014151 | 0.014068 | 0.014002 | 0.013924 | 0.013842 | 0.013762 | 0.013684 | 0.013622 | 0.013574 | 0.013536 | 0.013475 | 0.01343 | 0.013398 | 0.013373 | 0.013373 | 0.013373 | 0.013373 | 0.013373 | 0.013373 | 0.013373 | 0 | 0 | 0
F2_Industrial_Primary Metals_New_Space Heating_Natural Gas_Destratification Fans (HVLS)_A_Achievable Technical Potential | F2 | Industrial | Primary Metals | New | Space Heating | Natural Gas | Destratification Fans (HVLS) | A | Original Unit Summer Peak Savings (kW) | Achievable Technical Potential | 0 | 0 | 0 | 0 | 0 | 0 | 0 | 0 | 0 | 0 | 0 | 0 | 0 | 0 | 0 | 0 | 0 | 0 | 0 | 0 | 0 | 0 | 0 | 0 | 0 | 0 | 0 | 0 | 0 | 0 | 0
F3_Industrial_Primary Metals_New_Space Heating_Natural Gas_Destratification Fans (HVLS)_A_Achievable Technical Potential | F3 | Industrial | Primary Metals | New | Space Heating | Natural Gas | Destratification Fans (HVLS) | A | Original Unit Winter Peak Savings (kW) | Achievable Technical Potential | 0 | 0 | 0 | 0 | 0 | 0 | 0 | 0 | 0 | 0 | 0 | 0 | 0 | 0 | 0 | 0 | 0 | 0 | 0 | 0 | 0 | 0 | 0 | 0 | 0 | 0 | 0 | 0 | 0 | 0 | 0
F4_Industrial_Primary Metals_New_Space Heating_Natural Gas_Destratification Fans (HVLS)_A_Achievable Technical Potential | F4 | Industrial | Primary Metals | New | Space Heating | Natural Gas | Destratification Fans (HVLS) | A | Standalone Impact on Baseline Energy (%) | Achievable Technical Potential | 0% | 0% | 0% | 0% | 0% | 0.06124% | 0.1129% | 0.1589% | 0.2014% | 0.2413% | 0.2795% | 0.3166% | 0.3527% | 0.3881% | 0.4232% | 0.4359% | 0.4473% | 0.4572% | 0.466% | 0.474% | 0.4811% | 0.4875% | 0.4933% | 0.4986% | 0.0050342 | 0.004845 | 0.0046701 | 0.0045078 | 0 | 0 | 0
F5_Industrial_Primary Metals_New_Space Heating_Natural Gas_Destratification Fans (HVLS)_A_Achievable Technical Potential | F5 | Industrial | Primary Metals | New | Space Heating | Natural Gas | Destratification Fans (HVLS) | A | Standalone Impact on Baseline Summer Peak (%) | Achievable Technical Potential | 0% | 0% | 0% | 0% | 0% | 0% | 0% | 0% | 0% | 0% | 0% | 0% | 0% | 0% | 0% | 0% | 0% | 0% | 0% | 0% | 0% | 0% | 0% | 0% | 0 | 0 | 0 | 0 | 0 | 0 | 0
F6_Industrial_Primary Metals_New_Space Heating_Natural Gas_Destratification Fans (HVLS)_A_Achievable Technical Potential | F6 | Industrial | Primary Metals | New | Space Heating | Natural Gas | Destratification Fans (HVLS) | A | Standalone Impact on Baseline Winter Peak (%) | Achievable Technical Potential | 0% | 0% | 0% | 0% | 0% | 0% | 0% | 0% | 0% | 0% | 0% | 0% | 0% | 0% | 0% | 0% | 0% | 0% | 0% | 0% | 0% | 0% | 0% | 0% | 0 | 0 | 0 | 0 | 0 | 0 | 0
F7_Industrial_Primary Metals_New_Space Heating_Natural Gas_Destratification Fans (HVLS)_A_Achievable Technical Potential | F7 | Industrial | Primary Metals | New | Space Heating | Natural Gas | Destratification Fans (HVLS) | A | Incremental Energy Savings (MWh or mTherms) | Achievable Technical Potential | 0 | 0 | 0 | 0 | 0 | 0.00052643 | 0.00061562 | 0.00070476 | 0.00079338 | 0.00088204 | 0.00097078 | 0.0010566 | 0.0011408 | 0.0012239 | 0.0013048 | 0.0013867 | 0.0014684 | 0.0015506 | 0.0016292 | 0.0017083 | 0.0017886 | 0.0018691 | 0.0019526 | 0.0020359 | 0.0021189 | 0.0013613 | 0.0014466 | 0.0015319 | 0 | 0 | 0
F8_Industrial_Primary Metals_New_Space Heating_Natural Gas_Destratification Fans (HVLS)_A_Achievable Technical Potential | F8 | Industrial | Primary Metals | New | Space Heating | Natural Gas | Destratification Fans (HVLS) | A | Incremental Summer Peak Savings (MW) | Achievable Technical Potential | 0 | 0 | 0 | 0 | 0 | 0 | 0 | 0 | 0 | 0 | 0 | 0 | 0 | 0 | 0 | 0 | 0 | 0 | 0 | 0 | 0 | 0 | 0 | 0 | 0 | 0 | 0 | 0 | 0 | 0 | 0
F9_Industrial_Primary Metals_New_Space Heating_Natural Gas_Destratification Fans (HVLS)_A_Achievable Technical Potential | F9 | Industrial | Primary Metals | New | Space Heating | Natural Gas | Destratification Fans (HVLS) | A | Incremental Winter Peak Savings (MW) | Achievable Technical Potential | 0 | 0 | 0 | 0 | 0 | 0 | 0 | 0 | 0 | 0 | 0 | 0 | 0 | 0 | 0 | 0 | 0 | 0 | 0 | 0 | 0 | 0 | 0 | 0 | 0 | 0 | 0 | 0 | 0 | 0 | 0
F10_Industrial_Primary Metals_New_Space Heating_Natural Gas_Destratification Fans (HVLS)_A_Achievable Technical Potential | F10 | Industrial | Primary Metals | New | Space Heating | Natural Gas | Destratification Fans (HVLS) | A | Cumulative Energy Savings (MWh or mTherms) | Achievable Technical Potential | 0 | 0 | 0 | 0 | 0 | 0.00052643 | 0.0011353 | 0.0018292 | 0.0026092 | 0.003476 | 0.0044304 | 0.0054623 | 0.0065711 | 0.0077567 | 0.0090175 | 0.009872 | 0.010725 | 0.011576 | 0.012398 | 0.013223 | 0.014051 | 0.014878 | 0.015729 | 0.016575 | 0.017419 | 0.017419 | 0.017419 | 0.017419 | 0 | 0 | 0
F11_Industrial_Primary Metals_New_Space Heating_Natural Gas_Destratification Fans (HVLS)_A_Achievable Technical Potential | F11 | Industrial | Primary Metals | New | Space Heating | Natural Gas | Destratification Fans (HVLS) | A | Cumulative Summer Peak Savings (MW) | Achievable Technical Potential | 0 | 0 | 0 | 0 | 0 | 0 | 0 | 0 | 0 | 0 | 0 | 0 | 0 | 0 | 0 | 0 | 0 | 0 | 0 | 0 | 0 | 0 | 0 | 0 | 0 | 0 | 0 | 0 | 0 | 0 | 0
F12_Industrial_Primary Metals_New_Space Heating_Natural Gas_Destratification Fans (HVLS)_A_Achievable Technical Potential | F12 | Industrial | Primary Metals | New | Space Heating | Natural Gas | Destratification Fans (HVLS) | A | Cumulative Winter Peak Savings (MW) | Achievable Technical Potential | 0 | 0 | 0 | 0 | 0 | 0 | 0 | 0 | 0 | 0 | 0 | 0 | 0 | 0 | 0 | 0 | 0 | 0 | 0 | 0 | 0 | 0 | 0 | 0 | 0 | 0 | 0 | 0 | 0 | 0 | 0
F13_Industrial_Primary Metals_New_Space Heating_Natural Gas_Destratification Fans (HVLS)_A_Achievable Technical Potential | F13 | Industrial | Primary Metals | New | Space Heating | Natural Gas | Destratification Fans (HVLS) | A | Purchases (Incremental) | Achievable Technical Potential | 0 | 0 | 0 | 0 | 0 | 36.1045 | 42.7739 | 49.4398 | 56.0663 | 62.6964 | 69.3319 | 75.8832 | 82.4166 | 88.9368 | 95.3534 | 101.7945 | 108.1741 | 114.5546 | 120.903 | 127.1948 | 133.494 | 139.7672 | 146.0159 | 152.2419 | 158.4468 | 101.7945 | 108.1741 | 114.5546 | 120.903 | 127.1948 | 133.494
F14_Industrial_Primary Metals_New_Space Heating_Natural Gas_Destratification Fans (HVLS)_A_Achievable Technical Potential | F14 | Industrial | Primary Metals | New | Space Heating | Natural Gas | Destratification Fans (HVLS) | A | Purchases (Cumulative) | Achievable Technical Potential | 0 | 0 | 0 | 0 | 0 | 36.1045 | 78.8784 | 128.3182 | 184.3845 | 247.0808 | 316.4127 | 392.296 | 474.7126 | 563.6494 | 659.0028 | 724.6928 | 790.093 | 855.2078 | 920.0446 | 984.543 | 1048.7051 | 1112.5891 | 1176.1884 | 1239.4935 | 1302.5869 | 1302.5869 | 1302.5869 | 1302.5869 | 1302.5869 | 1302.5869 | 1302.5869
F1_Industrial_Primary Metals_New_Space Heating_Natural Gas_Gas Boiler - Insulate Steam Lines/Condensate Tank_A_Achievable Technical Potential | F1 | Industrial | Primary Metals | New | Space Heating | Natural Gas | Gas Boiler - Insulate Steam Lines/Condensate Tank | A | Original Unit Energy Savings (kWh or therms) | Achievable Technical Potential | 0 | 0 | 0 | 0 | 0 | 0 | 0 | 0 | 0 | 0 | 0 | 0 | 0 | 0 | 0 | 0 | 0 | 0 | 0 | 0 | 0 | 0 | 0 | 0 | 0 | 0 | 0 | 0 | 0 | 0 | 0
F2_Industrial_Primary Metals_New_Space Heating_Natural Gas_Gas Boiler - Insulate Steam Lines/Condensate Tank_A_Achievable Technical Potential | F2 | Industrial | Primary Metals | New | Space Heating | Natural Gas | Gas Boiler - Insulate Steam Lines/Condensate Tank | A | Original Unit Summer Peak Savings (kW) | Achievable Technical Potential | 0 | 0 | 0 | 0 | 0 | 0 | 0 | 0 | 0 | 0 | 0 | 0 | 0 | 0 | 0 | 0 | 0 | 0 | 0 | 0 | 0 | 0 | 0 | 0 | 0 | 0 | 0 | 0 | 0 | 0 | 0
F3_Industrial_Primary Metals_New_Space Heating_Natural Gas_Gas Boiler - Insulate Steam Lines/Condensate Tank_A_Achievable Technical Potential | F3 | Industrial | Primary Metals | New | Space Heating | Natural Gas | Gas Boiler - Insulate Steam Lines/Condensate Tank | A | Original Unit Winter Peak Savings (kW) | Achievable Technical Potential | 0 | 0 | 0 | 0 | 0 | 0 | 0 | 0 | 0 | 0 | 0 | 0 | 0 | 0 | 0 | 0 | 0 | 0 | 0 | 0 | 0 | 0 | 0 | 0 | 0 | 0 | 0 | 0 | 0 | 0 | 0
F4_Industrial_Primary Metals_New_Space Heating_Natural Gas_Gas Boiler - Insulate Steam Lines/Condensate Tank_A_Achievable Technical Potential | F4 | Industrial | Primary Metals | New | Space Heating | Natural Gas | Gas Boiler - Insulate Steam Lines/Condensate Tank | A | Standalone Impact on Baseline Energy (%) | Achievable Technical Potential | 0% | 0% | 0% | 0% | 0% | 0% | 0% | 0% | 0% | 0% | 0% | 0% | 0% | 0% | 0% | 0% | 0% | 0% | 0% | 0% | 0% | 0% | 0% | 0% | 0 | 0 | 0 | 0 | 0 | 0 | 0
F5_Industrial_Primary Metals_New_Space Heating_Natural Gas_Gas Boiler - Insulate Steam Lines/Condensate Tank_A_Achievable Technical Potential | F5 | Industrial | Primary Metals | New | Space Heating | Natural Gas | Gas Boiler - Insulate Steam Lines/Condensate Tank | A | Standalone Impact on Baseline Summer Peak (%) | Achievable Technical Potential | 0% | 0% | 0% | 0% | 0% | 0% | 0% | 0% | 0% | 0% | 0% | 0% | 0% | 0% | 0% | 0% | 0% | 0% | 0% | 0% | 0% | 0% | 0% | 0% | 0 | 0 | 0 | 0 | 0 | 0 | 0
F6_Industrial_Primary Metals_New_Space Heating_Natural Gas_Gas Boiler - Insulate Steam Lines/Condensate Tank_A_Achievable Technical Potential | F6 | Industrial | Primary Metals | New | Space Heating | Natural Gas | Gas Boiler - Insulate Steam Lines/Condensate Tank | A | Standalone Impact on Baseline Winter Peak (%) | Achievable Technical Potential | 0% | 0% | 0% | 0% | 0% | 0% | 0% | 0% | 0% | 0% | 0% | 0% | 0% | 0% | 0% | 0% | 0% | 0% | 0% | 0% | 0% | 0% | 0% | 0% | 0 | 0 | 0 | 0 | 0 | 0 | 0
F7_Industrial_Primary Metals_New_Space Heating_Natural Gas_Gas Boiler - Insulate Steam Lines/Condensate Tank_A_Achievable Technical Potential | F7 | Industrial | Primary Metals | New | Space Heating | Natural Gas | Gas Boiler - Insulate Steam Lines/Condensate Tank | A | Incremental Energy Savings (MWh or mTherms) | Achievable Technical Potential | 0 | 0 | 0 | 0 | 0 | 0 | 0 | 0 | 0 | 0 | 0 | 0 | 0 | 0 | 0 | 0 | 0 | 0 | 0 | 0 | 0 | 0 | 0 | 0 | 0 | 0 | 0 | 0 | 0 | 0 | 0
F8_Industrial_Primary Metals_New_Space Heating_Natural Gas_Gas Boiler - Insulate Steam Lines/Condensate Tank_A_Achievable Technical Potential | F8 | Industrial | Primary Metals | New | Space Heating | Natural Gas | Gas Boiler - Insulate Steam Lines/Condensate Tank | A | Incremental Summer Peak Savings (MW) | Achievable Technical Potential | 0 | 0 | 0 | 0 | 0 | 0 | 0 | 0 | 0 | 0 | 0 | 0 | 0 | 0 | 0 | 0 | 0 | 0 | 0 | 0 | 0 | 0 | 0 | 0 | 0 | 0 | 0 | 0 | 0 | 0 | 0
F9_Industrial_Primary Metals_New_Space Heating_Natural Gas_Gas Boiler - Insulate Steam Lines/Condensate Tank_A_Achievable Technical Potential | F9 | Industrial | Primary Metals | New | Space Heating | Natural Gas | Gas Boiler - Insulate Steam Lines/Condensate Tank | A | Incremental Winter Peak Savings (MW) | Achievable Technical Potential | 0 | 0 | 0 | 0 | 0 | 0 | 0 | 0 | 0 | 0 | 0 | 0 | 0 | 0 | 0 | 0 | 0 | 0 | 0 | 0 | 0 | 0 | 0 | 0 | 0 | 0 | 0 | 0 | 0 | 0 | 0
F10_Industrial_Primary Metals_New_Space Heating_Natural Gas_Gas Boiler - Insulate Steam Lines/Condensate Tank_A_Achievable Technical Potential | F10 | Industrial | Primary Metals | New | Space Heating | Natural Gas | Gas Boiler - Insulate Steam Lines/Condensate Tank | A | Cumulative Energy Savings (MWh or mTherms) | Achievable Technical Potential | 0 | 0 | 0 | 0 | 0 | 0 | 0 | 0 | 0 | 0 | 0 | 0 | 0 | 0 | 0 | 0 | 0 | 0 | 0 | 0 | 0 | 0 | 0 | 0 | 0 | 0 | 0 | 0 | 0 | 0 | 0
F11_Industrial_Primary Metals_New_Space Heating_Natural Gas_Gas Boiler - Insulate Steam Lines/Condensate Tank_A_Achievable Technical Potential | F11 | Industrial | Primary Metals | New | Space Heating | Natural Gas | Gas Boiler - Insulate Steam Lines/Condensate Tank | A | Cumulative Summer Peak Savings (MW) | Achievable Technical Potential | 0 | 0 | 0 | 0 | 0 | 0 | 0 | 0 | 0 | 0 | 0 | 0 | 0 | 0 | 0 | 0 | 0 | 0 | 0 | 0 | 0 | 0 | 0 | 0 | 0 | 0 | 0 | 0 | 0 | 0 | 0
F12_Industrial_Primary Metals_New_Space Heating_Natural Gas_Gas Boiler - Insulate Steam Lines/Condensate Tank_A_Achievable Technical Potential | F12 | Industrial | Primary Metals | New | Space Heating | Natural Gas | Gas Boiler - Insulate Steam Lines/Condensate Tank | A | Cumulative Winter Peak Savings (MW) | Achievable Technical Potential | 0 | 0 | 0 | 0 | 0 | 0 | 0 | 0 | 0 | 0 | 0 | 0 | 0 | 0 | 0 | 0 | 0 | 0 | 0 | 0 | 0 | 0 | 0 | 0 | 0 | 0 | 0 | 0 | 0 | 0 | 0
F13_Industrial_Primary Metals_New_Space Heating_Natural Gas_Gas Boiler - Insulate Steam Lines/Condensate Tank_A_Achievable Technical Potential | F13 | Industrial | Primary Metals | New | Space Heating | Natural Gas | Gas Boiler - Insulate Steam Lines/Condensate Tank | A | Purchases (Incremental) | Achievable Technical Potential | 0 | 0 | 0 | 0 | 0 | 0 | 0 | 0 | 0 | 0 | 0 | 0 | 0 | 0 | 0 | 0 | 0 | 0 | 0 | 0 | 0 | 0 | 0 | 0 | 0 | 0 | 0 | 0 | 0 | 0 | 0
F14_Industrial_Primary Metals_New_Space Heating_Natural Gas_Gas Boiler - Insulate Steam Lines/Condensate Tank_A_Achievable Technical Potential | F14 | Industrial | Primary Metals | New | Space Heating | Natural Gas | Gas Boiler - Insulate Steam Lines/Condensate Tank | A | Purchases (Cumulative) | Achievable Technical Potential | 0 | 0 | 0 | 0 | 0 | 0 | 0 | 0 | 0 | 0 | 0 | 0 | 0 | 0 | 0 | 0 | 0 | 0 | 0 | 0 | 0 | 0 | 0 | 0 | 0 | 0 | 0 | 0 | 0 | 0 | 0
F1_Industrial_Primary Metals_New_Process_Natural Gas_Gas Boiler - Insulate Steam Lines/Condensate Tank_A_Achievable Technical Potential | F1 | Industrial | Primary Metals | New | Process | Natural Gas | Gas Boiler - Insulate Steam Lines/Condensate Tank | A | Original Unit Energy Savings (kWh or therms) | Achievable Technical Potential | 0 | 0 | 0 | 0 | 0 | 303.5793 | 303.5793 | 303.5793 | 303.5793 | 303.5793 | 303.5793 | 303.5793 | 303.5793 | 303.5793 | 303.5793 | 303.5793 | 303.5793 | 303.5793 | 303.5793 | 303.5793 | 303.5793 | 303.5793 | 303.5793 | 303.5793 | 303.5793 | 303.5793 | 303.5793 | 303.5793 | 303.5793 | 303.5793 | 303.5793
F2_Industrial_Primary Metals_New_Process_Natural Gas_Gas Boiler - Insulate Steam Lines/Condensate Tank_A_Achievable Technical Potential | F2 | Industrial | Primary Metals | New | Process | Natural Gas | Gas Boiler - Insulate Steam Lines/Condensate Tank | A | Original Unit Summer Peak Savings (kW) | Achievable Technical Potential | 0 | 0 | 0 | 0 | 0 | 0 | 0 | 0 | 0 | 0 | 0 | 0 | 0 | 0 | 0 | 0 | 0 | 0 | 0 | 0 | 0 | 0 | 0 | 0 | 0 | 0 | 0 | 0 | 0 | 0 | 0
F3_Industrial_Primary Metals_New_Process_Natural Gas_Gas Boiler - Insulate Steam Lines/Condensate Tank_A_Achievable Technical Potential | F3 | Industrial | Primary Metals | New | Process | Natural Gas | Gas Boiler - Insulate Steam Lines/Condensate Tank | A | Original Unit Winter Peak Savings (kW) | Achievable Technical Potential | 0 | 0 | 0 | 0 | 0 | 0 | 0 | 0 | 0 | 0 | 0 | 0 | 0 | 0 | 0 | 0 | 0 | 0 | 0 | 0 | 0 | 0 | 0 | 0 | 0 | 0 | 0 | 0 | 0 | 0 | 0
F4_Industrial_Primary Metals_New_Process_Natural Gas_Gas Boiler - Insulate Steam Lines/Condensate Tank_A_Achievable Technical Potential | F4 | Industrial | Primary Metals | New | Process | Natural Gas | Gas Boiler - Insulate Steam Lines/Condensate Tank | A | Standalone Impact on Baseline Energy (%) | Achievable Technical Potential | 0% | 0% | 0% | 0% | 0% | 0.006881% | 0.01269% | 0.01786% | 0.02263% | 0.02712% | 0.0314% | 0.03557% | 0.03963% | 0.04361% | 0.04755% | 0.05142% | 0.05527% | 0.05907% | 0.06285% | 0.06662% | 0.07036% | 0.07408% | 0.07779% | 0.08149% | 0.00085183 | 0.00081982 | 0.00079022 | 0.00076275 | 0 | 0 | 0
F5_Industrial_Primary Metals_New_Process_Natural Gas_Gas Boiler - Insulate Steam Lines/Condensate Tank_A_Achievable Technical Potential | F5 | Industrial | Primary Metals | New | Process | Natural Gas | Gas Boiler - Insulate Steam Lines/Condensate Tank | A | Standalone Impact on Baseline Summer Peak (%) | Achievable Technical Potential | 0% | 0% | 0% | 0% | 0% | 0% | 0% | 0% | 0% | 0% | 0% | 0% | 0% | 0% | 0% | 0% | 0% | 0% | 0% | 0% | 0% | 0% | 0% | 0% | 0 | 0 | 0 | 0 | 0 | 0 | 0
F6_Industrial_Primary Metals_New_Process_Natural Gas_Gas Boiler - Insulate Steam Lines/Condensate Tank_A_Achievable Technical Potential | F6 | Industrial | Primary Metals | New | Process | Natural Gas | Gas Boiler - Insulate Steam Lines/Condensate Tank | A | Standalone Impact on Baseline Winter Peak (%) | Achievable Technical Potential | 0% | 0% | 0% | 0% | 0% | 0% | 0% | 0% | 0% | 0% | 0% | 0% | 0% | 0% | 0% | 0% | 0% | 0% | 0% | 0% | 0% | 0% | 0% | 0% | 0 | 0 | 0 | 0 | 0 | 0 | 0
F7_Industrial_Primary Metals_New_Process_Natural Gas_Gas Boiler - Insulate Steam Lines/Condensate Tank_A_Achievable Technical Potential | F7 | Industrial | Primary Metals | New | Process | Natural Gas | Gas Boiler - Insulate Steam Lines/Condensate Tank | A | Incremental Energy Savings (MWh or mTherms) | Achievable Technical Potential | 0 | 0 | 0 | 0 | 0 | 0.015179 | 0.017983 | 0.020785 | 0.023571 | 0.026358 | 0.029148 | 0.031902 | 0.034649 | 0.03739 | 0.040088 | 0.042796 | 0.045478 | 0.04816 | 0.050829 | 0.053474 | 0.056123 | 0.05876 | 0.061387 | 0.064005 | 0.066613 | 0.015179 | 0.017983 | 0.020785 | 0.023571 | 0.026358 | 0.029148
F8_Industrial_Primary Metals_New_Process_Natural Gas_Gas Boiler - Insulate Steam Lines/Condensate Tank_A_Achievable Technical Potential | F8 | Industrial | Primary Metals | New | Process | Natural Gas | Gas Boiler - Insulate Steam Lines/Condensate Tank | A | Incremental Summer Peak Savings (MW) | Achievable Technical Potential | 0 | 0 | 0 | 0 | 0 | 0 | 0 | 0 | 0 | 0 | 0 | 0 | 0 | 0 | 0 | 0 | 0 | 0 | 0 | 0 | 0 | 0 | 0 | 0 | 0 | 0 | 0 | 0 | 0 | 0 | 0
F9_Industrial_Primary Metals_New_Process_Natural Gas_Gas Boiler - Insulate Steam Lines/Condensate Tank_A_Achievable Technical Potential | F9 | Industrial | Primary Metals | New | Process | Natural Gas | Gas Boiler - Insulate Steam Lines/Condensate Tank | A | Incremental Winter Peak Savings (MW) | Achievable Technical Potential | 0 | 0 | 0 | 0 | 0 | 0 | 0 | 0 | 0 | 0 | 0 | 0 | 0 | 0 | 0 | 0 | 0 | 0 | 0 | 0 | 0 | 0 | 0 | 0 | 0 | 0 | 0 | 0 | 0 | 0 | 0
F10_Industrial_Primary Metals_New_Process_Natural Gas_Gas Boiler - Insulate Steam Lines/Condensate Tank_A_Achievable Technical Potential | F10 | Industrial | Primary Metals | New | Process | Natural Gas | Gas Boiler - Insulate Steam Lines/Condensate Tank | A | Cumulative Energy Savings (MWh or mTherms) | Achievable Technical Potential | 0 | 0 | 0 | 0 | 0 | 0.015179 | 0.033162 | 0.053947 | 0.077518 | 0.10388 | 0.13302 | 0.16493 | 0.19958 | 0.23697 | 0.27705 | 0.31985 | 0.36533 | 0.41349 | 0.46432 | 0.51779 | 0.57391 | 0.63267 | 0.69406 | 0.75807 | 0.82468 | 0.82468 | 0.82468 | 0.82468 | 0.82468 | 0.82468 | 0.82468
F11_Industrial_Primary Metals_New_Process_Natural Gas_Gas Boiler - Insulate Steam Lines/Condensate Tank_A_Achievable Technical Potential | F11 | Industrial | Primary Metals | New | Process | Natural Gas | Gas Boiler - Insulate Steam Lines/Condensate Tank | A | Cumulative Summer Peak Savings (MW) | Achievable Technical Potential | 0 | 0 | 0 | 0 | 0 | 0 | 0 | 0 | 0 | 0 | 0 | 0 | 0 | 0 | 0 | 0 | 0 | 0 | 0 | 0 | 0 | 0 | 0 | 0 | 0 | 0 | 0 | 0 | 0 | 0 | 0
F12_Industrial_Primary Metals_New_Process_Natural Gas_Gas Boiler - Insulate Steam Lines/Condensate Tank_A_Achievable Technical Potential | F12 | Industrial | Primary Metals | New | Process | Natural Gas | Gas Boiler - Insulate Steam Lines/Condensate Tank | A | Cumulative Winter Peak Savings (MW) | Achievable Technical Potential | 0 | 0 | 0 | 0 | 0 | 0 | 0 | 0 | 0 | 0 | 0 | 0 | 0 | 0 | 0 | 0 | 0 | 0 | 0 | 0 | 0 | 0 | 0 | 0 | 0 | 0 | 0 | 0 | 0 | 0 | 0
F13_Industrial_Primary Metals_New_Process_Natural Gas_Gas Boiler - Insulate Steam Lines/Condensate Tank_A_Achievable Technical Potential | F13 | Industrial | Primary Metals | New | Process | Natural Gas | Gas Boiler - Insulate Steam Lines/Condensate Tank | A | Purchases (Incremental) | Achievable Technical Potential | 0 | 0 | 0 | 0 | 0 | 0.05 | 0.059236 | 0.068467 | 0.077644 | 0.086825 | 0.096015 | 0.10509 | 0.11414 | 0.12316 | 0.13205 | 0.14097 | 0.14981 | 0.15864 | 0.16743 | 0.17615 | 0.18487 | 0.19356 | 0.20221 | 0.21083 | 0.21943 | 0.05 | 0.059236 | 0.068467 | 0.077644 | 0.086825 | 0.096015
F14_Industrial_Primary Metals_New_Process_Natural Gas_Gas Boiler - Insulate Steam Lines/Condensate Tank_A_Achievable Technical Potential | F14 | Industrial | Primary Metals | New | Process | Natural Gas | Gas Boiler - Insulate Steam Lines/Condensate Tank | A | Purchases (Cumulative) | Achievable Technical Potential | 0 | 0 | 0 | 0 | 0 | 0.05 | 0.10924 | 0.1777 | 0.25535 | 0.34217 | 0.43819 | 0.54327 | 0.65741 | 0.78057 | 0.91262 | 1.0536 | 1.2034 | 1.362 | 1.5295 | 1.7056 | 1.8905 | 2.084 | 2.2863 | 2.4971 | 2.7165 | 2.7165 | 2.7165 | 2.7165 | 2.7165 | 2.7165 | 2.7165
F1_Industrial_Primary Metals_New_Space Heating_Natural Gas_Gas Boiler - Insulate Hot Water Lines_A_Achievable Technical Potential | F1 | Industrial | Primary Metals | New | Space Heating | Natural Gas | Gas Boiler - Insulate Hot Water Lines | A | Original Unit Energy Savings (kWh or therms) | Achievable Technical Potential | 0 | 0 | 0 | 0 | 0 | 0 | 0 | 0 | 0 | 0 | 0 | 0 | 0 | 0 | 0 | 0 | 0 | 0 | 0 | 0 | 0 | 0 | 0 | 0 | 0 | 0 | 0 | 0 | 0 | 0 | 0
F2_Industrial_Primary Metals_New_Space Heating_Natural Gas_Gas Boiler - Insulate Hot Water Lines_A_Achievable Technical Potential | F2 | Industrial | Primary Metals | New | Space Heating | Natural Gas | Gas Boiler - Insulate Hot Water Lines | A | Original Unit Summer Peak Savings (kW) | Achievable Technical Potential | 0 | 0 | 0 | 0 | 0 | 0 | 0 | 0 | 0 | 0 | 0 | 0 | 0 | 0 | 0 | 0 | 0 | 0 | 0 | 0 | 0 | 0 | 0 | 0 | 0 | 0 | 0 | 0 | 0 | 0 | 0
F3_Industrial_Primary Metals_New_Space Heating_Natural Gas_Gas Boiler - Insulate Hot Water Lines_A_Achievable Technical Potential | F3 | Industrial | Primary Metals | New | Space Heating | Natural Gas | Gas Boiler - Insulate Hot Water Lines | A | Original Unit Winter Peak Savings (kW) | Achievable Technical Potential | 0 | 0 | 0 | 0 | 0 | 0 | 0 | 0 | 0 | 0 | 0 | 0 | 0 | 0 | 0 | 0 | 0 | 0 | 0 | 0 | 0 | 0 | 0 | 0 | 0 | 0 | 0 | 0 | 0 | 0 | 0
F4_Industrial_Primary Metals_New_Space Heating_Natural Gas_Gas Boiler - Insulate Hot Water Lines_A_Achievable Technical Potential | F4 | Industrial | Primary Metals | New | Space Heating | Natural Gas | Gas Boiler - Insulate Hot Water Lines | A | Standalone Impact on Baseline Energy (%) | Achievable Technical Potential | 0% | 0% | 0% | 0% | 0% | 0% | 0% | 0% | 0% | 0% | 0% | 0% | 0% | 0% | 0% | 0% | 0% | 0% | 0% | 0% | 0% | 0% | 0% | 0% | 0 | 0 | 0 | 0 | 0 | 0 | 0
F5_Industrial_Primary Metals_New_Space Heating_Natural Gas_Gas Boiler - Insulate Hot Water Lines_A_Achievable Technical Potential | F5 | Industrial | Primary Metals | New | Space Heating | Natural Gas | Gas Boiler - Insulate Hot Water Lines | A | Standalone Impact on Baseline Summer Peak (%) | Achievable Technical Potential | 0% | 0% | 0% | 0% | 0% | 0% | 0% | 0% | 0% | 0% | 0% | 0% | 0% | 0% | 0% | 0% | 0% | 0% | 0% | 0% | 0% | 0% | 0% | 0% | 0 | 0 | 0 | 0 | 0 | 0 | 0
F6_Industrial_Primary Metals_New_Space Heating_Natural Gas_Gas Boiler - Insulate Hot Water Lines_A_Achievable Technical Potential | F6 | Industrial | Primary Metals | New | Space Heating | Natural Gas | Gas Boiler - Insulate Hot Water Lines | A | Standalone Impact on Baseline Winter Peak (%) | Achievable Technical Potential | 0% | 0% | 0% | 0% | 0% | 0% | 0% | 0% | 0% | 0% | 0% | 0% | 0% | 0% | 0% | 0% | 0% | 0% | 0% | 0% | 0% | 0% | 0% | 0% | 0 | 0 | 0 | 0 | 0 | 0 | 0
F7_Industrial_Primary Metals_New_Space Heating_Natural Gas_Gas Boiler - Insulate Hot Water Lines_A_Achievable Technical Potential | F7 | Industrial | Primary Metals | New | Space Heating | Natural Gas | Gas Boiler - Insulate Hot Water Lines | A | Incremental Energy Savings (MWh or mTherms) | Achievable Technical Potential | 0 | 0 | 0 | 0 | 0 | 0 | 0 | 0 | 0 | 0 | 0 | 0 | 0 | 0 | 0 | 0 | 0 | 0 | 0 | 0 | 0 | 0 | 0 | 0 | 0 | 0 | 0 | 0 | 0 | 0 | 0
F8_Industrial_Primary Metals_New_Space Heating_Natural Gas_Gas Boiler - Insulate Hot Water Lines_A_Achievable Technical Potential | F8 | Industrial | Primary Metals | New | Space Heating | Natural Gas | Gas Boiler - Insulate Hot Water Lines | A | Incremental Summer Peak Savings (MW) | Achievable Technical Potential | 0 | 0 | 0 | 0 | 0 | 0 | 0 | 0 | 0 | 0 | 0 | 0 | 0 | 0 | 0 | 0 | 0 | 0 | 0 | 0 | 0 | 0 | 0 | 0 | 0 | 0 | 0 | 0 | 0 | 0 | 0
F9_Industrial_Primary Metals_New_Space Heating_Natural Gas_Gas Boiler - Insulate Hot Water Lines_A_Achievable Technical Potential | F9 | Industrial | Primary Metals | New | Space Heating | Natural Gas | Gas Boiler - Insulate Hot Water Lines | A | Incremental Winter Peak Savings (MW) | Achievable Technical Potential | 0 | 0 | 0 | 0 | 0 | 0 | 0 | 0 | 0 | 0 | 0 | 0 | 0 | 0 | 0 | 0 | 0 | 0 | 0 | 0 | 0 | 0 | 0 | 0 | 0 | 0 | 0 | 0 | 0 | 0 | 0
F10_Industrial_Primary Metals_New_Space Heating_Natural Gas_Gas Boiler - Insulate Hot Water Lines_A_Achievable Technical Potential | F10 | Industrial | Primary Metals | New | Space Heating | Natural Gas | Gas Boiler - Insulate Hot Water Lines | A | Cumulative Energy Savings (MWh or mTherms) | Achievable Technical Potential | 0 | 0 | 0 | 0 | 0 | 0 | 0 | 0 | 0 | 0 | 0 | 0 | 0 | 0 | 0 | 0 | 0 | 0 | 0 | 0 | 0 | 0 | 0 | 0 | 0 | 0 | 0 | 0 | 0 | 0 | 0
F11_Industrial_Primary Metals_New_Space Heating_Natural Gas_Gas Boiler - Insulate Hot Water Lines_A_Achievable Technical Potential | F11 | Industrial | Primary Metals | New | Space Heating | Natural Gas | Gas Boiler - Insulate Hot Water Lines | A | Cumulative Summer Peak Savings (MW) | Achievable Technical Potential | 0 | 0 | 0 | 0 | 0 | 0 | 0 | 0 | 0 | 0 | 0 | 0 | 0 | 0 | 0 | 0 | 0 | 0 | 0 | 0 | 0 | 0 | 0 | 0 | 0 | 0 | 0 | 0 | 0 | 0 | 0
F12_Industrial_Primary Metals_New_Space Heating_Natural Gas_Gas Boiler - Insulate Hot Water Lines_A_Achievable Technical Potential | F12 | Industrial | Primary Metals | New | Space Heating | Natural Gas | Gas Boiler - Insulate Hot Water Lines | A | Cumulative Winter Peak Savings (MW) | Achievable Technical Potential | 0 | 0 | 0 | 0 | 0 | 0 | 0 | 0 | 0 | 0 | 0 | 0 | 0 | 0 | 0 | 0 | 0 | 0 | 0 | 0 | 0 | 0 | 0 | 0 | 0 | 0 | 0 | 0 | 0 | 0 | 0
F13_Industrial_Primary Metals_New_Space Heating_Natural Gas_Gas Boiler - Insulate Hot Water Lines_A_Achievable Technical Potential | F13 | Industrial | Primary Metals | New | Space Heating | Natural Gas | Gas Boiler - Insulate Hot Water Lines | A | Purchases (Incremental) | Achievable Technical Potential | 0 | 0 | 0 | 0 | 0 | 0 | 0 | 0 | 0 | 0 | 0 | 0 | 0 | 0 | 0 | 0 | 0 | 0 | 0 | 0 | 0 | 0 | 0 | 0 | 0 | 0 | 0 | 0 | 0 | 0 | 0
F14_Industrial_Primary Metals_New_Space Heating_Natural Gas_Gas Boiler - Insulate Hot Water Lines_A_Achievable Technical Potential | F14 | Industrial | Primary Metals | New | Space Heating | Natural Gas | Gas Boiler - Insulate Hot Water Lines | A | Purchases (Cumulative) | Achievable Technical Potential | 0 | 0 | 0 | 0 | 0 | 0 | 0 | 0 | 0 | 0 | 0 | 0 | 0 | 0 | 0 | 0 | 0 | 0 | 0 | 0 | 0 | 0 | 0 | 0 | 0 | 0 | 0 | 0 | 0 | 0 | 0
F1_Industrial_Primary Metals_New_Process_Natural Gas_Gas Boiler - Insulate Hot Water Lines_A_Achievable Technical Potential | F1 | Industrial | Primary Metals | New | Process | Natural Gas | Gas Boiler - Insulate Hot Water Lines | A | Original Unit Energy Savings (kWh or therms) | Achievable Technical Potential | 0 | 0 | 0 | 0 | 0 | 343.1401 | 343.1401 | 343.1401 | 343.1401 | 343.1401 | 343.1401 | 343.1401 | 343.1401 | 343.1401 | 343.1401 | 343.1401 | 343.1401 | 343.1401 | 343.1401 | 343.1401 | 343.1401 | 343.1401 | 343.1401 | 343.1401 | 343.1401 | 343.1401 | 343.1401 | 343.1401 | 343.1401 | 343.1401 | 343.1401
F2_Industrial_Primary Metals_New_Process_Natural Gas_Gas Boiler - Insulate Hot Water Lines_A_Achievable Technical Potential | F2 | Industrial | Primary Metals | New | Process | Natural Gas | Gas Boiler - Insulate Hot Water Lines | A | Original Unit Summer Peak Savings (kW) | Achievable Technical Potential | 0 | 0 | 0 | 0 | 0 | 0 | 0 | 0 | 0 | 0 | 0 | 0 | 0 | 0 | 0 | 0 | 0 | 0 | 0 | 0 | 0 | 0 | 0 | 0 | 0 | 0 | 0 | 0 | 0 | 0 | 0
F3_Industrial_Primary Metals_New_Process_Natural Gas_Gas Boiler - Insulate Hot Water Lines_A_Achievable Technical Potential | F3 | Industrial | Primary Metals | New | Process | Natural Gas | Gas Boiler - Insulate Hot Water Lines | A | Original Unit Winter Peak Savings (kW) | Achievable Technical Potential | 0 | 0 | 0 | 0 | 0 | 0 | 0 | 0 | 0 | 0 | 0 | 0 | 0 | 0 | 0 | 0 | 0 | 0 | 0 | 0 | 0 | 0 | 0 | 0 | 0 | 0 | 0 | 0 | 0 | 0 | 0
F4_Industrial_Primary Metals_New_Process_Natural Gas_Gas Boiler - Insulate Hot Water Lines_A_Achievable Technical Potential | F4 | Industrial | Primary Metals | New | Process | Natural Gas | Gas Boiler - Insulate Hot Water Lines | A | Standalone Impact on Baseline Energy (%) | Achievable Technical Potential | 0% | 0% | 0% | 0% | 0% | 0.007777% | 0.01434% | 0.02019% | 0.02558% | 0.03065% | 0.03549% | 0.04021% | 0.0448% | 0.04929% | 0.05375% | 0.05813% | 0.06248% | 0.06677% | 0.07104% | 0.07531% | 0.07953% | 0.08374% | 0.08793% | 0.09211% | 0.00096283 | 0.00092666 | 0.0008932 | 0.00086215 | 0 | 0 | 0
F5_Industrial_Primary Metals_New_Process_Natural Gas_Gas Boiler - Insulate Hot Water Lines_A_Achievable Technical Potential | F5 | Industrial | Primary Metals | New | Process | Natural Gas | Gas Boiler - Insulate Hot Water Lines | A | Standalone Impact on Baseline Summer Peak (%) | Achievable Technical Potential | 0% | 0% | 0% | 0% | 0% | 0% | 0% | 0% | 0% | 0% | 0% | 0% | 0% | 0% | 0% | 0% | 0% | 0% | 0% | 0% | 0% | 0% | 0% | 0% | 0 | 0 | 0 | 0 | 0 | 0 | 0
F6_Industrial_Primary Metals_New_Process_Natural Gas_Gas Boiler - Insulate Hot Water Lines_A_Achievable Technical Potential | F6 | Industrial | Primary Metals | New | Process | Natural Gas | Gas Boiler - Insulate Hot Water Lines | A | Standalone Impact on Baseline Winter Peak (%) | Achievable Technical Potential | 0% | 0% | 0% | 0% | 0% | 0% | 0% | 0% | 0% | 0% | 0% | 0% | 0% | 0% | 0% | 0% | 0% | 0% | 0% | 0% | 0% | 0% | 0% | 0% | 0 | 0 | 0 | 0 | 0 | 0 | 0
F7_Industrial_Primary Metals_New_Process_Natural Gas_Gas Boiler - Insulate Hot Water Lines_A_Achievable Technical Potential | F7 | Industrial | Primary Metals | New | Process | Natural Gas | Gas Boiler - Insulate Hot Water Lines | A | Incremental Energy Savings (MWh or mTherms) | Achievable Technical Potential | 0 | 0 | 0 | 0 | 0 | 0.017157 | 0.020326 | 0.023494 | 0.026643 | 0.029793 | 0.032947 | 0.03606 | 0.039164 | 0.042263 | 0.045312 | 0.048373 | 0.051404 | 0.054436 | 0.057453 | 0.060443 | 0.063436 | 0.066417 | 0.069387 | 0.072345 | 0.075294 | 0.017157 | 0.020326 | 0.023494 | 0.026643 | 0.029793 | 0.032947
F8_Industrial_Primary Metals_New_Process_Natural Gas_Gas Boiler - Insulate Hot Water Lines_A_Achievable Technical Potential | F8 | Industrial | Primary Metals | New | Process | Natural Gas | Gas Boiler - Insulate Hot Water Lines | A | Incremental Summer Peak Savings (MW) | Achievable Technical Potential | 0 | 0 | 0 | 0 | 0 | 0 | 0 | 0 | 0 | 0 | 0 | 0 | 0 | 0 | 0 | 0 | 0 | 0 | 0 | 0 | 0 | 0 | 0 | 0 | 0 | 0 | 0 | 0 | 0 | 0 | 0
F9_Industrial_Primary Metals_New_Process_Natural Gas_Gas Boiler - Insulate Hot Water Lines_A_Achievable Technical Potential | F9 | Industrial | Primary Metals | New | Process | Natural Gas | Gas Boiler - Insulate Hot Water Lines | A | Incremental Winter Peak Savings (MW) | Achievable Technical Potential | 0 | 0 | 0 | 0 | 0 | 0 | 0 | 0 | 0 | 0 | 0 | 0 | 0 | 0 | 0 | 0 | 0 | 0 | 0 | 0 | 0 | 0 | 0 | 0 | 0 | 0 | 0 | 0 | 0 | 0 | 0
F10_Industrial_Primary Metals_New_Process_Natural Gas_Gas Boiler - Insulate Hot Water Lines_A_Achievable Technical Potential | F10 | Industrial | Primary Metals | New | Process | Natural Gas | Gas Boiler - Insulate Hot Water Lines | A | Cumulative Energy Savings (MWh or mTherms) | Achievable Technical Potential | 0 | 0 | 0 | 0 | 0 | 0.017157 | 0.037483 | 0.060977 | 0.087619 | 0.11741 | 0.15036 | 0.18642 | 0.22558 | 0.26785 | 0.31316 | 0.36153 | 0.41293 | 0.46737 | 0.52482 | 0.58527 | 0.6487 | 0.71512 | 0.78451 | 0.85685 | 0.93215 | 0.93215 | 0.93215 | 0.93215 | 0.93215 | 0.93215 | 0.93215
F11_Industrial_Primary Metals_New_Process_Natural Gas_Gas Boiler - Insulate Hot Water Lines_A_Achievable Technical Potential | F11 | Industrial | Primary Metals | New | Process | Natural Gas | Gas Boiler - Insulate Hot Water Lines | A | Cumulative Summer Peak Savings (MW) | Achievable Technical Potential | 0 | 0 | 0 | 0 | 0 | 0 | 0 | 0 | 0 | 0 | 0 | 0 | 0 | 0 | 0 | 0 | 0 | 0 | 0 | 0 | 0 | 0 | 0 | 0 | 0 | 0 | 0 | 0 | 0 | 0 | 0
F12_Industrial_Primary Metals_New_Process_Natural Gas_Gas Boiler - Insulate Hot Water Lines_A_Achievable Technical Potential | F12 | Industrial | Primary Metals | New | Process | Natural Gas | Gas Boiler - Insulate Hot Water Lines | A | Cumulative Winter Peak Savings (MW) | Achievable Technical Potential | 0 | 0 | 0 | 0 | 0 | 0 | 0 | 0 | 0 | 0 | 0 | 0 | 0 | 0 | 0 | 0 | 0 | 0 | 0 | 0 | 0 | 0 | 0 | 0 | 0 | 0 | 0 | 0 | 0 | 0 | 0
F13_Industrial_Primary Metals_New_Process_Natural Gas_Gas Boiler - Insulate Hot Water Lines_A_Achievable Technical Potential | F13 | Industrial | Primary Metals | New | Process | Natural Gas | Gas Boiler - Insulate Hot Water Lines | A | Purchases (Incremental) | Achievable Technical Potential | 0 | 0 | 0 | 0 | 0 | 0.05 | 0.059236 | 0.068467 | 0.077644 | 0.086825 | 0.096015 | 0.10509 | 0.11414 | 0.12316 | 0.13205 | 0.14097 | 0.14981 | 0.15864 | 0.16743 | 0.17615 | 0.18487 | 0.19356 | 0.20221 | 0.21083 | 0.21943 | 0.05 | 0.059236 | 0.068467 | 0.077644 | 0.086825 | 0.096015
F14_Industrial_Primary Metals_New_Process_Natural Gas_Gas Boiler - Insulate Hot Water Lines_A_Achievable Technical Potential | F14 | Industrial | Primary Metals | New | Process | Natural Gas | Gas Boiler - Insulate Hot Water Lines | A | Purchases (Cumulative) | Achievable Technical Potential | 0 | 0 | 0 | 0 | 0 | 0.05 | 0.10924 | 0.1777 | 0.25535 | 0.34217 | 0.43819 | 0.54327 | 0.65741 | 0.78057 | 0.91262 | 1.0536 | 1.2034 | 1.362 | 1.5295 | 1.7056 | 1.8905 | 2.084 | 2.2863 | 2.4971 | 2.7165 | 2.7165 | 2.7165 | 2.7165 | 2.7165 | 2.7165 | 2.7165
F1_Industrial_Primary Metals_New_Process_Natural Gas_Process - Insulate Heated Process Fluids_A_Achievable Technical Potential | F1 | Industrial | Primary Metals | New | Process | Natural Gas | Process - Insulate Heated Process Fluids | A | Original Unit Energy Savings (kWh or therms) | Achievable Technical Potential | 0 | 0 | 0 | 0 | 0 | 1904.8967 | 1904.8967 | 1904.8967 | 1904.8967 | 1904.8967 | 1904.8967 | 1904.8967 | 1904.8967 | 1904.8967 | 1904.8967 | 1904.8967 | 1904.8967 | 1904.8967 | 1904.8967 | 1904.8967 | 1904.8967 | 1904.8967 | 1904.8967 | 1904.8967 | 1904.8967 | 1904.8967 | 1904.8967 | 1904.8967 | 1904.8967 | 1904.8967 | 1904.8967
F2_Industrial_Primary Metals_New_Process_Natural Gas_Process - Insulate Heated Process Fluids_A_Achievable Technical Potential | F2 | Industrial | Primary Metals | New | Process | Natural Gas | Process - Insulate Heated Process Fluids | A | Original Unit Summer Peak Savings (kW) | Achievable Technical Potential | 0 | 0 | 0 | 0 | 0 | 0 | 0 | 0 | 0 | 0 | 0 | 0 | 0 | 0 | 0 | 0 | 0 | 0 | 0 | 0 | 0 | 0 | 0 | 0 | 0 | 0 | 0 | 0 | 0 | 0 | 0
F3_Industrial_Primary Metals_New_Process_Natural Gas_Process - Insulate Heated Process Fluids_A_Achievable Technical Potential | F3 | Industrial | Primary Metals | New | Process | Natural Gas | Process - Insulate Heated Process Fluids | A | Original Unit Winter Peak Savings (kW) | Achievable Technical Potential | 0 | 0 | 0 | 0 | 0 | 0 | 0 | 0 | 0 | 0 | 0 | 0 | 0 | 0 | 0 | 0 | 0 | 0 | 0 | 0 | 0 | 0 | 0 | 0 | 0 | 0 | 0 | 0 | 0 | 0 | 0
F4_Industrial_Primary Metals_New_Process_Natural Gas_Process - Insulate Heated Process Fluids_A_Achievable Technical Potential | F4 | Industrial | Primary Metals | New | Process | Natural Gas | Process - Insulate Heated Process Fluids | A | Standalone Impact on Baseline Energy (%) | Achievable Technical Potential | 0% | 0% | 0% | 0% | 0% | 0.09444% | 0.1742% | 0.2451% | 0.3106% | 0.3722% | 0.4216% | 0.4532% | 0.4716% | 0.4806% | 0.4831% | 0.4804% | 0.4743% | 0.4657% | 0.4555% | 0.4444% | 0.4326% | 0.4132% | 0.3955% | 0.3794% | 0.0036452 | 0.0035082 | 0.0033816 | 0.003264 | 0 | 0 | 0
F5_Industrial_Primary Metals_New_Process_Natural Gas_Process - Insulate Heated Process Fluids_A_Achievable Technical Potential | F5 | Industrial | Primary Metals | New | Process | Natural Gas | Process - Insulate Heated Process Fluids | A | Standalone Impact on Baseline Summer Peak (%) | Achievable Technical Potential | 0% | 0% | 0% | 0% | 0% | 0% | 0% | 0% | 0% | 0% | 0% | 0% | 0% | 0% | 0% | 0% | 0% | 0% | 0% | 0% | 0% | 0% | 0% | 0% | 0 | 0 | 0 | 0 | 0 | 0 | 0
F6_Industrial_Primary Metals_New_Process_Natural Gas_Process - Insulate Heated Process Fluids_A_Achievable Technical Potential | F6 | Industrial | Primary Metals | New | Process | Natural Gas | Process - Insulate Heated Process Fluids | A | Standalone Impact on Baseline Winter Peak (%) | Achievable Technical Potential | 0% | 0% | 0% | 0% | 0% | 0% | 0% | 0% | 0% | 0% | 0% | 0% | 0% | 0% | 0% | 0% | 0% | 0% | 0% | 0% | 0% | 0% | 0% | 0% | 0 | 0 | 0 | 0 | 0 | 0 | 0
F7_Industrial_Primary Metals_New_Process_Natural Gas_Process - Insulate Heated Process Fluids_A_Achievable Technical Potential | F7 | Industrial | Primary Metals | New | Process | Natural Gas | Process - Insulate Heated Process Fluids | A | Incremental Energy Savings (MWh or mTherms) | Achievable Technical Potential | 0 | 0 | 0 | 0 | 0 | 0.20835 | 0.24683 | 0.2853 | 0.32354 | 0.3618 | 0.36008 | 0.31528 | 0.27394 | 0.23649 | 0.20284 | 0.17324 | 0.14727 | 0.12477 | 0.10535 | 0.088663 | 0.074443 | 0.00053162 | 0.00019835 | 7.0504e-05 | 2.3927e-05 | 0.20835 | 0.24683 | 0.2853 | 0.32354 | 0.3618 | 0.36008
F8_Industrial_Primary Metals_New_Process_Natural Gas_Process - Insulate Heated Process Fluids_A_Achievable Technical Potential | F8 | Industrial | Primary Metals | New | Process | Natural Gas | Process - Insulate Heated Process Fluids | A | Incremental Summer Peak Savings (MW) | Achievable Technical Potential | 0 | 0 | 0 | 0 | 0 | 0 | 0 | 0 | 0 | 0 | 0 | 0 | 0 | 0 | 0 | 0 | 0 | 0 | 0 | 0 | 0 | 0 | 0 | 0 | 0 | 0 | 0 | 0 | 0 | 0 | 0
F9_Industrial_Primary Metals_New_Process_Natural Gas_Process - Insulate Heated Process Fluids_A_Achievable Technical Potential | F9 | Industrial | Primary Metals | New | Process | Natural Gas | Process - Insulate Heated Process Fluids | A | Incremental Winter Peak Savings (MW) | Achievable Technical Potential | 0 | 0 | 0 | 0 | 0 | 0 | 0 | 0 | 0 | 0 | 0 | 0 | 0 | 0 | 0 | 0 | 0 | 0 | 0 | 0 | 0 | 0 | 0 | 0 | 0 | 0 | 0 | 0 | 0 | 0 | 0
F10_Industrial_Primary Metals_New_Process_Natural Gas_Process - Insulate Heated Process Fluids_A_Achievable Technical Potential | F10 | Industrial | Primary Metals | New | Process | Natural Gas | Process - Insulate Heated Process Fluids | A | Cumulative Energy Savings (MWh or mTherms) | Achievable Technical Potential | 0 | 0 | 0 | 0 | 0 | 0.20835 | 0.45518 | 0.74048 | 1.064 | 1.4258 | 1.7859 | 2.1012 | 2.3751 | 2.6116 | 2.8145 | 2.9877 | 3.135 | 3.2597 | 3.3651 | 3.4537 | 3.5282 | 3.5287 | 3.5289 | 3.529 | 3.529 | 3.529 | 3.529 | 3.529 | 3.529 | 3.529 | 3.529
F11_Industrial_Primary Metals_New_Process_Natural Gas_Process - Insulate Heated Process Fluids_A_Achievable Technical Potential | F11 | Industrial | Primary Metals | New | Process | Natural Gas | Process - Insulate Heated Process Fluids | A | Cumulative Summer Peak Savings (MW) | Achievable Technical Potential | 0 | 0 | 0 | 0 | 0 | 0 | 0 | 0 | 0 | 0 | 0 | 0 | 0 | 0 | 0 | 0 | 0 | 0 | 0 | 0 | 0 | 0 | 0 | 0 | 0 | 0 | 0 | 0 | 0 | 0 | 0
F12_Industrial_Primary Metals_New_Process_Natural Gas_Process - Insulate Heated Process Fluids_A_Achievable Technical Potential | F12 | Industrial | Primary Metals | New | Process | Natural Gas | Process - Insulate Heated Process Fluids | A | Cumulative Winter Peak Savings (MW) | Achievable Technical Potential | 0 | 0 | 0 | 0 | 0 | 0 | 0 | 0 | 0 | 0 | 0 | 0 | 0 | 0 | 0 | 0 | 0 | 0 | 0 | 0 | 0 | 0 | 0 | 0 | 0 | 0 | 0 | 0 | 0 | 0 | 0
F13_Industrial_Primary Metals_New_Process_Natural Gas_Process - Insulate Heated Process Fluids_A_Achievable Technical Potential | F13 | Industrial | Primary Metals | New | Process | Natural Gas | Process - Insulate Heated Process Fluids | A | Purchases (Incremental) | Achievable Technical Potential | 0 | 0 | 0 | 0 | 0 | 0.10937 | 0.12958 | 0.14977 | 0.16985 | 0.18993 | 0.18903 | 0.16551 | 0.14381 | 0.12415 | 0.10649 | 0.090943 | 0.077314 | 0.065499 | 0.055303 | 0.046545 | 0.03908 | 0.00027908 | 0.00010413 | 3.7012e-05 | 1.2561e-05 | 0.10937 | 0.12958 | 0.14977 | 0.16985 | 0.18993 | 0.18903
F14_Industrial_Primary Metals_New_Process_Natural Gas_Process - Insulate Heated Process Fluids_A_Achievable Technical Potential | F14 | Industrial | Primary Metals | New | Process | Natural Gas | Process - Insulate Heated Process Fluids | A | Purchases (Cumulative) | Achievable Technical Potential | 0 | 0 | 0 | 0 | 0 | 0.10937 | 0.23895 | 0.38872 | 0.55857 | 0.7485 | 0.93753 | 1.103 | 1.2468 | 1.371 | 1.4775 | 1.5684 | 1.6457 | 1.7112 | 1.7665 | 1.8131 | 1.8522 | 1.8524 | 1.8525 | 1.8526 | 1.8526 | 1.8526 | 1.8526 | 1.8526 | 1.8526 | 1.8526 | 1.8526
F1_Industrial_Primary Metals_New_Process_Natural Gas_Process Heat Recovery_A_Achievable Technical Potential | F1 | Industrial | Primary Metals | New | Process | Natural Gas | Process Heat Recovery | A | Original Unit Energy Savings (kWh or therms) | Achievable Technical Potential | 0 | 0 | 0 | 0 | 0 | 3.7787 | 3.7787 | 3.7787 | 3.7787 | 3.7787 | 3.7787 | 3.7787 | 3.7787 | 3.7787 | 3.7787 | 3.7787 | 3.7787 | 3.7787 | 3.7787 | 3.7787 | 3.7787 | 3.7787 | 3.7787 | 3.7787 | 3.7787 | 3.7787 | 3.7787 | 3.7787 | 0 | 0 | 0
F2_Industrial_Primary Metals_New_Process_Natural Gas_Process Heat Recovery_A_Achievable Technical Potential | F2 | Industrial | Primary Metals | New | Process | Natural Gas | Process Heat Recovery | A | Original Unit Summer Peak Savings (kW) | Achievable Technical Potential | 0 | 0 | 0 | 0 | 0 | 0 | 0 | 0 | 0 | 0 | 0 | 0 | 0 | 0 | 0 | 0 | 0 | 0 | 0 | 0 | 0 | 0 | 0 | 0 | 0 | 0 | 0 | 0 | 0 | 0 | 0
F3_Industrial_Primary Metals_New_Process_Natural Gas_Process Heat Recovery_A_Achievable Technical Potential | F3 | Industrial | Primary Metals | New | Process | Natural Gas | Process Heat Recovery | A | Original Unit Winter Peak Savings (kW) | Achievable Technical Potential | 0 | 0 | 0 | 0 | 0 | 0 | 0 | 0 | 0 | 0 | 0 | 0 | 0 | 0 | 0 | 0 | 0 | 0 | 0 | 0 | 0 | 0 | 0 | 0 | 0 | 0 | 0 | 0 | 0 | 0 | 0
F4_Industrial_Primary Metals_New_Process_Natural Gas_Process Heat Recovery_A_Achievable Technical Potential | F4 | Industrial | Primary Metals | New | Process | Natural Gas | Process Heat Recovery | A | Standalone Impact on Baseline Energy (%) | Achievable Technical Potential | 0% | 0% | 0% | 0% | 0% | 0.006744% | 0.01244% | 0.0175% | 0.02218% | 0.02658% | 0.03011% | 0.03236% | 0.03368% | 0.03432% | 0.0345% | 0.0343% | 0.03387% | 0.03326% | 0.03253% | 0.03174% | 0.03024% | 0.02888% | 0.02764% | 0.02651% | 0.00025476 | 0.00024519 | 0.00023633 | 0.00022812 | 0 | 0 | 0
F5_Industrial_Primary Metals_New_Process_Natural Gas_Process Heat Recovery_A_Achievable Technical Potential | F5 | Industrial | Primary Metals | New | Process | Natural Gas | Process Heat Recovery | A | Standalone Impact on Baseline Summer Peak (%) | Achievable Technical Potential | 0% | 0% | 0% | 0% | 0% | 0% | 0% | 0% | 0% | 0% | 0% | 0% | 0% | 0% | 0% | 0% | 0% | 0% | 0% | 0% | 0% | 0% | 0% | 0% | 0 | 0 | 0 | 0 | 0 | 0 | 0
F6_Industrial_Primary Metals_New_Process_Natural Gas_Process Heat Recovery_A_Achievable Technical Potential | F6 | Industrial | Primary Metals | New | Process | Natural Gas | Process Heat Recovery | A | Standalone Impact on Baseline Winter Peak (%) | Achievable Technical Potential | 0% | 0% | 0% | 0% | 0% | 0% | 0% | 0% | 0% | 0% | 0% | 0% | 0% | 0% | 0% | 0% | 0% | 0% | 0% | 0% | 0% | 0% | 0% | 0% | 0 | 0 | 0 | 0 | 0 | 0 | 0
F7_Industrial_Primary Metals_New_Process_Natural Gas_Process Heat Recovery_A_Achievable Technical Potential | F7 | Industrial | Primary Metals | New | Process | Natural Gas | Process Heat Recovery | A | Incremental Energy Savings (MWh or mTherms) | Achievable Technical Potential | 0 | 0 | 0 | 0 | 0 | 0.014878 | 0.017627 | 0.020374 | 0.023105 | 0.025837 | 0.025714 | 0.022515 | 0.019563 | 0.016888 | 0.014486 | 0.012371 | 0.010517 | 0.0089101 | 0.0075231 | 0.0063317 | 0.014878 | 0.017627 | 0.020374 | 0.023105 | 0.025837 | 0.025714 | 0.022515 | 0.019563 | 0 | 0 | 0
F8_Industrial_Primary Metals_New_Process_Natural Gas_Process Heat Recovery_A_Achievable Technical Potential | F8 | Industrial | Primary Metals | New | Process | Natural Gas | Process Heat Recovery | A | Incremental Summer Peak Savings (MW) | Achievable Technical Potential | 0 | 0 | 0 | 0 | 0 | 0 | 0 | 0 | 0 | 0 | 0 | 0 | 0 | 0 | 0 | 0 | 0 | 0 | 0 | 0 | 0 | 0 | 0 | 0 | 0 | 0 | 0 | 0 | 0 | 0 | 0
F9_Industrial_Primary Metals_New_Process_Natural Gas_Process Heat Recovery_A_Achievable Technical Potential | F9 | Industrial | Primary Metals | New | Process | Natural Gas | Process Heat Recovery | A | Incremental Winter Peak Savings (MW) | Achievable Technical Potential | 0 | 0 | 0 | 0 | 0 | 0 | 0 | 0 | 0 | 0 | 0 | 0 | 0 | 0 | 0 | 0 | 0 | 0 | 0 | 0 | 0 | 0 | 0 | 0 | 0 | 0 | 0 | 0 | 0 | 0 | 0
F10_Industrial_Primary Metals_New_Process_Natural Gas_Process Heat Recovery_A_Achievable Technical Potential | F10 | Industrial | Primary Metals | New | Process | Natural Gas | Process Heat Recovery | A | Cumulative Energy Savings (MWh or mTherms) | Achievable Technical Potential | 0 | 0 | 0 | 0 | 0 | 0.014878 | 0.032505 | 0.052879 | 0.075984 | 0.10182 | 0.12753 | 0.15005 | 0.16961 | 0.1865 | 0.20099 | 0.21336 | 0.22388 | 0.23279 | 0.24031 | 0.24664 | 0.24664 | 0.24664 | 0.24664 | 0.24664 | 0.24664 | 0.24664 | 0.24664 | 0.24664 | 0 | 0 | 0
F11_Industrial_Primary Metals_New_Process_Natural Gas_Process Heat Recovery_A_Achievable Technical Potential | F11 | Industrial | Primary Metals | New | Process | Natural Gas | Process Heat Recovery | A | Cumulative Summer Peak Savings (MW) | Achievable Technical Potential | 0 | 0 | 0 | 0 | 0 | 0 | 0 | 0 | 0 | 0 | 0 | 0 | 0 | 0 | 0 | 0 | 0 | 0 | 0 | 0 | 0 | 0 | 0 | 0 | 0 | 0 | 0 | 0 | 0 | 0 | 0
F12_Industrial_Primary Metals_New_Process_Natural Gas_Process Heat Recovery_A_Achievable Technical Potential | F12 | Industrial | Primary Metals | New | Process | Natural Gas | Process Heat Recovery | A | Cumulative Winter Peak Savings (MW) | Achievable Technical Potential | 0 | 0 | 0 | 0 | 0 | 0 | 0 | 0 | 0 | 0 | 0 | 0 | 0 | 0 | 0 | 0 | 0 | 0 | 0 | 0 | 0 | 0 | 0 | 0 | 0 | 0 | 0 | 0 | 0 | 0 | 0
F13_Industrial_Primary Metals_New_Process_Natural Gas_Process Heat Recovery_A_Achievable Technical Potential | F13 | Industrial | Primary Metals | New | Process | Natural Gas | Process Heat Recovery | A | Purchases (Incremental) | Achievable Technical Potential | 0 | 0 | 0 | 0 | 0 | 3.9374 | 4.6648 | 5.3918 | 6.1144 | 6.8375 | 6.805 | 5.9584 | 5.1772 | 4.4694 | 3.8335 | 3.2739 | 2.7833 | 2.358 | 1.9909 | 1.6756 | 3.9374 | 4.6648 | 5.3918 | 6.1144 | 6.8375 | 6.805 | 5.9584 | 5.1772 | 4.4694 | 3.8335 | 3.2739
F14_Industrial_Primary Metals_New_Process_Natural Gas_Process Heat Recovery_A_Achievable Technical Potential | F14 | Industrial | Primary Metals | New | Process | Natural Gas | Process Heat Recovery | A | Purchases (Cumulative) | Achievable Technical Potential | 0 | 0 | 0 | 0 | 0 | 3.9374 | 8.6022 | 13.994 | 20.1084 | 26.9459 | 33.7509 | 39.7094 | 44.8865 | 49.3559 | 53.1894 | 56.4633 | 59.2466 | 61.6046 | 63.5955 | 65.2711 | 65.2711 | 65.2711 | 65.2711 | 65.2711 | 65.2711 | 65.2711 | 65.2711 | 65.2711 | 65.2711 | 65.2711 | 65.2711
F1_Industrial_Primary Metals_New_Space Heating_Natural Gas_Building Automation System_A_Achievable Technical Potential | F1 | Industrial | Primary Metals | New | Space Heating | Natural Gas | Building Automation System | A | Original Unit Energy Savings (kWh or therms) | Achievable Technical Potential | 0 | 0 | 0 | 0 | 0 | 0.014581 | 0.014392 | 0.014255 | 0.014151 | 0.014068 | 0.014002 | 0.013924 | 0.013842 | 0.013762 | 0.013684 | 0.013622 | 0.013574 | 0.013536 | 0.013475 | 0.01343 | 0.013398 | 0.013373 | 0.013373 | 0.013373 | 0.013373 | 0.013373 | 0.013373 | 0.013373 | 0 | 0 | 0
F2_Industrial_Primary Metals_New_Space Heating_Natural Gas_Building Automation System_A_Achievable Technical Potential | F2 | Industrial | Primary Metals | New | Space Heating | Natural Gas | Building Automation System | A | Original Unit Summer Peak Savings (kW) | Achievable Technical Potential | 0 | 0 | 0 | 0 | 0 | 0 | 0 | 0 | 0 | 0 | 0 | 0 | 0 | 0 | 0 | 0 | 0 | 0 | 0 | 0 | 0 | 0 | 0 | 0 | 0 | 0 | 0 | 0 | 0 | 0 | 0
F3_Industrial_Primary Metals_New_Space Heating_Natural Gas_Building Automation System_A_Achievable Technical Potential | F3 | Industrial | Primary Metals | New | Space Heating | Natural Gas | Building Automation System | A | Original Unit Winter Peak Savings (kW) | Achievable Technical Potential | 0 | 0 | 0 | 0 | 0 | 0 | 0 | 0 | 0 | 0 | 0 | 0 | 0 | 0 | 0 | 0 | 0 | 0 | 0 | 0 | 0 | 0 | 0 | 0 | 0 | 0 | 0 | 0 | 0 | 0 | 0
F4_Industrial_Primary Metals_New_Space Heating_Natural Gas_Building Automation System_A_Achievable Technical Potential | F4 | Industrial | Primary Metals | New | Space Heating | Natural Gas | Building Automation System | A | Standalone Impact on Baseline Energy (%) | Achievable Technical Potential | 0% | 0% | 0% | 0% | 0% | 0.01256% | 0.03572% | 0.07549% | 0.1391% | 0.2345% | 0.3697% | 0.5522% | 0.7865% | 1.073% | 1.406% | 1.772% | 2.152% | 2.518% | 2.844% | 3.106% | 3.289% | 3.388% | 3.405% | 3.351% | 0.032501 | 0.03128 | 0.03015 | 0.029102 | 0 | 0 | 0
F5_Industrial_Primary Metals_New_Space Heating_Natural Gas_Building Automation System_A_Achievable Technical Potential | F5 | Industrial | Primary Metals | New | Space Heating | Natural Gas | Building Automation System | A | Standalone Impact on Baseline Summer Peak (%) | Achievable Technical Potential | 0% | 0% | 0% | 0% | 0% | 0% | 0% | 0% | 0% | 0% | 0% | 0% | 0% | 0% | 0% | 0% | 0% | 0% | 0% | 0% | 0% | 0% | 0% | 0% | 0 | 0 | 0 | 0 | 0 | 0 | 0
F6_Industrial_Primary Metals_New_Space Heating_Natural Gas_Building Automation System_A_Achievable Technical Potential | F6 | Industrial | Primary Metals | New | Space Heating | Natural Gas | Building Automation System | A | Standalone Impact on Baseline Winter Peak (%) | Achievable Technical Potential | 0% | 0% | 0% | 0% | 0% | 0% | 0% | 0% | 0% | 0% | 0% | 0% | 0% | 0% | 0% | 0% | 0% | 0% | 0% | 0% | 0% | 0% | 0% | 0% | 0 | 0 | 0 | 0 | 0 | 0 | 0
F7_Industrial_Primary Metals_New_Space Heating_Natural Gas_Building Automation System_A_Achievable Technical Potential | F7 | Industrial | Primary Metals | New | Space Heating | Natural Gas | Building Automation System | A | Incremental Energy Savings (MWh or mTherms) | Achievable Technical Potential | 0 | 0 | 0 | 0 | 0 | 0.000108 | 0.00025246 | 0.00051315 | 0.00093967 | 0.0015857 | 0.0024995 | 0.0037006 | 0.0051797 | 0.006873 | 0.0086404 | 0.010302 | 0.011606 | 0.012306 | 0.012189 | 0.011237 | 0.0097297 | 0.0077753 | 0.0056236 | 0.003746 | 0.0025426 | 0.0023872 | 0.0035541 | 0.0050041 | 0 | 0 | 0
F8_Industrial_Primary Metals_New_Space Heating_Natural Gas_Building Automation System_A_Achievable Technical Potential | F8 | Industrial | Primary Metals | New | Space Heating | Natural Gas | Building Automation System | A | Incremental Summer Peak Savings (MW) | Achievable Technical Potential | 0 | 0 | 0 | 0 | 0 | 0 | 0 | 0 | 0 | 0 | 0 | 0 | 0 | 0 | 0 | 0 | 0 | 0 | 0 | 0 | 0 | 0 | 0 | 0 | 0 | 0 | 0 | 0 | 0 | 0 | 0
F9_Industrial_Primary Metals_New_Space Heating_Natural Gas_Building Automation System_A_Achievable Technical Potential | F9 | Industrial | Primary Metals | New | Space Heating | Natural Gas | Building Automation System | A | Incremental Winter Peak Savings (MW) | Achievable Technical Potential | 0 | 0 | 0 | 0 | 0 | 0 | 0 | 0 | 0 | 0 | 0 | 0 | 0 | 0 | 0 | 0 | 0 | 0 | 0 | 0 | 0 | 0 | 0 | 0 | 0 | 0 | 0 | 0 | 0 | 0 | 0
F10_Industrial_Primary Metals_New_Space Heating_Natural Gas_Building Automation System_A_Achievable Technical Potential | F10 | Industrial | Primary Metals | New | Space Heating | Natural Gas | Building Automation System | A | Cumulative Energy Savings (MWh or mTherms) | Achievable Technical Potential | 0 | 0 | 0 | 0 | 0 | 0.000108 | 0.00035906 | 0.00086879 | 0.0018021 | 0.0033773 | 0.0058608 | 0.0095288 | 0.014653 | 0.02144 | 0.029959 | 0.040128 | 0.051591 | 0.063752 | 0.075654 | 0.086641 | 0.096063 | 0.10342 | 0.10856 | 0.11142 | 0.11246 | 0.11246 | 0.11246 | 0.11246 | 0 | 0 | 0
F11_Industrial_Primary Metals_New_Space Heating_Natural Gas_Building Automation System_A_Achievable Technical Potential | F11 | Industrial | Primary Metals | New | Space Heating | Natural Gas | Building Automation System | A | Cumulative Summer Peak Savings (MW) | Achievable Technical Potential | 0 | 0 | 0 | 0 | 0 | 0 | 0 | 0 | 0 | 0 | 0 | 0 | 0 | 0 | 0 | 0 | 0 | 0 | 0 | 0 | 0 | 0 | 0 | 0 | 0 | 0 | 0 | 0 | 0 | 0 | 0
F12_Industrial_Primary Metals_New_Space Heating_Natural Gas_Building Automation System_A_Achievable Technical Potential | F12 | Industrial | Primary Metals | New | Space Heating | Natural Gas | Building Automation System | A | Cumulative Winter Peak Savings (MW) | Achievable Technical Potential | 0 | 0 | 0 | 0 | 0 | 0 | 0 | 0 | 0 | 0 | 0 | 0 | 0 | 0 | 0 | 0 | 0 | 0 | 0 | 0 | 0 | 0 | 0 | 0 | 0 | 0 | 0 | 0 | 0 | 0 | 0
F13_Industrial_Primary Metals_New_Space Heating_Natural Gas_Building Automation System_A_Achievable Technical Potential | F13 | Industrial | Primary Metals | New | Space Heating | Natural Gas | Building Automation System | A | Purchases (Incremental) | Achievable Technical Potential | 0 | 0 | 0 | 0 | 0 | 7.4069 | 17.541 | 35.9983 | 66.4046 | 112.712 | 178.5127 | 265.7714 | 374.1996 | 499.435 | 631.4442 | 756.2943 | 854.9779 | 909.1875 | 904.5593 | 836.6976 | 726.2074 | 581.4315 | 420.5259 | 280.1252 | 190.1361 | 178.5127 | 265.7714 | 374.1996 | 499.435 | 631.4442 | 756.2943
F14_Industrial_Primary Metals_New_Space Heating_Natural Gas_Building Automation System_A_Achievable Technical Potential | F14 | Industrial | Primary Metals | New | Space Heating | Natural Gas | Building Automation System | A | Purchases (Cumulative) | Achievable Technical Potential | 0 | 0 | 0 | 0 | 0 | 7.4069 | 24.9478 | 60.9461 | 127.3507 | 240.0628 | 418.5755 | 684.3469 | 1058.5465 | 1557.9815 | 2189.4258 | 2945.7201 | 3800.698 | 4709.8855 | 5614.4448 | 6451.1424 | 7169.9429 | 7733.8334 | 8118.3611 | 8332.0817 | 8409.5058 | 8409.5058 | 8409.5058 | 8409.5058 | 8409.5058 | 8409.5058 | 8409.5058
F1_Industrial_Primary Metals_New_Space Heating_Natural Gas_Steam System Efficiency Improvements_A_Achievable Technical Potential | F1 | Industrial | Primary Metals | New | Space Heating | Natural Gas | Steam System Efficiency Improvements | A | Original Unit Energy Savings (kWh or therms) | Achievable Technical Potential | 0 | 0 | 0 | 0 | 0 | 0 | 0 | 0 | 0 | 0 | 0 | 0 | 0 | 0 | 0 | 0 | 0 | 0 | 0 | 0 | 0 | 0 | 0 | 0 | 0 | 0 | 0 | 0 | 0 | 0 | 0
F2_Industrial_Primary Metals_New_Space Heating_Natural Gas_Steam System Efficiency Improvements_A_Achievable Technical Potential | F2 | Industrial | Primary Metals | New | Space Heating | Natural Gas | Steam System Efficiency Improvements | A | Original Unit Summer Peak Savings (kW) | Achievable Technical Potential | 0 | 0 | 0 | 0 | 0 | 0 | 0 | 0 | 0 | 0 | 0 | 0 | 0 | 0 | 0 | 0 | 0 | 0 | 0 | 0 | 0 | 0 | 0 | 0 | 0 | 0 | 0 | 0 | 0 | 0 | 0
F3_Industrial_Primary Metals_New_Space Heating_Natural Gas_Steam System Efficiency Improvements_A_Achievable Technical Potential | F3 | Industrial | Primary Metals | New | Space Heating | Natural Gas | Steam System Efficiency Improvements | A | Original Unit Winter Peak Savings (kW) | Achievable Technical Potential | 0 | 0 | 0 | 0 | 0 | 0 | 0 | 0 | 0 | 0 | 0 | 0 | 0 | 0 | 0 | 0 | 0 | 0 | 0 | 0 | 0 | 0 | 0 | 0 | 0 | 0 | 0 | 0 | 0 | 0 | 0
F4_Industrial_Primary Metals_New_Space Heating_Natural Gas_Steam System Efficiency Improvements_A_Achievable Technical Potential | F4 | Industrial | Primary Metals | New | Space Heating | Natural Gas | Steam System Efficiency Improvements | A | Standalone Impact on Baseline Energy (%) | Achievable Technical Potential | 0% | 0% | 0% | 0% | 0% | 0% | 0% | 0% | 0% | 0% | 0% | 0% | 0% | 0% | 0% | 0% | 0% | 0% | 0% | 0% | 0% | 0% | 0% | 0% | 0 | 0 | 0 | 0 | 0 | 0 | 0
F5_Industrial_Primary Metals_New_Space Heating_Natural Gas_Steam System Efficiency Improvements_A_Achievable Technical Potential | F5 | Industrial | Primary Metals | New | Space Heating | Natural Gas | Steam System Efficiency Improvements | A | Standalone Impact on Baseline Summer Peak (%) | Achievable Technical Potential | 0% | 0% | 0% | 0% | 0% | 0% | 0% | 0% | 0% | 0% | 0% | 0% | 0% | 0% | 0% | 0% | 0% | 0% | 0% | 0% | 0% | 0% | 0% | 0% | 0 | 0 | 0 | 0 | 0 | 0 | 0
F6_Industrial_Primary Metals_New_Space Heating_Natural Gas_Steam System Efficiency Improvements_A_Achievable Technical Potential | F6 | Industrial | Primary Metals | New | Space Heating | Natural Gas | Steam System Efficiency Improvements | A | Standalone Impact on Baseline Winter Peak (%) | Achievable Technical Potential | 0% | 0% | 0% | 0% | 0% | 0% | 0% | 0% | 0% | 0% | 0% | 0% | 0% | 0% | 0% | 0% | 0% | 0% | 0% | 0% | 0% | 0% | 0% | 0% | 0 | 0 | 0 | 0 | 0 | 0 | 0
F7_Industrial_Primary Metals_New_Space Heating_Natural Gas_Steam System Efficiency Improvements_A_Achievable Technical Potential | F7 | Industrial | Primary Metals | New | Space Heating | Natural Gas | Steam System Efficiency Improvements | A | Incremental Energy Savings (MWh or mTherms) | Achievable Technical Potential | 0 | 0 | 0 | 0 | 0 | 0 | 0 | 0 | 0 | 0 | 0 | 0 | 0 | 0 | 0 | 0 | 0 | 0 | 0 | 0 | 0 | 0 | 0 | 0 | 0 | 0 | 0 | 0 | 0 | 0 | 0
F8_Industrial_Primary Metals_New_Space Heating_Natural Gas_Steam System Efficiency Improvements_A_Achievable Technical Potential | F8 | Industrial | Primary Metals | New | Space Heating | Natural Gas | Steam System Efficiency Improvements | A | Incremental Summer Peak Savings (MW) | Achievable Technical Potential | 0 | 0 | 0 | 0 | 0 | 0 | 0 | 0 | 0 | 0 | 0 | 0 | 0 | 0 | 0 | 0 | 0 | 0 | 0 | 0 | 0 | 0 | 0 | 0 | 0 | 0 | 0 | 0 | 0 | 0 | 0
F9_Industrial_Primary Metals_New_Space Heating_Natural Gas_Steam System Efficiency Improvements_A_Achievable Technical Potential | F9 | Industrial | Primary Metals | New | Space Heating | Natural Gas | Steam System Efficiency Improvements | A | Incremental Winter Peak Savings (MW) | Achievable Technical Potential | 0 | 0 | 0 | 0 | 0 | 0 | 0 | 0 | 0 | 0 | 0 | 0 | 0 | 0 | 0 | 0 | 0 | 0 | 0 | 0 | 0 | 0 | 0 | 0 | 0 | 0 | 0 | 0 | 0 | 0 | 0
F10_Industrial_Primary Metals_New_Space Heating_Natural Gas_Steam System Efficiency Improvements_A_Achievable Technical Potential | F10 | Industrial | Primary Metals | New | Space Heating | Natural Gas | Steam System Efficiency Improvements | A | Cumulative Energy Savings (MWh or mTherms) | Achievable Technical Potential | 0 | 0 | 0 | 0 | 0 | 0 | 0 | 0 | 0 | 0 | 0 | 0 | 0 | 0 | 0 | 0 | 0 | 0 | 0 | 0 | 0 | 0 | 0 | 0 | 0 | 0 | 0 | 0 | 0 | 0 | 0
F11_Industrial_Primary Metals_New_Space Heating_Natural Gas_Steam System Efficiency Improvements_A_Achievable Technical Potential | F11 | Industrial | Primary Metals | New | Space Heating | Natural Gas | Steam System Efficiency Improvements | A | Cumulative Summer Peak Savings (MW) | Achievable Technical Potential | 0 | 0 | 0 | 0 | 0 | 0 | 0 | 0 | 0 | 0 | 0 | 0 | 0 | 0 | 0 | 0 | 0 | 0 | 0 | 0 | 0 | 0 | 0 | 0 | 0 | 0 | 0 | 0 | 0 | 0 | 0
F12_Industrial_Primary Metals_New_Space Heating_Natural Gas_Steam System Efficiency Improvements_A_Achievable Technical Potential | F12 | Industrial | Primary Metals | New | Space Heating | Natural Gas | Steam System Efficiency Improvements | A | Cumulative Winter Peak Savings (MW) | Achievable Technical Potential | 0 | 0 | 0 | 0 | 0 | 0 | 0 | 0 | 0 | 0 | 0 | 0 | 0 | 0 | 0 | 0 | 0 | 0 | 0 | 0 | 0 | 0 | 0 | 0 | 0 | 0 | 0 | 0 | 0 | 0 | 0
F13_Industrial_Primary Metals_New_Space Heating_Natural Gas_Steam System Efficiency Improvements_A_Achievable Technical Potential | F13 | Industrial | Primary Metals | New | Space Heating | Natural Gas | Steam System Efficiency Improvements | A | Purchases (Incremental) | Achievable Technical Potential | 0 | 0 | 0 | 0 | 0 | 0 | 0 | 0 | 0 | 0 | 0 | 0 | 0 | 0 | 0 | 0 | 0 | 0 | 0 | 0 | 0 | 0 | 0 | 0 | 0 | 0 | 0 | 0 | 0 | 0 | 0
F14_Industrial_Primary Metals_New_Space Heating_Natural Gas_Steam System Efficiency Improvements_A_Achievable Technical Potential | F14 | Industrial | Primary Metals | New | Space Heating | Natural Gas | Steam System Efficiency Improvements | A | Purchases (Cumulative) | Achievable Technical Potential | 0 | 0 | 0 | 0 | 0 | 0 | 0 | 0 | 0 | 0 | 0 | 0 | 0 | 0 | 0 | 0 | 0 | 0 | 0 | 0 | 0 | 0 | 0 | 0 | 0 | 0 | 0 | 0 | 0 | 0 | 0
F1_Industrial_Primary Metals_New_Process_Natural Gas_Steam System Efficiency Improvements_A_Achievable Technical Potential | F1 | Industrial | Primary Metals | New | Process | Natural Gas | Steam System Efficiency Improvements | A | Original Unit Energy Savings (kWh or therms) | Achievable Technical Potential | 0 | 0 | 0 | 0 | 0 | 0.13402 | 0.13402 | 0.13402 | 0.13402 | 0.13402 | 0.13402 | 0.13402 | 0.13402 | 0.13402 | 0.13402 | 0.13402 | 0.13402 | 0.13402 | 0.13402 | 0.13402 | 0.13402 | 0.13402 | 0.13402 | 0.13402 | 0.13402 | 0.13402 | 0.13402 | 0.13402 | 0.13402 | 0.13402 | 0.13402
F2_Industrial_Primary Metals_New_Process_Natural Gas_Steam System Efficiency Improvements_A_Achievable Technical Potential | F2 | Industrial | Primary Metals | New | Process | Natural Gas | Steam System Efficiency Improvements | A | Original Unit Summer Peak Savings (kW) | Achievable Technical Potential | 0 | 0 | 0 | 0 | 0 | 0 | 0 | 0 | 0 | 0 | 0 | 0 | 0 | 0 | 0 | 0 | 0 | 0 | 0 | 0 | 0 | 0 | 0 | 0 | 0 | 0 | 0 | 0 | 0 | 0 | 0
F3_Industrial_Primary Metals_New_Process_Natural Gas_Steam System Efficiency Improvements_A_Achievable Technical Potential | F3 | Industrial | Primary Metals | New | Process | Natural Gas | Steam System Efficiency Improvements | A | Original Unit Winter Peak Savings (kW) | Achievable Technical Potential | 0 | 0 | 0 | 0 | 0 | 0 | 0 | 0 | 0 | 0 | 0 | 0 | 0 | 0 | 0 | 0 | 0 | 0 | 0 | 0 | 0 | 0 | 0 | 0 | 0 | 0 | 0 | 0 | 0 | 0 | 0
F4_Industrial_Primary Metals_New_Process_Natural Gas_Steam System Efficiency Improvements_A_Achievable Technical Potential | F4 | Industrial | Primary Metals | New | Process | Natural Gas | Steam System Efficiency Improvements | A | Standalone Impact on Baseline Energy (%) | Achievable Technical Potential | 0% | 0% | 0% | 0% | 0% | 9.348e-07% | 2.658e-06% | 5.617e-06% | 1.035e-05% | 1.745e-05% | 2.702e-05% | 3.959e-05% | 5.515e-05% | 7.329e-05% | 9.315e-05% | 0.0001131% | 0.0001313% | 0.0001452% | 0.0001529% | 0.0001527% | 0.0001455% | 0.0001389% | 0.000133% | 0.0001275% | 1.2255e-06 | 1.1795e-06 | 1.1369e-06 | 1.0974e-06 | 0 | 0 | 0
F5_Industrial_Primary Metals_New_Process_Natural Gas_Steam System Efficiency Improvements_A_Achievable Technical Potential | F5 | Industrial | Primary Metals | New | Process | Natural Gas | Steam System Efficiency Improvements | A | Standalone Impact on Baseline Summer Peak (%) | Achievable Technical Potential | 0% | 0% | 0% | 0% | 0% | 0% | 0% | 0% | 0% | 0% | 0% | 0% | 0% | 0% | 0% | 0% | 0% | 0% | 0% | 0% | 0% | 0% | 0% | 0% | 0 | 0 | 0 | 0 | 0 | 0 | 0
F6_Industrial_Primary Metals_New_Process_Natural Gas_Steam System Efficiency Improvements_A_Achievable Technical Potential | F6 | Industrial | Primary Metals | New | Process | Natural Gas | Steam System Efficiency Improvements | A | Standalone Impact on Baseline Winter Peak (%) | Achievable Technical Potential | 0% | 0% | 0% | 0% | 0% | 0% | 0% | 0% | 0% | 0% | 0% | 0% | 0% | 0% | 0% | 0% | 0% | 0% | 0% | 0% | 0% | 0% | 0% | 0% | 0 | 0 | 0 | 0 | 0 | 0 | 0
F7_Industrial_Primary Metals_New_Process_Natural Gas_Steam System Efficiency Improvements_A_Achievable Technical Potential | F7 | Industrial | Primary Metals | New | Process | Natural Gas | Steam System Efficiency Improvements | A | Incremental Energy Savings (MWh or mTherms) | Achievable Technical Potential | 0 | 0 | 0 | 0 | 0 | 2.0621e-06 | 4.8835e-06 | 1.0022e-05 | 1.8487e-05 | 3.1379e-05 | 4.9699e-05 | 7.3992e-05 | 0.00010418 | 0.00013904 | 0.0001758 | 0.00021056 | 0.00023803 | 0.00025312 | 0.00025183 | 0.00023294 | 0.00021056 | 0.00023803 | 0.00025312 | 0.00025183 | 0.00023294 | 0.00021056 | 0.00023803 | 0.00025312 | 0.00025183 | 0.00023294 | 0.00021056
F8_Industrial_Primary Metals_New_Process_Natural Gas_Steam System Efficiency Improvements_A_Achievable Technical Potential | F8 | Industrial | Primary Metals | New | Process | Natural Gas | Steam System Efficiency Improvements | A | Incremental Summer Peak Savings (MW) | Achievable Technical Potential | 0 | 0 | 0 | 0 | 0 | 0 | 0 | 0 | 0 | 0 | 0 | 0 | 0 | 0 | 0 | 0 | 0 | 0 | 0 | 0 | 0 | 0 | 0 | 0 | 0 | 0 | 0 | 0 | 0 | 0 | 0
F9_Industrial_Primary Metals_New_Process_Natural Gas_Steam System Efficiency Improvements_A_Achievable Technical Potential | F9 | Industrial | Primary Metals | New | Process | Natural Gas | Steam System Efficiency Improvements | A | Incremental Winter Peak Savings (MW) | Achievable Technical Potential | 0 | 0 | 0 | 0 | 0 | 0 | 0 | 0 | 0 | 0 | 0 | 0 | 0 | 0 | 0 | 0 | 0 | 0 | 0 | 0 | 0 | 0 | 0 | 0 | 0 | 0 | 0 | 0 | 0 | 0 | 0
F10_Industrial_Primary Metals_New_Process_Natural Gas_Steam System Efficiency Improvements_A_Achievable Technical Potential | F10 | Industrial | Primary Metals | New | Process | Natural Gas | Steam System Efficiency Improvements | A | Cumulative Energy Savings (MWh or mTherms) | Achievable Technical Potential | 0 | 0 | 0 | 0 | 0 | 2.0621e-06 | 6.9456e-06 | 1.6968e-05 | 3.5455e-05 | 6.6834e-05 | 0.00011447 | 0.00018358 | 0.00027774 | 0.00039829 | 0.00054271 | 0.00070357 | 0.0008676 | 0.0010165 | 0.0011293 | 0.0011865 | 0.0011865 | 0.0011865 | 0.0011865 | 0.0011865 | 0.0011865 | 0.0011865 | 0.0011865 | 0.0011865 | 0.0011865 | 0.0011865 | 0.0011865
F11_Industrial_Primary Metals_New_Process_Natural Gas_Steam System Efficiency Improvements_A_Achievable Technical Potential | F11 | Industrial | Primary Metals | New | Process | Natural Gas | Steam System Efficiency Improvements | A | Cumulative Summer Peak Savings (MW) | Achievable Technical Potential | 0 | 0 | 0 | 0 | 0 | 0 | 0 | 0 | 0 | 0 | 0 | 0 | 0 | 0 | 0 | 0 | 0 | 0 | 0 | 0 | 0 | 0 | 0 | 0 | 0 | 0 | 0 | 0 | 0 | 0 | 0
F12_Industrial_Primary Metals_New_Process_Natural Gas_Steam System Efficiency Improvements_A_Achievable Technical Potential | F12 | Industrial | Primary Metals | New | Process | Natural Gas | Steam System Efficiency Improvements | A | Cumulative Winter Peak Savings (MW) | Achievable Technical Potential | 0 | 0 | 0 | 0 | 0 | 0 | 0 | 0 | 0 | 0 | 0 | 0 | 0 | 0 | 0 | 0 | 0 | 0 | 0 | 0 | 0 | 0 | 0 | 0 | 0 | 0 | 0 | 0 | 0 | 0 | 0
F13_Industrial_Primary Metals_New_Process_Natural Gas_Steam System Efficiency Improvements_A_Achievable Technical Potential | F13 | Industrial | Primary Metals | New | Process | Natural Gas | Steam System Efficiency Improvements | A | Purchases (Incremental) | Achievable Technical Potential | 0 | 0 | 0 | 0 | 0 | 0.015386 | 0.036438 | 0.074779 | 0.13794 | 0.23413 | 0.37082 | 0.55208 | 0.77732 | 1.0375 | 1.3117 | 1.571 | 1.776 | 1.8886 | 1.879 | 1.7381 | 1.571 | 1.776 | 1.8886 | 1.879 | 1.7381 | 1.571 | 1.776 | 1.8886 | 1.879 | 1.7381 | 1.571
F14_Industrial_Primary Metals_New_Process_Natural Gas_Steam System Efficiency Improvements_A_Achievable Technical Potential | F14 | Industrial | Primary Metals | New | Process | Natural Gas | Steam System Efficiency Improvements | A | Purchases (Cumulative) | Achievable Technical Potential | 0 | 0 | 0 | 0 | 0 | 0.015386 | 0.051824 | 0.1266 | 0.26454 | 0.49868 | 0.85411 | 1.3698 | 2.0723 | 2.9718 | 4.0494 | 5.2496 | 6.4735 | 7.5849 | 8.4264 | 8.8528 | 8.8528 | 8.8528 | 8.8528 | 8.8528 | 8.8528 | 8.8528 | 8.8528 | 8.8528 | 8.8528 | 8.8528 | 8.8528
F1_Industrial_Primary Metals_New_Space Heating_Natural Gas_Strategic Energy Management_A_Achievable Technical Potential | F1 | Industrial | Primary Metals | New | Space Heating | Natural Gas | Strategic Energy Management | A | Original Unit Energy Savings (kWh or therms) | Achievable Technical Potential | 0 | 0 | 0 | 0 | 0 | 15.3752 | 15.1766 | 15.0316 | 14.9217 | 14.8349 | 14.7647 | 14.6826 | 14.5964 | 14.5113 | 14.4291 | 14.3645 | 14.3136 | 14.2731 | 14.209 | 14.162 | 14.1279 | 14.1013 | 14.1013 | 14.1013 | 14.1013 | 14.1013 | 14.1013 | 14.1013 | 0 | 0 | 0
F2_Industrial_Primary Metals_New_Space Heating_Natural Gas_Strategic Energy Management_A_Achievable Technical Potential | F2 | Industrial | Primary Metals | New | Space Heating | Natural Gas | Strategic Energy Management | A | Original Unit Summer Peak Savings (kW) | Achievable Technical Potential | 0 | 0 | 0 | 0 | 0 | 0 | 0 | 0 | 0 | 0 | 0 | 0 | 0 | 0 | 0 | 0 | 0 | 0 | 0 | 0 | 0 | 0 | 0 | 0 | 0 | 0 | 0 | 0 | 0 | 0 | 0
F3_Industrial_Primary Metals_New_Space Heating_Natural Gas_Strategic Energy Management_A_Achievable Technical Potential | F3 | Industrial | Primary Metals | New | Space Heating | Natural Gas | Strategic Energy Management | A | Original Unit Winter Peak Savings (kW) | Achievable Technical Potential | 0 | 0 | 0 | 0 | 0 | 0 | 0 | 0 | 0 | 0 | 0 | 0 | 0 | 0 | 0 | 0 | 0 | 0 | 0 | 0 | 0 | 0 | 0 | 0 | 0 | 0 | 0 | 0 | 0 | 0 | 0
F4_Industrial_Primary Metals_New_Space Heating_Natural Gas_Strategic Energy Management_A_Achievable Technical Potential | F4 | Industrial | Primary Metals | New | Space Heating | Natural Gas | Strategic Energy Management | A | Standalone Impact on Baseline Energy (%) | Achievable Technical Potential | 0% | 0% | 0% | 0% | 0% | 0.07899% | 0.1457% | 0.205% | 0.2598% | 0.3113% | 0.3194% | 0.3263% | 0.332% | 0.3369% | 0.3413% | 0.3448% | 0.3481% | 0.3509% | 0.3533% | 0.3556% | 0.3576% | 0.3594% | 0.361% | 0.3625% | 0.0036393 | 0.0035025 | 0.0033761 | 0.0032587 | 0 | 0 | 0
F5_Industrial_Primary Metals_New_Space Heating_Natural Gas_Strategic Energy Management_A_Achievable Technical Potential | F5 | Industrial | Primary Metals | New | Space Heating | Natural Gas | Strategic Energy Management | A | Standalone Impact on Baseline Summer Peak (%) | Achievable Technical Potential | 0% | 0% | 0% | 0% | 0% | 0% | 0% | 0% | 0% | 0% | 0% | 0% | 0% | 0% | 0% | 0% | 0% | 0% | 0% | 0% | 0% | 0% | 0% | 0% | 0 | 0 | 0 | 0 | 0 | 0 | 0
F6_Industrial_Primary Metals_New_Space Heating_Natural Gas_Strategic Energy Management_A_Achievable Technical Potential | F6 | Industrial | Primary Metals | New | Space Heating | Natural Gas | Strategic Energy Management | A | Standalone Impact on Baseline Winter Peak (%) | Achievable Technical Potential | 0% | 0% | 0% | 0% | 0% | 0% | 0% | 0% | 0% | 0% | 0% | 0% | 0% | 0% | 0% | 0% | 0% | 0% | 0% | 0% | 0% | 0% | 0% | 0% | 0 | 0 | 0 | 0 | 0 | 0 | 0
F7_Industrial_Primary Metals_New_Space Heating_Natural Gas_Strategic Energy Management_A_Achievable Technical Potential | F7 | Industrial | Primary Metals | New | Space Heating | Natural Gas | Strategic Energy Management | A | Incremental Energy Savings (MWh or mTherms) | Achievable Technical Potential | 0 | 0 | 0 | 0 | 0 | 0.0006791 | 0.00079415 | 0.00090914 | 0.0010235 | 0.0011378 | 0.0012523 | 0.001363 | 0.0014717 | 0.0015788 | 0.0016832 | 0.0017888 | 0.0018942 | 0.0020002 | 0.0021016 | 0.0022037 | 0.0023072 | 0.0024111 | 0.0025189 | 0.0026263 | 0.0027333 | 0.0023029 | 0.0024111 | 0.0025189 | 0 | 0 | 0
F8_Industrial_Primary Metals_New_Space Heating_Natural Gas_Strategic Energy Management_A_Achievable Technical Potential | F8 | Industrial | Primary Metals | New | Space Heating | Natural Gas | Strategic Energy Management | A | Incremental Summer Peak Savings (MW) | Achievable Technical Potential | 0 | 0 | 0 | 0 | 0 | 0 | 0 | 0 | 0 | 0 | 0 | 0 | 0 | 0 | 0 | 0 | 0 | 0 | 0 | 0 | 0 | 0 | 0 | 0 | 0 | 0 | 0 | 0 | 0 | 0 | 0
F9_Industrial_Primary Metals_New_Space Heating_Natural Gas_Strategic Energy Management_A_Achievable Technical Potential | F9 | Industrial | Primary Metals | New | Space Heating | Natural Gas | Strategic Energy Management | A | Incremental Winter Peak Savings (MW) | Achievable Technical Potential | 0 | 0 | 0 | 0 | 0 | 0 | 0 | 0 | 0 | 0 | 0 | 0 | 0 | 0 | 0 | 0 | 0 | 0 | 0 | 0 | 0 | 0 | 0 | 0 | 0 | 0 | 0 | 0 | 0 | 0 | 0
F10_Industrial_Primary Metals_New_Space Heating_Natural Gas_Strategic Energy Management_A_Achievable Technical Potential | F10 | Industrial | Primary Metals | New | Space Heating | Natural Gas | Strategic Energy Management | A | Cumulative Energy Savings (MWh or mTherms) | Achievable Technical Potential | 0 | 0 | 0 | 0 | 0 | 0.0006791 | 0.0014645 | 0.0023596 | 0.0033658 | 0.0044841 | 0.005063 | 0.0056296 | 0.0061854 | 0.0067329 | 0.0072712 | 0.0078091 | 0.0083468 | 0.0088844 | 0.0094002 | 0.0099207 | 0.010445 | 0.01097 | 0.011513 | 0.012053 | 0.012593 | 0.012593 | 0.012593 | 0.012593 | 0 | 0 | 0
F11_Industrial_Primary Metals_New_Space Heating_Natural Gas_Strategic Energy Management_A_Achievable Technical Potential | F11 | Industrial | Primary Metals | New | Space Heating | Natural Gas | Strategic Energy Management | A | Cumulative Summer Peak Savings (MW) | Achievable Technical Potential | 0 | 0 | 0 | 0 | 0 | 0 | 0 | 0 | 0 | 0 | 0 | 0 | 0 | 0 | 0 | 0 | 0 | 0 | 0 | 0 | 0 | 0 | 0 | 0 | 0 | 0 | 0 | 0 | 0 | 0 | 0
F12_Industrial_Primary Metals_New_Space Heating_Natural Gas_Strategic Energy Management_A_Achievable Technical Potential | F12 | Industrial | Primary Metals | New | Space Heating | Natural Gas | Strategic Energy Management | A | Cumulative Winter Peak Savings (MW) | Achievable Technical Potential | 0 | 0 | 0 | 0 | 0 | 0 | 0 | 0 | 0 | 0 | 0 | 0 | 0 | 0 | 0 | 0 | 0 | 0 | 0 | 0 | 0 | 0 | 0 | 0 | 0 | 0 | 0 | 0 | 0 | 0 | 0
F13_Industrial_Primary Metals_New_Space Heating_Natural Gas_Strategic Energy Management_A_Achievable Technical Potential | F13 | Industrial | Primary Metals | New | Space Heating | Natural Gas | Strategic Energy Management | A | Purchases (Incremental) | Achievable Technical Potential | 0 | 0 | 0 | 0 | 0 | 0.044168 | 0.052327 | 0.060482 | 0.068589 | 0.0767 | 0.084817 | 0.092832 | 0.10082 | 0.1088 | 0.11665 | 0.12453 | 0.13233 | 0.14014 | 0.14791 | 0.1556 | 0.16331 | 0.17098 | 0.17863 | 0.18625 | 0.19384 | 0.16331 | 0.17098 | 0.17863 | 0.18625 | 0.19384 | 0.16331
F14_Industrial_Primary Metals_New_Space Heating_Natural Gas_Strategic Energy Management_A_Achievable Technical Potential | F14 | Industrial | Primary Metals | New | Space Heating | Natural Gas | Strategic Energy Management | A | Purchases (Cumulative) | Achievable Technical Potential | 0 | 0 | 0 | 0 | 0 | 0.044168 | 0.096496 | 0.15698 | 0.22557 | 0.30227 | 0.34291 | 0.38342 | 0.42376 | 0.46397 | 0.50392 | 0.54364 | 0.58314 | 0.62246 | 0.66156 | 0.70052 | 0.7393 | 0.77794 | 0.81643 | 0.85477 | 0.893 | 0.893 | 0.893 | 0.893 | 0.893 | 0.893 | 0.893
F1_Industrial_Primary Metals_New_Process_Natural Gas_Strategic Energy Management_A_Achievable Technical Potential | F1 | Industrial | Primary Metals | New | Process | Natural Gas | Strategic Energy Management | A | Original Unit Energy Savings (kWh or therms) | Achievable Technical Potential | 0 | 0 | 0 | 0 | 0 | 100.7891 | 100.7891 | 100.7891 | 100.7891 | 100.7891 | 100.7891 | 100.7891 | 100.7891 | 100.7891 | 100.7891 | 100.7891 | 100.7891 | 100.7891 | 100.7891 | 100.7891 | 100.7891 | 100.7891 | 100.7891 | 100.7891 | 100.7891 | 100.7891 | 100.7891 | 100.7891 | 0 | 0 | 0
F2_Industrial_Primary Metals_New_Process_Natural Gas_Strategic Energy Management_A_Achievable Technical Potential | F2 | Industrial | Primary Metals | New | Process | Natural Gas | Strategic Energy Management | A | Original Unit Summer Peak Savings (kW) | Achievable Technical Potential | 0 | 0 | 0 | 0 | 0 | 0 | 0 | 0 | 0 | 0 | 0 | 0 | 0 | 0 | 0 | 0 | 0 | 0 | 0 | 0 | 0 | 0 | 0 | 0 | 0 | 0 | 0 | 0 | 0 | 0 | 0
F3_Industrial_Primary Metals_New_Process_Natural Gas_Strategic Energy Management_A_Achievable Technical Potential | F3 | Industrial | Primary Metals | New | Process | Natural Gas | Strategic Energy Management | A | Original Unit Winter Peak Savings (kW) | Achievable Technical Potential | 0 | 0 | 0 | 0 | 0 | 0 | 0 | 0 | 0 | 0 | 0 | 0 | 0 | 0 | 0 | 0 | 0 | 0 | 0 | 0 | 0 | 0 | 0 | 0 | 0 | 0 | 0 | 0 | 0 | 0 | 0
F4_Industrial_Primary Metals_New_Process_Natural Gas_Strategic Energy Management_A_Achievable Technical Potential | F4 | Industrial | Primary Metals | New | Process | Natural Gas | Strategic Energy Management | A | Standalone Impact on Baseline Energy (%) | Achievable Technical Potential | 0% | 0% | 0% | 0% | 0% | 0.08224% | 0.1517% | 0.2134% | 0.2705% | 0.3241% | 0.3325% | 0.3397% | 0.3456% | 0.3507% | 0.3553% | 0.359% | 0.3624% | 0.3653% | 0.3678% | 0.3702% | 0.3723% | 0.3742% | 0.3759% | 0.3774% | 0.0037887 | 0.0036463 | 0.0035147 | 0.0033925 | 0 | 0 | 0
F5_Industrial_Primary Metals_New_Process_Natural Gas_Strategic Energy Management_A_Achievable Technical Potential | F5 | Industrial | Primary Metals | New | Process | Natural Gas | Strategic Energy Management | A | Standalone Impact on Baseline Summer Peak (%) | Achievable Technical Potential | 0% | 0% | 0% | 0% | 0% | 0% | 0% | 0% | 0% | 0% | 0% | 0% | 0% | 0% | 0% | 0% | 0% | 0% | 0% | 0% | 0% | 0% | 0% | 0% | 0 | 0 | 0 | 0 | 0 | 0 | 0
F6_Industrial_Primary Metals_New_Process_Natural Gas_Strategic Energy Management_A_Achievable Technical Potential | F6 | Industrial | Primary Metals | New | Process | Natural Gas | Strategic Energy Management | A | Standalone Impact on Baseline Winter Peak (%) | Achievable Technical Potential | 0% | 0% | 0% | 0% | 0% | 0% | 0% | 0% | 0% | 0% | 0% | 0% | 0% | 0% | 0% | 0% | 0% | 0% | 0% | 0% | 0% | 0% | 0% | 0% | 0 | 0 | 0 | 0 | 0 | 0 | 0
F7_Industrial_Primary Metals_New_Process_Natural Gas_Strategic Energy Management_A_Achievable Technical Potential | F7 | Industrial | Primary Metals | New | Process | Natural Gas | Strategic Energy Management | A | Incremental Energy Savings (MWh or mTherms) | Achievable Technical Potential | 0 | 0 | 0 | 0 | 0 | 0.18142 | 0.21493 | 0.24843 | 0.28172 | 0.31504 | 0.34838 | 0.3813 | 0.41413 | 0.44689 | 0.47913 | 0.5115 | 0.54356 | 0.57562 | 0.60752 | 0.63913 | 0.67078 | 0.7023 | 0.7337 | 0.76499 | 0.79617 | 0.67078 | 0.7023 | 0.7337 | 0 | 0 | 0
F8_Industrial_Primary Metals_New_Process_Natural Gas_Strategic Energy Management_A_Achievable Technical Potential | F8 | Industrial | Primary Metals | New | Process | Natural Gas | Strategic Energy Management | A | Incremental Summer Peak Savings (MW) | Achievable Technical Potential | 0 | 0 | 0 | 0 | 0 | 0 | 0 | 0 | 0 | 0 | 0 | 0 | 0 | 0 | 0 | 0 | 0 | 0 | 0 | 0 | 0 | 0 | 0 | 0 | 0 | 0 | 0 | 0 | 0 | 0 | 0
F9_Industrial_Primary Metals_New_Process_Natural Gas_Strategic Energy Management_A_Achievable Technical Potential | F9 | Industrial | Primary Metals | New | Process | Natural Gas | Strategic Energy Management | A | Incremental Winter Peak Savings (MW) | Achievable Technical Potential | 0 | 0 | 0 | 0 | 0 | 0 | 0 | 0 | 0 | 0 | 0 | 0 | 0 | 0 | 0 | 0 | 0 | 0 | 0 | 0 | 0 | 0 | 0 | 0 | 0 | 0 | 0 | 0 | 0 | 0 | 0
F10_Industrial_Primary Metals_New_Process_Natural Gas_Strategic Energy Management_A_Achievable Technical Potential | F10 | Industrial | Primary Metals | New | Process | Natural Gas | Strategic Energy Management | A | Cumulative Energy Savings (MWh or mTherms) | Achievable Technical Potential | 0 | 0 | 0 | 0 | 0 | 0.18142 | 0.39635 | 0.64478 | 0.9265 | 1.2415 | 1.4085 | 1.5749 | 1.7406 | 1.9057 | 2.0698 | 2.233 | 2.3952 | 2.5567 | 2.7173 | 2.8773 | 3.0366 | 3.1954 | 3.3534 | 3.5109 | 3.6679 | 3.6679 | 3.6679 | 3.6679 | 0 | 0 | 0
F11_Industrial_Primary Metals_New_Process_Natural Gas_Strategic Energy Management_A_Achievable Technical Potential | F11 | Industrial | Primary Metals | New | Process | Natural Gas | Strategic Energy Management | A | Cumulative Summer Peak Savings (MW) | Achievable Technical Potential | 0 | 0 | 0 | 0 | 0 | 0 | 0 | 0 | 0 | 0 | 0 | 0 | 0 | 0 | 0 | 0 | 0 | 0 | 0 | 0 | 0 | 0 | 0 | 0 | 0 | 0 | 0 | 0 | 0 | 0 | 0
F12_Industrial_Primary Metals_New_Process_Natural Gas_Strategic Energy Management_A_Achievable Technical Potential | F12 | Industrial | Primary Metals | New | Process | Natural Gas | Strategic Energy Management | A | Cumulative Winter Peak Savings (MW) | Achievable Technical Potential | 0 | 0 | 0 | 0 | 0 | 0 | 0 | 0 | 0 | 0 | 0 | 0 | 0 | 0 | 0 | 0 | 0 | 0 | 0 | 0 | 0 | 0 | 0 | 0 | 0 | 0 | 0 | 0 | 0 | 0 | 0
F13_Industrial_Primary Metals_New_Process_Natural Gas_Strategic Energy Management_A_Achievable Technical Potential | F13 | Industrial | Primary Metals | New | Process | Natural Gas | Strategic Energy Management | A | Purchases (Incremental) | Achievable Technical Potential | 0 | 0 | 0 | 0 | 0 | 1.8 | 2.1325 | 2.4648 | 2.7952 | 3.1257 | 3.4565 | 3.7831 | 4.1089 | 4.4339 | 4.7538 | 5.0749 | 5.393 | 5.7111 | 6.0276 | 6.3413 | 6.6553 | 6.9681 | 7.2796 | 7.59 | 7.8993 | 6.6553 | 6.9681 | 7.2796 | 7.59 | 7.8993 | 6.6553
F14_Industrial_Primary Metals_New_Process_Natural Gas_Strategic Energy Management_A_Achievable Technical Potential | F14 | Industrial | Primary Metals | New | Process | Natural Gas | Strategic Energy Management | A | Purchases (Cumulative) | Achievable Technical Potential | 0 | 0 | 0 | 0 | 0 | 1.8 | 3.9325 | 6.3973 | 9.1925 | 12.3182 | 13.9747 | 15.6254 | 17.2694 | 18.9082 | 20.5363 | 22.1547 | 23.7646 | 25.3668 | 26.9605 | 28.5479 | 30.1283 | 31.7034 | 33.2719 | 34.8343 | 36.3923 | 36.3923 | 36.3923 | 36.3923 | 36.3923 | 36.3923 | 36.3923
F1_Industrial_Primary Metals_New_Miscellaneous_Natural Gas_Strategic Energy Management_A_Achievable Technical Potential | F1 | Industrial | Primary Metals | New | Miscellaneous | Natural Gas | Strategic Energy Management | A | Original Unit Energy Savings (kWh or therms) | Achievable Technical Potential | 0 | 0 | 0 | 0 | 0 | 17.014 | 17.014 | 17.014 | 17.014 | 17.014 | 17.014 | 17.014 | 17.014 | 17.014 | 17.014 | 17.014 | 17.014 | 17.014 | 17.014 | 17.014 | 17.014 | 17.014 | 17.014 | 17.014 | 17.014 | 17.014 | 17.014 | 17.014 | 0 | 0 | 0
F2_Industrial_Primary Metals_New_Miscellaneous_Natural Gas_Strategic Energy Management_A_Achievable Technical Potential | F2 | Industrial | Primary Metals | New | Miscellaneous | Natural Gas | Strategic Energy Management | A | Original Unit Summer Peak Savings (kW) | Achievable Technical Potential | 0 | 0 | 0 | 0 | 0 | 0 | 0 | 0 | 0 | 0 | 0 | 0 | 0 | 0 | 0 | 0 | 0 | 0 | 0 | 0 | 0 | 0 | 0 | 0 | 0 | 0 | 0 | 0 | 0 | 0 | 0
F3_Industrial_Primary Metals_New_Miscellaneous_Natural Gas_Strategic Energy Management_A_Achievable Technical Potential | F3 | Industrial | Primary Metals | New | Miscellaneous | Natural Gas | Strategic Energy Management | A | Original Unit Winter Peak Savings (kW) | Achievable Technical Potential | 0 | 0 | 0 | 0 | 0 | 0 | 0 | 0 | 0 | 0 | 0 | 0 | 0 | 0 | 0 | 0 | 0 | 0 | 0 | 0 | 0 | 0 | 0 | 0 | 0 | 0 | 0 | 0 | 0 | 0 | 0
F4_Industrial_Primary Metals_New_Miscellaneous_Natural Gas_Strategic Energy Management_A_Achievable Technical Potential | F4 | Industrial | Primary Metals | New | Miscellaneous | Natural Gas | Strategic Energy Management | A | Standalone Impact on Baseline Energy (%) | Achievable Technical Potential | 0% | 0% | 0% | 0% | 0% | 0.08224% | 0.1517% | 0.2134% | 0.2705% | 0.3241% | 0.3325% | 0.3397% | 0.3456% | 0.3507% | 0.3553% | 0.359% | 0.3624% | 0.3653% | 0.3678% | 0.3702% | 0.3723% | 0.3742% | 0.3759% | 0.3774% | 0.0037887 | 0.0036463 | 0.0035147 | 0.0033925 | 0 | 0 | 0
F5_Industrial_Primary Metals_New_Miscellaneous_Natural Gas_Strategic Energy Management_A_Achievable Technical Potential | F5 | Industrial | Primary Metals | New | Miscellaneous | Natural Gas | Strategic Energy Management | A | Standalone Impact on Baseline Summer Peak (%) | Achievable Technical Potential | 0% | 0% | 0% | 0% | 0% | 0% | 0% | 0% | 0% | 0% | 0% | 0% | 0% | 0% | 0% | 0% | 0% | 0% | 0% | 0% | 0% | 0% | 0% | 0% | 0 | 0 | 0 | 0 | 0 | 0 | 0
F6_Industrial_Primary Metals_New_Miscellaneous_Natural Gas_Strategic Energy Management_A_Achievable Technical Potential | F6 | Industrial | Primary Metals | New | Miscellaneous | Natural Gas | Strategic Energy Management | A | Standalone Impact on Baseline Winter Peak (%) | Achievable Technical Potential | 0% | 0% | 0% | 0% | 0% | 0% | 0% | 0% | 0% | 0% | 0% | 0% | 0% | 0% | 0% | 0% | 0% | 0% | 0% | 0% | 0% | 0% | 0% | 0% | 0 | 0 | 0 | 0 | 0 | 0 | 0
F7_Industrial_Primary Metals_New_Miscellaneous_Natural Gas_Strategic Energy Management_A_Achievable Technical Potential | F7 | Industrial | Primary Metals | New | Miscellaneous | Natural Gas | Strategic Energy Management | A | Incremental Energy Savings (MWh or mTherms) | Achievable Technical Potential | 0 | 0 | 0 | 0 | 0 | 0.0076562 | 0.0090706 | 0.010484 | 0.011889 | 0.013295 | 0.014702 | 0.016092 | 0.017477 | 0.01886 | 0.02022 | 0.021586 | 0.022939 | 0.024292 | 0.025638 | 0.026973 | 0.028308 | 0.029639 | 0.030964 | 0.032284 | 0.0336 | 0.028308 | 0.029639 | 0.030964 | 0 | 0 | 0
F8_Industrial_Primary Metals_New_Miscellaneous_Natural Gas_Strategic Energy Management_A_Achievable Technical Potential | F8 | Industrial | Primary Metals | New | Miscellaneous | Natural Gas | Strategic Energy Management | A | Incremental Summer Peak Savings (MW) | Achievable Technical Potential | 0 | 0 | 0 | 0 | 0 | 0 | 0 | 0 | 0 | 0 | 0 | 0 | 0 | 0 | 0 | 0 | 0 | 0 | 0 | 0 | 0 | 0 | 0 | 0 | 0 | 0 | 0 | 0 | 0 | 0 | 0
F9_Industrial_Primary Metals_New_Miscellaneous_Natural Gas_Strategic Energy Management_A_Achievable Technical Potential | F9 | Industrial | Primary Metals | New | Miscellaneous | Natural Gas | Strategic Energy Management | A | Incremental Winter Peak Savings (MW) | Achievable Technical Potential | 0 | 0 | 0 | 0 | 0 | 0 | 0 | 0 | 0 | 0 | 0 | 0 | 0 | 0 | 0 | 0 | 0 | 0 | 0 | 0 | 0 | 0 | 0 | 0 | 0 | 0 | 0 | 0 | 0 | 0 | 0
F10_Industrial_Primary Metals_New_Miscellaneous_Natural Gas_Strategic Energy Management_A_Achievable Technical Potential | F10 | Industrial | Primary Metals | New | Miscellaneous | Natural Gas | Strategic Energy Management | A | Cumulative Energy Savings (MWh or mTherms) | Achievable Technical Potential | 0 | 0 | 0 | 0 | 0 | 0.0076562 | 0.016727 | 0.027211 | 0.0391 | 0.052395 | 0.059442 | 0.066463 | 0.073456 | 0.080426 | 0.087351 | 0.094235 | 0.10108 | 0.1079 | 0.11468 | 0.12143 | 0.12815 | 0.13485 | 0.14152 | 0.14817 | 0.1548 | 0.1548 | 0.1548 | 0.1548 | 0 | 0 | 0
F11_Industrial_Primary Metals_New_Miscellaneous_Natural Gas_Strategic Energy Management_A_Achievable Technical Potential | F11 | Industrial | Primary Metals | New | Miscellaneous | Natural Gas | Strategic Energy Management | A | Cumulative Summer Peak Savings (MW) | Achievable Technical Potential | 0 | 0 | 0 | 0 | 0 | 0 | 0 | 0 | 0 | 0 | 0 | 0 | 0 | 0 | 0 | 0 | 0 | 0 | 0 | 0 | 0 | 0 | 0 | 0 | 0 | 0 | 0 | 0 | 0 | 0 | 0
F12_Industrial_Primary Metals_New_Miscellaneous_Natural Gas_Strategic Energy Management_A_Achievable Technical Potential | F12 | Industrial | Primary Metals | New | Miscellaneous | Natural Gas | Strategic Energy Management | A | Cumulative Winter Peak Savings (MW) | Achievable Technical Potential | 0 | 0 | 0 | 0 | 0 | 0 | 0 | 0 | 0 | 0 | 0 | 0 | 0 | 0 | 0 | 0 | 0 | 0 | 0 | 0 | 0 | 0 | 0 | 0 | 0 | 0 | 0 | 0 | 0 | 0 | 0
F13_Industrial_Primary Metals_New_Miscellaneous_Natural Gas_Strategic Energy Management_A_Achievable Technical Potential | F13 | Industrial | Primary Metals | New | Miscellaneous | Natural Gas | Strategic Energy Management | A | Purchases (Incremental) | Achievable Technical Potential | 0 | 0 | 0 | 0 | 0 | 0.45 | 0.53312 | 0.6162 | 0.69879 | 0.78143 | 0.86413 | 0.94579 | 1.0272 | 1.1085 | 1.1885 | 1.2687 | 1.3483 | 1.4278 | 1.5069 | 1.5853 | 1.6638 | 1.742 | 1.8199 | 1.8975 | 1.9748 | 1.6638 | 1.742 | 1.8199 | 1.8975 | 1.9748 | 1.6638
F14_Industrial_Primary Metals_New_Miscellaneous_Natural Gas_Strategic Energy Management_A_Achievable Technical Potential | F14 | Industrial | Primary Metals | New | Miscellaneous | Natural Gas | Strategic Energy Management | A | Purchases (Cumulative) | Achievable Technical Potential | 0 | 0 | 0 | 0 | 0 | 0.45 | 0.98312 | 1.5993 | 2.2981 | 3.0795 | 3.4937 | 3.9063 | 4.3174 | 4.727 | 5.1341 | 5.5387 | 5.9411 | 6.3417 | 6.7401 | 7.137 | 7.5321 | 7.9258 | 8.318 | 8.7086 | 9.0981 | 9.0981 | 9.0981 | 9.0981 | 9.0981 | 9.0981 | 9.0981
F1_Industrial_Primary Metals_New_Space Heating_Natural Gas_Commissioning_A_Achievable Technical Potential | F1 | Industrial | Primary Metals | New | Space Heating | Natural Gas | Commissioning | A | Original Unit Energy Savings (kWh or therms) | Achievable Technical Potential | 0 | 0 | 0 | 0 | 0 | 20.2513 | 19.9896 | 19.7987 | 19.6539 | 19.5396 | 19.4471 | 19.3389 | 19.2254 | 19.1134 | 19.0051 | 18.92 | 18.853 | 18.7997 | 18.7152 | 18.6532 | 18.6084 | 18.5734 | 18.5734 | 18.5734 | 18.5734 | 18.5734 | 18.5734 | 18.5734 | 0 | 0 | 0
F2_Industrial_Primary Metals_New_Space Heating_Natural Gas_Commissioning_A_Achievable Technical Potential | F2 | Industrial | Primary Metals | New | Space Heating | Natural Gas | Commissioning | A | Original Unit Summer Peak Savings (kW) | Achievable Technical Potential | 0 | 0 | 0 | 0 | 0 | 0 | 0 | 0 | 0 | 0 | 0 | 0 | 0 | 0 | 0 | 0 | 0 | 0 | 0 | 0 | 0 | 0 | 0 | 0 | 0 | 0 | 0 | 0 | 0 | 0 | 0
F3_Industrial_Primary Metals_New_Space Heating_Natural Gas_Commissioning_A_Achievable Technical Potential | F3 | Industrial | Primary Metals | New | Space Heating | Natural Gas | Commissioning | A | Original Unit Winter Peak Savings (kW) | Achievable Technical Potential | 0 | 0 | 0 | 0 | 0 | 0 | 0 | 0 | 0 | 0 | 0 | 0 | 0 | 0 | 0 | 0 | 0 | 0 | 0 | 0 | 0 | 0 | 0 | 0 | 0 | 0 | 0 | 0 | 0 | 0 | 0
F4_Industrial_Primary Metals_New_Space Heating_Natural Gas_Commissioning_A_Achievable Technical Potential | F4 | Industrial | Primary Metals | New | Space Heating | Natural Gas | Commissioning | A | Standalone Impact on Baseline Energy (%) | Achievable Technical Potential | 0% | 0% | 0% | 0% | 0% | 0% | 0% | 0% | 0% | 0% | 0% | 0% | 0% | 0% | 0% | 0% | 0% | 0% | 0% | 0% | 0% | 0% | 0% | 0% | 0 | 0 | 0 | 0 | 0 | 0 | 0
F5_Industrial_Primary Metals_New_Space Heating_Natural Gas_Commissioning_A_Achievable Technical Potential | F5 | Industrial | Primary Metals | New | Space Heating | Natural Gas | Commissioning | A | Standalone Impact on Baseline Summer Peak (%) | Achievable Technical Potential | 0% | 0% | 0% | 0% | 0% | 0% | 0% | 0% | 0% | 0% | 0% | 0% | 0% | 0% | 0% | 0% | 0% | 0% | 0% | 0% | 0% | 0% | 0% | 0% | 0 | 0 | 0 | 0 | 0 | 0 | 0
F6_Industrial_Primary Metals_New_Space Heating_Natural Gas_Commissioning_A_Achievable Technical Potential | F6 | Industrial | Primary Metals | New | Space Heating | Natural Gas | Commissioning | A | Standalone Impact on Baseline Winter Peak (%) | Achievable Technical Potential | 0% | 0% | 0% | 0% | 0% | 0% | 0% | 0% | 0% | 0% | 0% | 0% | 0% | 0% | 0% | 0% | 0% | 0% | 0% | 0% | 0% | 0% | 0% | 0% | 0 | 0 | 0 | 0 | 0 | 0 | 0
F7_Industrial_Primary Metals_New_Space Heating_Natural Gas_Commissioning_A_Achievable Technical Potential | F7 | Industrial | Primary Metals | New | Space Heating | Natural Gas | Commissioning | A | Incremental Energy Savings (MWh or mTherms) | Achievable Technical Potential | 0 | 0 | 0 | 0 | 0 | 0 | 0 | 0 | 0 | 0 | 0 | 0 | 0 | 0 | 0 | 0 | 0 | 0 | 0 | 0 | 0 | 0 | 0 | 0 | 0 | 0 | 0 | 0 | 0 | 0 | 0
F8_Industrial_Primary Metals_New_Space Heating_Natural Gas_Commissioning_A_Achievable Technical Potential | F8 | Industrial | Primary Metals | New | Space Heating | Natural Gas | Commissioning | A | Incremental Summer Peak Savings (MW) | Achievable Technical Potential | 0 | 0 | 0 | 0 | 0 | 0 | 0 | 0 | 0 | 0 | 0 | 0 | 0 | 0 | 0 | 0 | 0 | 0 | 0 | 0 | 0 | 0 | 0 | 0 | 0 | 0 | 0 | 0 | 0 | 0 | 0
F9_Industrial_Primary Metals_New_Space Heating_Natural Gas_Commissioning_A_Achievable Technical Potential | F9 | Industrial | Primary Metals | New | Space Heating | Natural Gas | Commissioning | A | Incremental Winter Peak Savings (MW) | Achievable Technical Potential | 0 | 0 | 0 | 0 | 0 | 0 | 0 | 0 | 0 | 0 | 0 | 0 | 0 | 0 | 0 | 0 | 0 | 0 | 0 | 0 | 0 | 0 | 0 | 0 | 0 | 0 | 0 | 0 | 0 | 0 | 0
F10_Industrial_Primary Metals_New_Space Heating_Natural Gas_Commissioning_A_Achievable Technical Potential | F10 | Industrial | Primary Metals | New | Space Heating | Natural Gas | Commissioning | A | Cumulative Energy Savings (MWh or mTherms) | Achievable Technical Potential | 0 | 0 | 0 | 0 | 0 | 0 | 0 | 0 | 0 | 0 | 0 | 0 | 0 | 0 | 0 | 0 | 0 | 0 | 0 | 0 | 0 | 0 | 0 | 0 | 0 | 0 | 0 | 0 | 0 | 0 | 0
F11_Industrial_Primary Metals_New_Space Heating_Natural Gas_Commissioning_A_Achievable Technical Potential | F11 | Industrial | Primary Metals | New | Space Heating | Natural Gas | Commissioning | A | Cumulative Summer Peak Savings (MW) | Achievable Technical Potential | 0 | 0 | 0 | 0 | 0 | 0 | 0 | 0 | 0 | 0 | 0 | 0 | 0 | 0 | 0 | 0 | 0 | 0 | 0 | 0 | 0 | 0 | 0 | 0 | 0 | 0 | 0 | 0 | 0 | 0 | 0
F12_Industrial_Primary Metals_New_Space Heating_Natural Gas_Commissioning_A_Achievable Technical Potential | F12 | Industrial | Primary Metals | New | Space Heating | Natural Gas | Commissioning | A | Cumulative Winter Peak Savings (MW) | Achievable Technical Potential | 0 | 0 | 0 | 0 | 0 | 0 | 0 | 0 | 0 | 0 | 0 | 0 | 0 | 0 | 0 | 0 | 0 | 0 | 0 | 0 | 0 | 0 | 0 | 0 | 0 | 0 | 0 | 0 | 0 | 0 | 0
F13_Industrial_Primary Metals_New_Space Heating_Natural Gas_Commissioning_A_Achievable Technical Potential | F13 | Industrial | Primary Metals | New | Space Heating | Natural Gas | Commissioning | A | Purchases (Incremental) | Achievable Technical Potential | 0 | 0 | 0 | 0 | 0 | 0 | 0 | 0 | 0 | 0 | 0 | 0 | 0 | 0 | 0 | 0 | 0 | 0 | 0 | 0 | 0 | 0 | 0 | 0 | 0 | 0 | 0 | 0 | 0 | 0 | 0
F14_Industrial_Primary Metals_New_Space Heating_Natural Gas_Commissioning_A_Achievable Technical Potential | F14 | Industrial | Primary Metals | New | Space Heating | Natural Gas | Commissioning | A | Purchases (Cumulative) | Achievable Technical Potential | 0 | 0 | 0 | 0 | 0 | 0 | 0 | 0 | 0 | 0 | 0 | 0 | 0 | 0 | 0 | 0 | 0 | 0 | 0 | 0 | 0 | 0 | 0 | 0 | 0 | 0 | 0 | 0 | 0 | 0 | 0
F1_Industrial_Primary Metals_New_Process_Natural Gas_Commissioning_A_Achievable Technical Potential | F1 | Industrial | Primary Metals | New | Process | Natural Gas | Commissioning | A | Original Unit Energy Savings (kWh or therms) | Achievable Technical Potential | 0 | 0 | 0 | 0 | 0 | 562.5435 | 562.5435 | 562.5435 | 562.5435 | 562.5435 | 562.5435 | 562.5435 | 562.5435 | 562.5435 | 562.5435 | 562.5435 | 562.5435 | 562.5435 | 562.5435 | 562.5435 | 562.5435 | 562.5435 | 562.5435 | 562.5435 | 562.5435 | 562.5435 | 562.5435 | 562.5435 | 0 | 0 | 0
F2_Industrial_Primary Metals_New_Process_Natural Gas_Commissioning_A_Achievable Technical Potential | F2 | Industrial | Primary Metals | New | Process | Natural Gas | Commissioning | A | Original Unit Summer Peak Savings (kW) | Achievable Technical Potential | 0 | 0 | 0 | 0 | 0 | 0 | 0 | 0 | 0 | 0 | 0 | 0 | 0 | 0 | 0 | 0 | 0 | 0 | 0 | 0 | 0 | 0 | 0 | 0 | 0 | 0 | 0 | 0 | 0 | 0 | 0
F3_Industrial_Primary Metals_New_Process_Natural Gas_Commissioning_A_Achievable Technical Potential | F3 | Industrial | Primary Metals | New | Process | Natural Gas | Commissioning | A | Original Unit Winter Peak Savings (kW) | Achievable Technical Potential | 0 | 0 | 0 | 0 | 0 | 0 | 0 | 0 | 0 | 0 | 0 | 0 | 0 | 0 | 0 | 0 | 0 | 0 | 0 | 0 | 0 | 0 | 0 | 0 | 0 | 0 | 0 | 0 | 0 | 0 | 0
F4_Industrial_Primary Metals_New_Process_Natural Gas_Commissioning_A_Achievable Technical Potential | F4 | Industrial | Primary Metals | New | Process | Natural Gas | Commissioning | A | Standalone Impact on Baseline Energy (%) | Achievable Technical Potential | 0% | 0% | 0% | 0% | 0% | 0% | 0% | 0% | 0% | 0% | 0% | 0% | 0% | 0% | 0% | 0% | 0% | 0% | 0% | 0% | 0% | 0% | 0% | 0% | 0 | 0 | 0 | 0 | 0 | 0 | 0
F5_Industrial_Primary Metals_New_Process_Natural Gas_Commissioning_A_Achievable Technical Potential | F5 | Industrial | Primary Metals | New | Process | Natural Gas | Commissioning | A | Standalone Impact on Baseline Summer Peak (%) | Achievable Technical Potential | 0% | 0% | 0% | 0% | 0% | 0% | 0% | 0% | 0% | 0% | 0% | 0% | 0% | 0% | 0% | 0% | 0% | 0% | 0% | 0% | 0% | 0% | 0% | 0% | 0 | 0 | 0 | 0 | 0 | 0 | 0
F6_Industrial_Primary Metals_New_Process_Natural Gas_Commissioning_A_Achievable Technical Potential | F6 | Industrial | Primary Metals | New | Process | Natural Gas | Commissioning | A | Standalone Impact on Baseline Winter Peak (%) | Achievable Technical Potential | 0% | 0% | 0% | 0% | 0% | 0% | 0% | 0% | 0% | 0% | 0% | 0% | 0% | 0% | 0% | 0% | 0% | 0% | 0% | 0% | 0% | 0% | 0% | 0% | 0 | 0 | 0 | 0 | 0 | 0 | 0
F7_Industrial_Primary Metals_New_Process_Natural Gas_Commissioning_A_Achievable Technical Potential | F7 | Industrial | Primary Metals | New | Process | Natural Gas | Commissioning | A | Incremental Energy Savings (MWh or mTherms) | Achievable Technical Potential | 0 | 0 | 0 | 0 | 0 | 0 | 0 | 0 | 0 | 0 | 0 | 0 | 0 | 0 | 0 | 0 | 0 | 0 | 0 | 0 | 0 | 0 | 0 | 0 | 0 | 0 | 0 | 0 | 0 | 0 | 0
F8_Industrial_Primary Metals_New_Process_Natural Gas_Commissioning_A_Achievable Technical Potential | F8 | Industrial | Primary Metals | New | Process | Natural Gas | Commissioning | A | Incremental Summer Peak Savings (MW) | Achievable Technical Potential | 0 | 0 | 0 | 0 | 0 | 0 | 0 | 0 | 0 | 0 | 0 | 0 | 0 | 0 | 0 | 0 | 0 | 0 | 0 | 0 | 0 | 0 | 0 | 0 | 0 | 0 | 0 | 0 | 0 | 0 | 0
F9_Industrial_Primary Metals_New_Process_Natural Gas_Commissioning_A_Achievable Technical Potential | F9 | Industrial | Primary Metals | New | Process | Natural Gas | Commissioning | A | Incremental Winter Peak Savings (MW) | Achievable Technical Potential | 0 | 0 | 0 | 0 | 0 | 0 | 0 | 0 | 0 | 0 | 0 | 0 | 0 | 0 | 0 | 0 | 0 | 0 | 0 | 0 | 0 | 0 | 0 | 0 | 0 | 0 | 0 | 0 | 0 | 0 | 0
F10_Industrial_Primary Metals_New_Process_Natural Gas_Commissioning_A_Achievable Technical Potential | F10 | Industrial | Primary Metals | New | Process | Natural Gas | Commissioning | A | Cumulative Energy Savings (MWh or mTherms) | Achievable Technical Potential | 0 | 0 | 0 | 0 | 0 | 0 | 0 | 0 | 0 | 0 | 0 | 0 | 0 | 0 | 0 | 0 | 0 | 0 | 0 | 0 | 0 | 0 | 0 | 0 | 0 | 0 | 0 | 0 | 0 | 0 | 0
F11_Industrial_Primary Metals_New_Process_Natural Gas_Commissioning_A_Achievable Technical Potential | F11 | Industrial | Primary Metals | New | Process | Natural Gas | Commissioning | A | Cumulative Summer Peak Savings (MW) | Achievable Technical Potential | 0 | 0 | 0 | 0 | 0 | 0 | 0 | 0 | 0 | 0 | 0 | 0 | 0 | 0 | 0 | 0 | 0 | 0 | 0 | 0 | 0 | 0 | 0 | 0 | 0 | 0 | 0 | 0 | 0 | 0 | 0
F12_Industrial_Primary Metals_New_Process_Natural Gas_Commissioning_A_Achievable Technical Potential | F12 | Industrial | Primary Metals | New | Process | Natural Gas | Commissioning | A | Cumulative Winter Peak Savings (MW) | Achievable Technical Potential | 0 | 0 | 0 | 0 | 0 | 0 | 0 | 0 | 0 | 0 | 0 | 0 | 0 | 0 | 0 | 0 | 0 | 0 | 0 | 0 | 0 | 0 | 0 | 0 | 0 | 0 | 0 | 0 | 0 | 0 | 0
F13_Industrial_Primary Metals_New_Process_Natural Gas_Commissioning_A_Achievable Technical Potential | F13 | Industrial | Primary Metals | New | Process | Natural Gas | Commissioning | A | Purchases (Incremental) | Achievable Technical Potential | 0 | 0 | 0 | 0 | 0 | 0 | 0 | 0 | 0 | 0 | 0 | 0 | 0 | 0 | 0 | 0 | 0 | 0 | 0 | 0 | 0 | 0 | 0 | 0 | 0 | 0 | 0 | 0 | 0 | 0 | 0
F14_Industrial_Primary Metals_New_Process_Natural Gas_Commissioning_A_Achievable Technical Potential | F14 | Industrial | Primary Metals | New | Process | Natural Gas | Commissioning | A | Purchases (Cumulative) | Achievable Technical Potential | 0 | 0 | 0 | 0 | 0 | 0 | 0 | 0 | 0 | 0 | 0 | 0 | 0 | 0 | 0 | 0 | 0 | 0 | 0 | 0 | 0 | 0 | 0 | 0 | 0 | 0 | 0 | 0 | 0 | 0 | 0
F1_Industrial_Primary Metals_New_Space Heating_Natural Gas_Retrocommissioning_A_Achievable Technical Potential | F1 | Industrial | Primary Metals | New | Space Heating | Natural Gas | Retrocommissioning | A | Original Unit Energy Savings (kWh or therms) | Achievable Technical Potential | 0 | 0 | 0 | 0 | 0 | 0 | 0 | 0 | 0 | 0 | 0 | 0 | 0 | 0 | 0 | 0 | 0 | 0 | 0 | 0 | 0 | 0 | 0 | 0 | 0 | 0 | 0 | 0 | 0 | 0 | 0
F2_Industrial_Primary Metals_New_Space Heating_Natural Gas_Retrocommissioning_A_Achievable Technical Potential | F2 | Industrial | Primary Metals | New | Space Heating | Natural Gas | Retrocommissioning | A | Original Unit Summer Peak Savings (kW) | Achievable Technical Potential | 0 | 0 | 0 | 0 | 0 | 0 | 0 | 0 | 0 | 0 | 0 | 0 | 0 | 0 | 0 | 0 | 0 | 0 | 0 | 0 | 0 | 0 | 0 | 0 | 0 | 0 | 0 | 0 | 0 | 0 | 0
F3_Industrial_Primary Metals_New_Space Heating_Natural Gas_Retrocommissioning_A_Achievable Technical Potential | F3 | Industrial | Primary Metals | New | Space Heating | Natural Gas | Retrocommissioning | A | Original Unit Winter Peak Savings (kW) | Achievable Technical Potential | 0 | 0 | 0 | 0 | 0 | 0 | 0 | 0 | 0 | 0 | 0 | 0 | 0 | 0 | 0 | 0 | 0 | 0 | 0 | 0 | 0 | 0 | 0 | 0 | 0 | 0 | 0 | 0 | 0 | 0 | 0
F4_Industrial_Primary Metals_New_Space Heating_Natural Gas_Retrocommissioning_A_Achievable Technical Potential | F4 | Industrial | Primary Metals | New | Space Heating | Natural Gas | Retrocommissioning | A | Standalone Impact on Baseline Energy (%) | Achievable Technical Potential | 0% | 0% | 0% | 0% | 0% | 0% | 0% | 0% | 0% | 0% | 0% | 0% | 0% | 0% | 0% | 0% | 0% | 0% | 0% | 0% | 0% | 0% | 0% | 0% | 0 | 0 | 0 | 0 | 0 | 0 | 0
F5_Industrial_Primary Metals_New_Space Heating_Natural Gas_Retrocommissioning_A_Achievable Technical Potential | F5 | Industrial | Primary Metals | New | Space Heating | Natural Gas | Retrocommissioning | A | Standalone Impact on Baseline Summer Peak (%) | Achievable Technical Potential | 0% | 0% | 0% | 0% | 0% | 0% | 0% | 0% | 0% | 0% | 0% | 0% | 0% | 0% | 0% | 0% | 0% | 0% | 0% | 0% | 0% | 0% | 0% | 0% | 0 | 0 | 0 | 0 | 0 | 0 | 0
F6_Industrial_Primary Metals_New_Space Heating_Natural Gas_Retrocommissioning_A_Achievable Technical Potential | F6 | Industrial | Primary Metals | New | Space Heating | Natural Gas | Retrocommissioning | A | Standalone Impact on Baseline Winter Peak (%) | Achievable Technical Potential | 0% | 0% | 0% | 0% | 0% | 0% | 0% | 0% | 0% | 0% | 0% | 0% | 0% | 0% | 0% | 0% | 0% | 0% | 0% | 0% | 0% | 0% | 0% | 0% | 0 | 0 | 0 | 0 | 0 | 0 | 0
F7_Industrial_Primary Metals_New_Space Heating_Natural Gas_Retrocommissioning_A_Achievable Technical Potential | F7 | Industrial | Primary Metals | New | Space Heating | Natural Gas | Retrocommissioning | A | Incremental Energy Savings (MWh or mTherms) | Achievable Technical Potential | 0 | 0 | 0 | 0 | 0 | 0 | 0 | 0 | 0 | 0 | 0 | 0 | 0 | 0 | 0 | 0 | 0 | 0 | 0 | 0 | 0 | 0 | 0 | 0 | 0 | 0 | 0 | 0 | 0 | 0 | 0
F8_Industrial_Primary Metals_New_Space Heating_Natural Gas_Retrocommissioning_A_Achievable Technical Potential | F8 | Industrial | Primary Metals | New | Space Heating | Natural Gas | Retrocommissioning | A | Incremental Summer Peak Savings (MW) | Achievable Technical Potential | 0 | 0 | 0 | 0 | 0 | 0 | 0 | 0 | 0 | 0 | 0 | 0 | 0 | 0 | 0 | 0 | 0 | 0 | 0 | 0 | 0 | 0 | 0 | 0 | 0 | 0 | 0 | 0 | 0 | 0 | 0
F9_Industrial_Primary Metals_New_Space Heating_Natural Gas_Retrocommissioning_A_Achievable Technical Potential | F9 | Industrial | Primary Metals | New | Space Heating | Natural Gas | Retrocommissioning | A | Incremental Winter Peak Savings (MW) | Achievable Technical Potential | 0 | 0 | 0 | 0 | 0 | 0 | 0 | 0 | 0 | 0 | 0 | 0 | 0 | 0 | 0 | 0 | 0 | 0 | 0 | 0 | 0 | 0 | 0 | 0 | 0 | 0 | 0 | 0 | 0 | 0 | 0
F10_Industrial_Primary Metals_New_Space Heating_Natural Gas_Retrocommissioning_A_Achievable Technical Potential | F10 | Industrial | Primary Metals | New | Space Heating | Natural Gas | Retrocommissioning | A | Cumulative Energy Savings (MWh or mTherms) | Achievable Technical Potential | 0 | 0 | 0 | 0 | 0 | 0 | 0 | 0 | 0 | 0 | 0 | 0 | 0 | 0 | 0 | 0 | 0 | 0 | 0 | 0 | 0 | 0 | 0 | 0 | 0 | 0 | 0 | 0 | 0 | 0 | 0
F11_Industrial_Primary Metals_New_Space Heating_Natural Gas_Retrocommissioning_A_Achievable Technical Potential | F11 | Industrial | Primary Metals | New | Space Heating | Natural Gas | Retrocommissioning | A | Cumulative Summer Peak Savings (MW) | Achievable Technical Potential | 0 | 0 | 0 | 0 | 0 | 0 | 0 | 0 | 0 | 0 | 0 | 0 | 0 | 0 | 0 | 0 | 0 | 0 | 0 | 0 | 0 | 0 | 0 | 0 | 0 | 0 | 0 | 0 | 0 | 0 | 0
F12_Industrial_Primary Metals_New_Space Heating_Natural Gas_Retrocommissioning_A_Achievable Technical Potential | F12 | Industrial | Primary Metals | New | Space Heating | Natural Gas | Retrocommissioning | A | Cumulative Winter Peak Savings (MW) | Achievable Technical Potential | 0 | 0 | 0 | 0 | 0 | 0 | 0 | 0 | 0 | 0 | 0 | 0 | 0 | 0 | 0 | 0 | 0 | 0 | 0 | 0 | 0 | 0 | 0 | 0 | 0 | 0 | 0 | 0 | 0 | 0 | 0
F13_Industrial_Primary Metals_New_Space Heating_Natural Gas_Retrocommissioning_A_Achievable Technical Potential | F13 | Industrial | Primary Metals | New | Space Heating | Natural Gas | Retrocommissioning | A | Purchases (Incremental) | Achievable Technical Potential | 0 | 0 | 0 | 0 | 0 | 0 | 0 | 0 | 0 | 0 | 0 | 0 | 0 | 0 | 0 | 0 | 0 | 0 | 0 | 0 | 0 | 0 | 0 | 0 | 0 | 0 | 0 | 0 | 0 | 0 | 0
F14_Industrial_Primary Metals_New_Space Heating_Natural Gas_Retrocommissioning_A_Achievable Technical Potential | F14 | Industrial | Primary Metals | New | Space Heating | Natural Gas | Retrocommissioning | A | Purchases (Cumulative) | Achievable Technical Potential | 0 | 0 | 0 | 0 | 0 | 0 | 0 | 0 | 0 | 0 | 0 | 0 | 0 | 0 | 0 | 0 | 0 | 0 | 0 | 0 | 0 | 0 | 0 | 0 | 0 | 0 | 0 | 0 | 0 | 0 | 0
F1_Industrial_Primary Metals_New_Process_Natural Gas_Retrocommissioning_A_Achievable Technical Potential | F1 | Industrial | Primary Metals | New | Process | Natural Gas | Retrocommissioning | A | Original Unit Energy Savings (kWh or therms) | Achievable Technical Potential | 0 | 0 | 0 | 0 | 0 | 0 | 0 | 0 | 0 | 0 | 0 | 0 | 0 | 0 | 0 | 0 | 0 | 0 | 0 | 0 | 0 | 0 | 0 | 0 | 0 | 0 | 0 | 0 | 0 | 0 | 0
F2_Industrial_Primary Metals_New_Process_Natural Gas_Retrocommissioning_A_Achievable Technical Potential | F2 | Industrial | Primary Metals | New | Process | Natural Gas | Retrocommissioning | A | Original Unit Summer Peak Savings (kW) | Achievable Technical Potential | 0 | 0 | 0 | 0 | 0 | 0 | 0 | 0 | 0 | 0 | 0 | 0 | 0 | 0 | 0 | 0 | 0 | 0 | 0 | 0 | 0 | 0 | 0 | 0 | 0 | 0 | 0 | 0 | 0 | 0 | 0
F3_Industrial_Primary Metals_New_Process_Natural Gas_Retrocommissioning_A_Achievable Technical Potential | F3 | Industrial | Primary Metals | New | Process | Natural Gas | Retrocommissioning | A | Original Unit Winter Peak Savings (kW) | Achievable Technical Potential | 0 | 0 | 0 | 0 | 0 | 0 | 0 | 0 | 0 | 0 | 0 | 0 | 0 | 0 | 0 | 0 | 0 | 0 | 0 | 0 | 0 | 0 | 0 | 0 | 0 | 0 | 0 | 0 | 0 | 0 | 0
F4_Industrial_Primary Metals_New_Process_Natural Gas_Retrocommissioning_A_Achievable Technical Potential | F4 | Industrial | Primary Metals | New | Process | Natural Gas | Retrocommissioning | A | Standalone Impact on Baseline Energy (%) | Achievable Technical Potential | 0% | 0% | 0% | 0% | 0% | 0% | 0% | 0% | 0% | 0% | 0% | 0% | 0% | 0% | 0% | 0% | 0% | 0% | 0% | 0% | 0% | 0% | 0% | 0% | 0 | 0 | 0 | 0 | 0 | 0 | 0
F5_Industrial_Primary Metals_New_Process_Natural Gas_Retrocommissioning_A_Achievable Technical Potential | F5 | Industrial | Primary Metals | New | Process | Natural Gas | Retrocommissioning | A | Standalone Impact on Baseline Summer Peak (%) | Achievable Technical Potential | 0% | 0% | 0% | 0% | 0% | 0% | 0% | 0% | 0% | 0% | 0% | 0% | 0% | 0% | 0% | 0% | 0% | 0% | 0% | 0% | 0% | 0% | 0% | 0% | 0 | 0 | 0 | 0 | 0 | 0 | 0
F6_Industrial_Primary Metals_New_Process_Natural Gas_Retrocommissioning_A_Achievable Technical Potential | F6 | Industrial | Primary Metals | New | Process | Natural Gas | Retrocommissioning | A | Standalone Impact on Baseline Winter Peak (%) | Achievable Technical Potential | 0% | 0% | 0% | 0% | 0% | 0% | 0% | 0% | 0% | 0% | 0% | 0% | 0% | 0% | 0% | 0% | 0% | 0% | 0% | 0% | 0% | 0% | 0% | 0% | 0 | 0 | 0 | 0 | 0 | 0 | 0
F7_Industrial_Primary Metals_New_Process_Natural Gas_Retrocommissioning_A_Achievable Technical Potential | F7 | Industrial | Primary Metals | New | Process | Natural Gas | Retrocommissioning | A | Incremental Energy Savings (MWh or mTherms) | Achievable Technical Potential | 0 | 0 | 0 | 0 | 0 | 0 | 0 | 0 | 0 | 0 | 0 | 0 | 0 | 0 | 0 | 0 | 0 | 0 | 0 | 0 | 0 | 0 | 0 | 0 | 0 | 0 | 0 | 0 | 0 | 0 | 0
F8_Industrial_Primary Metals_New_Process_Natural Gas_Retrocommissioning_A_Achievable Technical Potential | F8 | Industrial | Primary Metals | New | Process | Natural Gas | Retrocommissioning | A | Incremental Summer Peak Savings (MW) | Achievable Technical Potential | 0 | 0 | 0 | 0 | 0 | 0 | 0 | 0 | 0 | 0 | 0 | 0 | 0 | 0 | 0 | 0 | 0 | 0 | 0 | 0 | 0 | 0 | 0 | 0 | 0 | 0 | 0 | 0 | 0 | 0 | 0
F9_Industrial_Primary Metals_New_Process_Natural Gas_Retrocommissioning_A_Achievable Technical Potential | F9 | Industrial | Primary Metals | New | Process | Natural Gas | Retrocommissioning | A | Incremental Winter Peak Savings (MW) | Achievable Technical Potential | 0 | 0 | 0 | 0 | 0 | 0 | 0 | 0 | 0 | 0 | 0 | 0 | 0 | 0 | 0 | 0 | 0 | 0 | 0 | 0 | 0 | 0 | 0 | 0 | 0 | 0 | 0 | 0 | 0 | 0 | 0
F10_Industrial_Primary Metals_New_Process_Natural Gas_Retrocommissioning_A_Achievable Technical Potential | F10 | Industrial | Primary Metals | New | Process | Natural Gas | Retrocommissioning | A | Cumulative Energy Savings (MWh or mTherms) | Achievable Technical Potential | 0 | 0 | 0 | 0 | 0 | 0 | 0 | 0 | 0 | 0 | 0 | 0 | 0 | 0 | 0 | 0 | 0 | 0 | 0 | 0 | 0 | 0 | 0 | 0 | 0 | 0 | 0 | 0 | 0 | 0 | 0
F11_Industrial_Primary Metals_New_Process_Natural Gas_Retrocommissioning_A_Achievable Technical Potential | F11 | Industrial | Primary Metals | New | Process | Natural Gas | Retrocommissioning | A | Cumulative Summer Peak Savings (MW) | Achievable Technical Potential | 0 | 0 | 0 | 0 | 0 | 0 | 0 | 0 | 0 | 0 | 0 | 0 | 0 | 0 | 0 | 0 | 0 | 0 | 0 | 0 | 0 | 0 | 0 | 0 | 0 | 0 | 0 | 0 | 0 | 0 | 0
F12_Industrial_Primary Metals_New_Process_Natural Gas_Retrocommissioning_A_Achievable Technical Potential | F12 | Industrial | Primary Metals | New | Process | Natural Gas | Retrocommissioning | A | Cumulative Winter Peak Savings (MW) | Achievable Technical Potential | 0 | 0 | 0 | 0 | 0 | 0 | 0 | 0 | 0 | 0 | 0 | 0 | 0 | 0 | 0 | 0 | 0 | 0 | 0 | 0 | 0 | 0 | 0 | 0 | 0 | 0 | 0 | 0 | 0 | 0 | 0
F13_Industrial_Primary Metals_New_Process_Natural Gas_Retrocommissioning_A_Achievable Technical Potential | F13 | Industrial | Primary Metals | New | Process | Natural Gas | Retrocommissioning | A | Purchases (Incremental) | Achievable Technical Potential | 0 | 0 | 0 | 0 | 0 | 0 | 0 | 0 | 0 | 0 | 0 | 0 | 0 | 0 | 0 | 0 | 0 | 0 | 0 | 0 | 0 | 0 | 0 | 0 | 0 | 0 | 0 | 0 | 0 | 0 | 0
F14_Industrial_Primary Metals_New_Process_Natural Gas_Retrocommissioning_A_Achievable Technical Potential | F14 | Industrial | Primary Metals | New | Process | Natural Gas | Retrocommissioning | A | Purchases (Cumulative) | Achievable Technical Potential | 0 | 0 | 0 | 0 | 0 | 0 | 0 | 0 | 0 | 0 | 0 | 0 | 0 | 0 | 0 | 0 | 0 | 0 | 0 | 0 | 0 | 0 | 0 | 0 | 0 | 0 | 0 | 0 | 0 | 0 | 0
F1_Industrial_Stone, Clay, and Glass_Existing_Space Heating_Natural Gas_Insulation - Roof/Ceiling_A_Achievable Technical Potential | F1 | Industrial | Stone, Clay, and Glass | Existing | Space Heating | Natural Gas | Insulation - Roof/Ceiling | A | Original Unit Energy Savings (kWh or therms) | Achievable Technical Potential | 0 | 0 | 0 | 0 | 0 | 0.099591 | 0.099104 | 0.098502 | 0.097865 | 0.097198 | 0.096522 | 0.095828 | 0.095137 | 0.094449 | 0.093706 | 0.093019 | 0.09234 | 0.09171 | 0.091123 | 0.090551 | 0.090011 | 0.089458 | 0.08896 | 0.088489 | 0.088041 | 0.087626 | 0.087242 | 0.086887 | 0 | 0 | 0
F2_Industrial_Stone, Clay, and Glass_Existing_Space Heating_Natural Gas_Insulation - Roof/Ceiling_A_Achievable Technical Potential | F2 | Industrial | Stone, Clay, and Glass | Existing | Space Heating | Natural Gas | Insulation - Roof/Ceiling | A | Original Unit Summer Peak Savings (kW) | Achievable Technical Potential | 0 | 0 | 0 | 0 | 0 | 0 | 0 | 0 | 0 | 0 | 0 | 0 | 0 | 0 | 0 | 0 | 0 | 0 | 0 | 0 | 0 | 0 | 0 | 0 | 0 | 0 | 0 | 0 | 0 | 0 | 0
F3_Industrial_Stone, Clay, and Glass_Existing_Space Heating_Natural Gas_Insulation - Roof/Ceiling_A_Achievable Technical Potential | F3 | Industrial | Stone, Clay, and Glass | Existing | Space Heating | Natural Gas | Insulation - Roof/Ceiling | A | Original Unit Winter Peak Savings (kW) | Achievable Technical Potential | 0 | 0 | 0 | 0 | 0 | 0 | 0 | 0 | 0 | 0 | 0 | 0 | 0 | 0 | 0 | 0 | 0 | 0 | 0 | 0 | 0 | 0 | 0 | 0 | 0 | 0 | 0 | 0 | 0 | 0 | 0
F4_Industrial_Stone, Clay, and Glass_Existing_Space Heating_Natural Gas_Insulation - Roof/Ceiling_A_Achievable Technical Potential | F4 | Industrial | Stone, Clay, and Glass | Existing | Space Heating | Natural Gas | Insulation - Roof/Ceiling | A | Standalone Impact on Baseline Energy (%) | Achievable Technical Potential | 0% | 0% | 0% | 0% | 0% | 0.3808% | 1.047% | 2.09% | 3.54% | 5.384% | 7.608% | 9.95% | 12.29% | 14.65% | 16.49% | 18.21% | 19.42% | 20.42% | 21.23% | 21.62% | 21.97% | 22.22% | 22.41% | 22.49% | 0.22561 | 0.22627 | 0.22687 | 0.22742 | 0 | 0 | 0
F5_Industrial_Stone, Clay, and Glass_Existing_Space Heating_Natural Gas_Insulation - Roof/Ceiling_A_Achievable Technical Potential | F5 | Industrial | Stone, Clay, and Glass | Existing | Space Heating | Natural Gas | Insulation - Roof/Ceiling | A | Standalone Impact on Baseline Summer Peak (%) | Achievable Technical Potential | 0% | 0% | 0% | 0% | 0% | 0% | 0% | 0% | 0% | 0% | 0% | 0% | 0% | 0% | 0% | 0% | 0% | 0% | 0% | 0% | 0% | 0% | 0% | 0% | 0 | 0 | 0 | 0 | 0 | 0 | 0
F6_Industrial_Stone, Clay, and Glass_Existing_Space Heating_Natural Gas_Insulation - Roof/Ceiling_A_Achievable Technical Potential | F6 | Industrial | Stone, Clay, and Glass | Existing | Space Heating | Natural Gas | Insulation - Roof/Ceiling | A | Standalone Impact on Baseline Winter Peak (%) | Achievable Technical Potential | 0% | 0% | 0% | 0% | 0% | 0% | 0% | 0% | 0% | 0% | 0% | 0% | 0% | 0% | 0% | 0% | 0% | 0% | 0% | 0% | 0% | 0% | 0% | 0% | 0 | 0 | 0 | 0 | 0 | 0 | 0
F7_Industrial_Stone, Clay, and Glass_Existing_Space Heating_Natural Gas_Insulation - Roof/Ceiling_A_Achievable Technical Potential | F7 | Industrial | Stone, Clay, and Glass | Existing | Space Heating | Natural Gas | Insulation - Roof/Ceiling | A | Incremental Energy Savings (MWh or mTherms) | Achievable Technical Potential | 0 | 0 | 0 | 0 | 0 | 0.30316 | 0.52764 | 0.81098 | 1.1286 | 1.4278 | 1.6332 | 1.7414 | 1.7254 | 1.5733 | 1.371 | 1.1101 | 0.85723 | 0.62418 | 0.43026 | 0.28537 | 0.17977 | 0.10833 | 0.072675 | 0 | 0 | 0 | 0 | 0 | 0 | 0 | 0
F8_Industrial_Stone, Clay, and Glass_Existing_Space Heating_Natural Gas_Insulation - Roof/Ceiling_A_Achievable Technical Potential | F8 | Industrial | Stone, Clay, and Glass | Existing | Space Heating | Natural Gas | Insulation - Roof/Ceiling | A | Incremental Summer Peak Savings (MW) | Achievable Technical Potential | 0 | 0 | 0 | 0 | 0 | 0 | 0 | 0 | 0 | 0 | 0 | 0 | 0 | 0 | 0 | 0 | 0 | 0 | 0 | 0 | 0 | 0 | 0 | 0 | 0 | 0 | 0 | 0 | 0 | 0 | 0
F9_Industrial_Stone, Clay, and Glass_Existing_Space Heating_Natural Gas_Insulation - Roof/Ceiling_A_Achievable Technical Potential | F9 | Industrial | Stone, Clay, and Glass | Existing | Space Heating | Natural Gas | Insulation - Roof/Ceiling | A | Incremental Winter Peak Savings (MW) | Achievable Technical Potential | 0 | 0 | 0 | 0 | 0 | 0 | 0 | 0 | 0 | 0 | 0 | 0 | 0 | 0 | 0 | 0 | 0 | 0 | 0 | 0 | 0 | 0 | 0 | 0 | 0 | 0 | 0 | 0 | 0 | 0 | 0
F10_Industrial_Stone, Clay, and Glass_Existing_Space Heating_Natural Gas_Insulation - Roof/Ceiling_A_Achievable Technical Potential | F10 | Industrial | Stone, Clay, and Glass | Existing | Space Heating | Natural Gas | Insulation - Roof/Ceiling | A | Cumulative Energy Savings (MWh or mTherms) | Achievable Technical Potential | 0 | 0 | 0 | 0 | 0 | 0.30316 | 0.82932 | 1.6353 | 2.7533 | 4.1624 | 5.7667 | 7.4666 | 9.1381 | 10.6454 | 11.9326 | 12.9553 | 13.7179 | 14.2486 | 14.5876 | 14.7814 | 14.8729 | 14.89 | 14.8797 | 14.8009 | 14.726 | 14.6566 | 14.5924 | 14.533 | 0 | 0 | 0
F11_Industrial_Stone, Clay, and Glass_Existing_Space Heating_Natural Gas_Insulation - Roof/Ceiling_A_Achievable Technical Potential | F11 | Industrial | Stone, Clay, and Glass | Existing | Space Heating | Natural Gas | Insulation - Roof/Ceiling | A | Cumulative Summer Peak Savings (MW) | Achievable Technical Potential | 0 | 0 | 0 | 0 | 0 | 0 | 0 | 0 | 0 | 0 | 0 | 0 | 0 | 0 | 0 | 0 | 0 | 0 | 0 | 0 | 0 | 0 | 0 | 0 | 0 | 0 | 0 | 0 | 0 | 0 | 0
F12_Industrial_Stone, Clay, and Glass_Existing_Space Heating_Natural Gas_Insulation - Roof/Ceiling_A_Achievable Technical Potential | F12 | Industrial | Stone, Clay, and Glass | Existing | Space Heating | Natural Gas | Insulation - Roof/Ceiling | A | Cumulative Winter Peak Savings (MW) | Achievable Technical Potential | 0 | 0 | 0 | 0 | 0 | 0 | 0 | 0 | 0 | 0 | 0 | 0 | 0 | 0 | 0 | 0 | 0 | 0 | 0 | 0 | 0 | 0 | 0 | 0 | 0 | 0 | 0 | 0 | 0 | 0 | 0
F13_Industrial_Stone, Clay, and Glass_Existing_Space Heating_Natural Gas_Insulation - Roof/Ceiling_A_Achievable Technical Potential | F13 | Industrial | Stone, Clay, and Glass | Existing | Space Heating | Natural Gas | Insulation - Roof/Ceiling | A | Purchases (Incremental) | Achievable Technical Potential | 0 | 0 | 0 | 0 | 0 | 3044.0202 | 5324.1118 | 8233.11 | 11532.5856 | 14689.973 | 16920.6631 | 18172.4571 | 18135.5592 | 16657.7346 | 14631.1676 | 11934.292 | 9283.4317 | 6805.9952 | 4721.7003 | 3151.529 | 1997.2251 | 1210.974 | 816.9432 | 0 | 0 | 0 | 0 | 0 | 0 | 0 | 0
F14_Industrial_Stone, Clay, and Glass_Existing_Space Heating_Natural Gas_Insulation - Roof/Ceiling_A_Achievable Technical Potential | F14 | Industrial | Stone, Clay, and Glass | Existing | Space Heating | Natural Gas | Insulation - Roof/Ceiling | A | Purchases (Cumulative) | Achievable Technical Potential | 0 | 0 | 0 | 0 | 0 | 3044.0202 | 8368.132 | 16601.242 | 28133.8276 | 42823.8006 | 59744.4637 | 77916.9208 | 96052.48 | 112710.2145 | 127341.3821 | 139275.6742 | 148559.1059 | 155365.1011 | 160086.8015 | 163238.3304 | 165235.5555 | 166446.5295 | 167263.4727 | 167263.4727 | 167263.4727 | 167263.4727 | 167263.4727 | 167263.4727 | 167263.4727 | 167263.4727 | 167263.4727
F1_Industrial_Stone, Clay, and Glass_Existing_Space Heating_Natural Gas_Insulation - Wall Cavity_A_Achievable Technical Potential | F1 | Industrial | Stone, Clay, and Glass | Existing | Space Heating | Natural Gas | Insulation - Wall Cavity | A | Original Unit Energy Savings (kWh or therms) | Achievable Technical Potential | 0 | 0 | 0 | 0 | 0 | 0.017935 | 0.017848 | 0.017739 | 0.017625 | 0.017505 | 0.017383 | 0.017258 | 0.017133 | 0.017009 | 0.016876 | 0.016752 | 0.01663 | 0.016516 | 0.01641 | 0.016307 | 0.01621 | 0.016111 | 0.016021 | 0.015936 | 0.015855 | 0.015781 | 0.015712 | 0.015648 | 0 | 0 | 0
F2_Industrial_Stone, Clay, and Glass_Existing_Space Heating_Natural Gas_Insulation - Wall Cavity_A_Achievable Technical Potential | F2 | Industrial | Stone, Clay, and Glass | Existing | Space Heating | Natural Gas | Insulation - Wall Cavity | A | Original Unit Summer Peak Savings (kW) | Achievable Technical Potential | 0 | 0 | 0 | 0 | 0 | 0 | 0 | 0 | 0 | 0 | 0 | 0 | 0 | 0 | 0 | 0 | 0 | 0 | 0 | 0 | 0 | 0 | 0 | 0 | 0 | 0 | 0 | 0 | 0 | 0 | 0
F3_Industrial_Stone, Clay, and Glass_Existing_Space Heating_Natural Gas_Insulation - Wall Cavity_A_Achievable Technical Potential | F3 | Industrial | Stone, Clay, and Glass | Existing | Space Heating | Natural Gas | Insulation - Wall Cavity | A | Original Unit Winter Peak Savings (kW) | Achievable Technical Potential | 0 | 0 | 0 | 0 | 0 | 0 | 0 | 0 | 0 | 0 | 0 | 0 | 0 | 0 | 0 | 0 | 0 | 0 | 0 | 0 | 0 | 0 | 0 | 0 | 0 | 0 | 0 | 0 | 0 | 0 | 0
F4_Industrial_Stone, Clay, and Glass_Existing_Space Heating_Natural Gas_Insulation - Wall Cavity_A_Achievable Technical Potential | F4 | Industrial | Stone, Clay, and Glass | Existing | Space Heating | Natural Gas | Insulation - Wall Cavity | A | Standalone Impact on Baseline Energy (%) | Achievable Technical Potential | 0% | 0% | 0% | 0% | 0% | 0.06857% | 0.1886% | 0.3764% | 0.6376% | 0.9696% | 1.37% | 1.792% | 2.213% | 2.639% | 2.97% | 3.28% | 3.498% | 3.677% | 3.823% | 3.894% | 3.958% | 4.002% | 4.036% | 4.05% | 0.04063 | 0.040749 | 0.040857 | 0.040957 | 0 | 0 | 0
F5_Industrial_Stone, Clay, and Glass_Existing_Space Heating_Natural Gas_Insulation - Wall Cavity_A_Achievable Technical Potential | F5 | Industrial | Stone, Clay, and Glass | Existing | Space Heating | Natural Gas | Insulation - Wall Cavity | A | Standalone Impact on Baseline Summer Peak (%) | Achievable Technical Potential | 0% | 0% | 0% | 0% | 0% | 0% | 0% | 0% | 0% | 0% | 0% | 0% | 0% | 0% | 0% | 0% | 0% | 0% | 0% | 0% | 0% | 0% | 0% | 0% | 0 | 0 | 0 | 0 | 0 | 0 | 0
F6_Industrial_Stone, Clay, and Glass_Existing_Space Heating_Natural Gas_Insulation - Wall Cavity_A_Achievable Technical Potential | F6 | Industrial | Stone, Clay, and Glass | Existing | Space Heating | Natural Gas | Insulation - Wall Cavity | A | Standalone Impact on Baseline Winter Peak (%) | Achievable Technical Potential | 0% | 0% | 0% | 0% | 0% | 0% | 0% | 0% | 0% | 0% | 0% | 0% | 0% | 0% | 0% | 0% | 0% | 0% | 0% | 0% | 0% | 0% | 0% | 0% | 0 | 0 | 0 | 0 | 0 | 0 | 0
F7_Industrial_Stone, Clay, and Glass_Existing_Space Heating_Natural Gas_Insulation - Wall Cavity_A_Achievable Technical Potential | F7 | Industrial | Stone, Clay, and Glass | Existing | Space Heating | Natural Gas | Insulation - Wall Cavity | A | Incremental Energy Savings (MWh or mTherms) | Achievable Technical Potential | 0 | 0 | 0 | 0 | 0 | 0.054596 | 0.095024 | 0.14605 | 0.20326 | 0.25714 | 0.29413 | 0.31362 | 0.31072 | 0.28334 | 0.24691 | 0.19992 | 0.15438 | 0.11241 | 0.077485 | 0.051393 | 0.032375 | 0.01951 | 0.013088 | 0 | 0 | 0 | 0 | 0 | 0 | 0 | 0
F8_Industrial_Stone, Clay, and Glass_Existing_Space Heating_Natural Gas_Insulation - Wall Cavity_A_Achievable Technical Potential | F8 | Industrial | Stone, Clay, and Glass | Existing | Space Heating | Natural Gas | Insulation - Wall Cavity | A | Incremental Summer Peak Savings (MW) | Achievable Technical Potential | 0 | 0 | 0 | 0 | 0 | 0 | 0 | 0 | 0 | 0 | 0 | 0 | 0 | 0 | 0 | 0 | 0 | 0 | 0 | 0 | 0 | 0 | 0 | 0 | 0 | 0 | 0 | 0 | 0 | 0 | 0
F9_Industrial_Stone, Clay, and Glass_Existing_Space Heating_Natural Gas_Insulation - Wall Cavity_A_Achievable Technical Potential | F9 | Industrial | Stone, Clay, and Glass | Existing | Space Heating | Natural Gas | Insulation - Wall Cavity | A | Incremental Winter Peak Savings (MW) | Achievable Technical Potential | 0 | 0 | 0 | 0 | 0 | 0 | 0 | 0 | 0 | 0 | 0 | 0 | 0 | 0 | 0 | 0 | 0 | 0 | 0 | 0 | 0 | 0 | 0 | 0 | 0 | 0 | 0 | 0 | 0 | 0 | 0
F10_Industrial_Stone, Clay, and Glass_Existing_Space Heating_Natural Gas_Insulation - Wall Cavity_A_Achievable Technical Potential | F10 | Industrial | Stone, Clay, and Glass | Existing | Space Heating | Natural Gas | Insulation - Wall Cavity | A | Cumulative Energy Savings (MWh or mTherms) | Achievable Technical Potential | 0 | 0 | 0 | 0 | 0 | 0.054596 | 0.14935 | 0.29449 | 0.49585 | 0.74961 | 1.0385 | 1.3447 | 1.6457 | 1.9171 | 2.149 | 2.3331 | 2.4705 | 2.566 | 2.6271 | 2.662 | 2.6785 | 2.6816 | 2.6797 | 2.6655 | 2.652 | 2.6395 | 2.628 | 2.6173 | 0 | 0 | 0
F11_Industrial_Stone, Clay, and Glass_Existing_Space Heating_Natural Gas_Insulation - Wall Cavity_A_Achievable Technical Potential | F11 | Industrial | Stone, Clay, and Glass | Existing | Space Heating | Natural Gas | Insulation - Wall Cavity | A | Cumulative Summer Peak Savings (MW) | Achievable Technical Potential | 0 | 0 | 0 | 0 | 0 | 0 | 0 | 0 | 0 | 0 | 0 | 0 | 0 | 0 | 0 | 0 | 0 | 0 | 0 | 0 | 0 | 0 | 0 | 0 | 0 | 0 | 0 | 0 | 0 | 0 | 0
F12_Industrial_Stone, Clay, and Glass_Existing_Space Heating_Natural Gas_Insulation - Wall Cavity_A_Achievable Technical Potential | F12 | Industrial | Stone, Clay, and Glass | Existing | Space Heating | Natural Gas | Insulation - Wall Cavity | A | Cumulative Winter Peak Savings (MW) | Achievable Technical Potential | 0 | 0 | 0 | 0 | 0 | 0 | 0 | 0 | 0 | 0 | 0 | 0 | 0 | 0 | 0 | 0 | 0 | 0 | 0 | 0 | 0 | 0 | 0 | 0 | 0 | 0 | 0 | 0 | 0 | 0 | 0
F13_Industrial_Stone, Clay, and Glass_Existing_Space Heating_Natural Gas_Insulation - Wall Cavity_A_Achievable Technical Potential | F13 | Industrial | Stone, Clay, and Glass | Existing | Space Heating | Natural Gas | Insulation - Wall Cavity | A | Purchases (Incremental) | Achievable Technical Potential | 0 | 0 | 0 | 0 | 0 | 3044.0202 | 5324.1118 | 8233.11 | 11532.5856 | 14689.973 | 16920.6631 | 18172.4571 | 18135.5592 | 16657.7346 | 14631.1676 | 11934.292 | 9283.4317 | 6805.9952 | 4721.7003 | 3151.529 | 1997.2251 | 1210.974 | 816.9432 | 0 | 0 | 0 | 0 | 0 | 0 | 0 | 0
F14_Industrial_Stone, Clay, and Glass_Existing_Space Heating_Natural Gas_Insulation - Wall Cavity_A_Achievable Technical Potential | F14 | Industrial | Stone, Clay, and Glass | Existing | Space Heating | Natural Gas | Insulation - Wall Cavity | A | Purchases (Cumulative) | Achievable Technical Potential | 0 | 0 | 0 | 0 | 0 | 3044.0202 | 8368.132 | 16601.242 | 28133.8276 | 42823.8006 | 59744.4637 | 77916.9208 | 96052.48 | 112710.2145 | 127341.3821 | 139275.6742 | 148559.1059 | 155365.1011 | 160086.8015 | 163238.3304 | 165235.5555 | 166446.5295 | 167263.4727 | 167263.4727 | 167263.4727 | 167263.4727 | 167263.4727 | 167263.4727 | 167263.4727 | 167263.4727 | 167263.4727
F1_Industrial_Stone, Clay, and Glass_Existing_Space Heating_Natural Gas_Insulation - Ducting_A_Achievable Technical Potential | F1 | Industrial | Stone, Clay, and Glass | Existing | Space Heating | Natural Gas | Insulation - Ducting | A | Original Unit Energy Savings (kWh or therms) | Achievable Technical Potential | 0 | 0 | 0 | 0 | 0 | 0.0016309 | 0.0016162 | 0.0015975 | 0.0015784 | 0.0015594 | 0.0015407 | 0.0015222 | 0.0015048 | 0.0014884 | 0.0014718 | 0.0014574 | 0.0014437 | 0.0014309 | 0.0014188 | 0.0014066 | 0.0013948 | 0.001383 | 0.0013709 | 0.0013593 | 0.0013481 | 0.0013376 | 0.0013278 | 0.0013186 | 0.00131 | 0.0013019 | 0.0012943
F2_Industrial_Stone, Clay, and Glass_Existing_Space Heating_Natural Gas_Insulation - Ducting_A_Achievable Technical Potential | F2 | Industrial | Stone, Clay, and Glass | Existing | Space Heating | Natural Gas | Insulation - Ducting | A | Original Unit Summer Peak Savings (kW) | Achievable Technical Potential | 0 | 0 | 0 | 0 | 0 | 0 | 0 | 0 | 0 | 0 | 0 | 0 | 0 | 0 | 0 | 0 | 0 | 0 | 0 | 0 | 0 | 0 | 0 | 0 | 0 | 0 | 0 | 0 | 0 | 0 | 0
F3_Industrial_Stone, Clay, and Glass_Existing_Space Heating_Natural Gas_Insulation - Ducting_A_Achievable Technical Potential | F3 | Industrial | Stone, Clay, and Glass | Existing | Space Heating | Natural Gas | Insulation - Ducting | A | Original Unit Winter Peak Savings (kW) | Achievable Technical Potential | 0 | 0 | 0 | 0 | 0 | 0 | 0 | 0 | 0 | 0 | 0 | 0 | 0 | 0 | 0 | 0 | 0 | 0 | 0 | 0 | 0 | 0 | 0 | 0 | 0 | 0 | 0 | 0 | 0 | 0 | 0
F4_Industrial_Stone, Clay, and Glass_Existing_Space Heating_Natural Gas_Insulation - Ducting_A_Achievable Technical Potential | F4 | Industrial | Stone, Clay, and Glass | Existing | Space Heating | Natural Gas | Insulation - Ducting | A | Standalone Impact on Baseline Energy (%) | Achievable Technical Potential | 0% | 0% | 0% | 0% | 0% | 0.0007873% | 0.001747% | 0.002919% | 0.004254% | 0.005763% | 0.007592% | 0.009525% | 0.01149% | 0.01349% | 0.01499% | 0.01632% | 0.0171% | 0.01762% | 0.01797% | 0.018% | 0.01807% | 0.01811% | 0.01812% | 0.01812% | 0.00018123 | 0.00018119 | 0.00018114 | 0.00018106 | 0 | 0 | 0
F5_Industrial_Stone, Clay, and Glass_Existing_Space Heating_Natural Gas_Insulation - Ducting_A_Achievable Technical Potential | F5 | Industrial | Stone, Clay, and Glass | Existing | Space Heating | Natural Gas | Insulation - Ducting | A | Standalone Impact on Baseline Summer Peak (%) | Achievable Technical Potential | 0% | 0% | 0% | 0% | 0% | 0% | 0% | 0% | 0% | 0% | 0% | 0% | 0% | 0% | 0% | 0% | 0% | 0% | 0% | 0% | 0% | 0% | 0% | 0% | 0 | 0 | 0 | 0 | 0 | 0 | 0
F6_Industrial_Stone, Clay, and Glass_Existing_Space Heating_Natural Gas_Insulation - Ducting_A_Achievable Technical Potential | F6 | Industrial | Stone, Clay, and Glass | Existing | Space Heating | Natural Gas | Insulation - Ducting | A | Standalone Impact on Baseline Winter Peak (%) | Achievable Technical Potential | 0% | 0% | 0% | 0% | 0% | 0% | 0% | 0% | 0% | 0% | 0% | 0% | 0% | 0% | 0% | 0% | 0% | 0% | 0% | 0% | 0% | 0% | 0% | 0% | 0 | 0 | 0 | 0 | 0 | 0 | 0
F7_Industrial_Stone, Clay, and Glass_Existing_Space Heating_Natural Gas_Insulation - Ducting_A_Achievable Technical Potential | F7 | Industrial | Stone, Clay, and Glass | Existing | Space Heating | Natural Gas | Insulation - Ducting | A | Incremental Energy Savings (MWh or mTherms) | Achievable Technical Potential | 0 | 0 | 0 | 0 | 0 | 0.00062683 | 0.00076228 | 0.00091656 | 0.0010519 | 0.0011863 | 0.0013529 | 0.0014623 | 0.0014738 | 0.0013519 | 0.0011535 | 0.00087546 | 0.00057404 | 0.00032869 | 0.00015553 | 6.5311e-05 | 2.3453e-05 | 7.2355e-06 | 1.5575e-06 | 2.5297e-07 | 3.002e-08 | 0 | 0 | 0 | 0 | 0 | 0
F8_Industrial_Stone, Clay, and Glass_Existing_Space Heating_Natural Gas_Insulation - Ducting_A_Achievable Technical Potential | F8 | Industrial | Stone, Clay, and Glass | Existing | Space Heating | Natural Gas | Insulation - Ducting | A | Incremental Summer Peak Savings (MW) | Achievable Technical Potential | 0 | 0 | 0 | 0 | 0 | 0 | 0 | 0 | 0 | 0 | 0 | 0 | 0 | 0 | 0 | 0 | 0 | 0 | 0 | 0 | 0 | 0 | 0 | 0 | 0 | 0 | 0 | 0 | 0 | 0 | 0
F9_Industrial_Stone, Clay, and Glass_Existing_Space Heating_Natural Gas_Insulation - Ducting_A_Achievable Technical Potential | F9 | Industrial | Stone, Clay, and Glass | Existing | Space Heating | Natural Gas | Insulation - Ducting | A | Incremental Winter Peak Savings (MW) | Achievable Technical Potential | 0 | 0 | 0 | 0 | 0 | 0 | 0 | 0 | 0 | 0 | 0 | 0 | 0 | 0 | 0 | 0 | 0 | 0 | 0 | 0 | 0 | 0 | 0 | 0 | 0 | 0 | 0 | 0 | 0 | 0 | 0
F10_Industrial_Stone, Clay, and Glass_Existing_Space Heating_Natural Gas_Insulation - Ducting_A_Achievable Technical Potential | F10 | Industrial | Stone, Clay, and Glass | Existing | Space Heating | Natural Gas | Insulation - Ducting | A | Cumulative Energy Savings (MWh or mTherms) | Achievable Technical Potential | 0 | 0 | 0 | 0 | 0 | 0.00062683 | 0.0013834 | 0.002284 | 0.0033087 | 0.004455 | 0.0057546 | 0.0071478 | 0.0085397 | 0.0097986 | 0.010843 | 0.011612 | 0.012077 | 0.012299 | 0.012351 | 0.01231 | 0.01223 | 0.012134 | 0.012029 | 0.011927 | 0.011829 | 0.011737 | 0.011651 | 0.01157 | 0.011494 | 0.011424 | 0.011357
F11_Industrial_Stone, Clay, and Glass_Existing_Space Heating_Natural Gas_Insulation - Ducting_A_Achievable Technical Potential | F11 | Industrial | Stone, Clay, and Glass | Existing | Space Heating | Natural Gas | Insulation - Ducting | A | Cumulative Summer Peak Savings (MW) | Achievable Technical Potential | 0 | 0 | 0 | 0 | 0 | 0 | 0 | 0 | 0 | 0 | 0 | 0 | 0 | 0 | 0 | 0 | 0 | 0 | 0 | 0 | 0 | 0 | 0 | 0 | 0 | 0 | 0 | 0 | 0 | 0 | 0
F12_Industrial_Stone, Clay, and Glass_Existing_Space Heating_Natural Gas_Insulation - Ducting_A_Achievable Technical Potential | F12 | Industrial | Stone, Clay, and Glass | Existing | Space Heating | Natural Gas | Insulation - Ducting | A | Cumulative Winter Peak Savings (MW) | Achievable Technical Potential | 0 | 0 | 0 | 0 | 0 | 0 | 0 | 0 | 0 | 0 | 0 | 0 | 0 | 0 | 0 | 0 | 0 | 0 | 0 | 0 | 0 | 0 | 0 | 0 | 0 | 0 | 0 | 0 | 0 | 0 | 0
F13_Industrial_Stone, Clay, and Glass_Existing_Space Heating_Natural Gas_Insulation - Ducting_A_Achievable Technical Potential | F13 | Industrial | Stone, Clay, and Glass | Existing | Space Heating | Natural Gas | Insulation - Ducting | A | Purchases (Incremental) | Achievable Technical Potential | 0 | 0 | 0 | 0 | 0 | 384.344 | 471.6542 | 573.7629 | 666.4084 | 760.7517 | 878.1156 | 960.6741 | 979.4038 | 908.3141 | 783.7539 | 600.7181 | 397.6196 | 229.7139 | 109.6164 | 46.4311 | 16.8142 | 5.2316 | 1.1361 | 0.18611 | 0.022269 | 0 | 0 | 0 | 0 | 0 | 0
F14_Industrial_Stone, Clay, and Glass_Existing_Space Heating_Natural Gas_Insulation - Ducting_A_Achievable Technical Potential | F14 | Industrial | Stone, Clay, and Glass | Existing | Space Heating | Natural Gas | Insulation - Ducting | A | Purchases (Cumulative) | Achievable Technical Potential | 0 | 0 | 0 | 0 | 0 | 384.344 | 855.9982 | 1429.7611 | 2096.1696 | 2856.9213 | 3735.0369 | 4695.711 | 5675.1148 | 6583.4289 | 7367.1828 | 7967.9009 | 8365.5204 | 8595.2343 | 8704.8507 | 8751.2818 | 8768.096 | 8773.3276 | 8774.4637 | 8774.6498 | 8774.672 | 8774.672 | 8774.672 | 8774.672 | 8774.672 | 8774.672 | 8774.672
F1_Industrial_Stone, Clay, and Glass_Existing_Space Heating_Natural Gas_HVAC - Duct Repair and Sealing_A_Achievable Technical Potential | F1 | Industrial | Stone, Clay, and Glass | Existing | Space Heating | Natural Gas | HVAC - Duct Repair and Sealing | A | Original Unit Energy Savings (kWh or therms) | Achievable Technical Potential | 0 | 0 | 0 | 0 | 0 | 0.0038394 | 0.0038048 | 0.0037607 | 0.003716 | 0.0036711 | 0.0036271 | 0.0035835 | 0.0035425 | 0.0035039 | 0.003465 | 0.0034309 | 0.0033988 | 0.0033686 | 0.0033402 | 0.0033115 | 0.0032836 | 0.003256 | 0.0032274 | 0.0032 | 0.0031737 | 0.003149 | 0.0031259 | 0.0031042 | 0.0030839 | 0.0030649 | 0.0030471
F2_Industrial_Stone, Clay, and Glass_Existing_Space Heating_Natural Gas_HVAC - Duct Repair and Sealing_A_Achievable Technical Potential | F2 | Industrial | Stone, Clay, and Glass | Existing | Space Heating | Natural Gas | HVAC - Duct Repair and Sealing | A | Original Unit Summer Peak Savings (kW) | Achievable Technical Potential | 0 | 0 | 0 | 0 | 0 | 0 | 0 | 0 | 0 | 0 | 0 | 0 | 0 | 0 | 0 | 0 | 0 | 0 | 0 | 0 | 0 | 0 | 0 | 0 | 0 | 0 | 0 | 0 | 0 | 0 | 0
F3_Industrial_Stone, Clay, and Glass_Existing_Space Heating_Natural Gas_HVAC - Duct Repair and Sealing_A_Achievable Technical Potential | F3 | Industrial | Stone, Clay, and Glass | Existing | Space Heating | Natural Gas | HVAC - Duct Repair and Sealing | A | Original Unit Winter Peak Savings (kW) | Achievable Technical Potential | 0 | 0 | 0 | 0 | 0 | 0 | 0 | 0 | 0 | 0 | 0 | 0 | 0 | 0 | 0 | 0 | 0 | 0 | 0 | 0 | 0 | 0 | 0 | 0 | 0 | 0 | 0 | 0 | 0 | 0 | 0
F4_Industrial_Stone, Clay, and Glass_Existing_Space Heating_Natural Gas_HVAC - Duct Repair and Sealing_A_Achievable Technical Potential | F4 | Industrial | Stone, Clay, and Glass | Existing | Space Heating | Natural Gas | HVAC - Duct Repair and Sealing | A | Standalone Impact on Baseline Energy (%) | Achievable Technical Potential | 0% | 0% | 0% | 0% | 0% | 0.003772% | 0.007514% | 0.01125% | 0.0149% | 0.0185% | 0.02232% | 0.02593% | 0.02952% | 0.03351% | 0.03689% | 0.04076% | 0.04427% | 0.048% | 0.05192% | 0.05531% | 0.05898% | 0.06263% | 0.06621% | 0.06976% | 0.00073282 | 0.00073269 | 0.00073246 | 0.00073213 | 0 | 0 | 0
F5_Industrial_Stone, Clay, and Glass_Existing_Space Heating_Natural Gas_HVAC - Duct Repair and Sealing_A_Achievable Technical Potential | F5 | Industrial | Stone, Clay, and Glass | Existing | Space Heating | Natural Gas | HVAC - Duct Repair and Sealing | A | Standalone Impact on Baseline Summer Peak (%) | Achievable Technical Potential | 0% | 0% | 0% | 0% | 0% | 0% | 0% | 0% | 0% | 0% | 0% | 0% | 0% | 0% | 0% | 0% | 0% | 0% | 0% | 0% | 0% | 0% | 0% | 0% | 0 | 0 | 0 | 0 | 0 | 0 | 0
F6_Industrial_Stone, Clay, and Glass_Existing_Space Heating_Natural Gas_HVAC - Duct Repair and Sealing_A_Achievable Technical Potential | F6 | Industrial | Stone, Clay, and Glass | Existing | Space Heating | Natural Gas | HVAC - Duct Repair and Sealing | A | Standalone Impact on Baseline Winter Peak (%) | Achievable Technical Potential | 0% | 0% | 0% | 0% | 0% | 0% | 0% | 0% | 0% | 0% | 0% | 0% | 0% | 0% | 0% | 0% | 0% | 0% | 0% | 0% | 0% | 0% | 0% | 0% | 0 | 0 | 0 | 0 | 0 | 0 | 0
F7_Industrial_Stone, Clay, and Glass_Existing_Space Heating_Natural Gas_HVAC - Duct Repair and Sealing_A_Achievable Technical Potential | F7 | Industrial | Stone, Clay, and Glass | Existing | Space Heating | Natural Gas | HVAC - Duct Repair and Sealing | A | Incremental Energy Savings (MWh or mTherms) | Achievable Technical Potential | 0 | 0 | 0 | 0 | 0 | 0.0030028 | 0.0029741 | 0.0029223 | 0.0028891 | 0.0028565 | 0.0027865 | 0.0027455 | 0.0027085 | 0.0026365 | 0.0026171 | 0.0025667 | 0.002543 | 0.0025077 | 0.0024644 | 0.0024461 | 0.0024155 | 0.0023858 | 0.0023563 | 0.0023284 | 0.0023019 | 0 | 0 | 0 | 0 | 0 | 0
F8_Industrial_Stone, Clay, and Glass_Existing_Space Heating_Natural Gas_HVAC - Duct Repair and Sealing_A_Achievable Technical Potential | F8 | Industrial | Stone, Clay, and Glass | Existing | Space Heating | Natural Gas | HVAC - Duct Repair and Sealing | A | Incremental Summer Peak Savings (MW) | Achievable Technical Potential | 0 | 0 | 0 | 0 | 0 | 0 | 0 | 0 | 0 | 0 | 0 | 0 | 0 | 0 | 0 | 0 | 0 | 0 | 0 | 0 | 0 | 0 | 0 | 0 | 0 | 0 | 0 | 0 | 0 | 0 | 0
F9_Industrial_Stone, Clay, and Glass_Existing_Space Heating_Natural Gas_HVAC - Duct Repair and Sealing_A_Achievable Technical Potential | F9 | Industrial | Stone, Clay, and Glass | Existing | Space Heating | Natural Gas | HVAC - Duct Repair and Sealing | A | Incremental Winter Peak Savings (MW) | Achievable Technical Potential | 0 | 0 | 0 | 0 | 0 | 0 | 0 | 0 | 0 | 0 | 0 | 0 | 0 | 0 | 0 | 0 | 0 | 0 | 0 | 0 | 0 | 0 | 0 | 0 | 0 | 0 | 0 | 0 | 0 | 0 | 0
F10_Industrial_Stone, Clay, and Glass_Existing_Space Heating_Natural Gas_HVAC - Duct Repair and Sealing_A_Achievable Technical Potential | F10 | Industrial | Stone, Clay, and Glass | Existing | Space Heating | Natural Gas | HVAC - Duct Repair and Sealing | A | Cumulative Energy Savings (MWh or mTherms) | Achievable Technical Potential | 0 | 0 | 0 | 0 | 0 | 0.0030028 | 0.0059498 | 0.0088031 | 0.011587 | 0.014304 | 0.016919 | 0.019461 | 0.021947 | 0.024345 | 0.026691 | 0.028995 | 0.031267 | 0.033497 | 0.035679 | 0.037818 | 0.039916 | 0.041965 | 0.043954 | 0.045909 | 0.047833 | 0.047461 | 0.047112 | 0.046786 | 0.04648 | 0.046193 | 0.045925
F11_Industrial_Stone, Clay, and Glass_Existing_Space Heating_Natural Gas_HVAC - Duct Repair and Sealing_A_Achievable Technical Potential | F11 | Industrial | Stone, Clay, and Glass | Existing | Space Heating | Natural Gas | HVAC - Duct Repair and Sealing | A | Cumulative Summer Peak Savings (MW) | Achievable Technical Potential | 0 | 0 | 0 | 0 | 0 | 0 | 0 | 0 | 0 | 0 | 0 | 0 | 0 | 0 | 0 | 0 | 0 | 0 | 0 | 0 | 0 | 0 | 0 | 0 | 0 | 0 | 0 | 0 | 0 | 0 | 0
F12_Industrial_Stone, Clay, and Glass_Existing_Space Heating_Natural Gas_HVAC - Duct Repair and Sealing_A_Achievable Technical Potential | F12 | Industrial | Stone, Clay, and Glass | Existing | Space Heating | Natural Gas | HVAC - Duct Repair and Sealing | A | Cumulative Winter Peak Savings (MW) | Achievable Technical Potential | 0 | 0 | 0 | 0 | 0 | 0 | 0 | 0 | 0 | 0 | 0 | 0 | 0 | 0 | 0 | 0 | 0 | 0 | 0 | 0 | 0 | 0 | 0 | 0 | 0 | 0 | 0 | 0 | 0 | 0 | 0
F13_Industrial_Stone, Clay, and Glass_Existing_Space Heating_Natural Gas_HVAC - Duct Repair and Sealing_A_Achievable Technical Potential | F13 | Industrial | Stone, Clay, and Glass | Existing | Space Heating | Natural Gas | HVAC - Duct Repair and Sealing | A | Purchases (Incremental) | Achievable Technical Potential | 0 | 0 | 0 | 0 | 0 | 782.0954 | 781.6662 | 777.0564 | 777.4765 | 778.1194 | 768.2381 | 766.1387 | 764.5831 | 752.4418 | 755.3147 | 748.1118 | 748.2088 | 744.4431 | 737.8027 | 738.6767 | 735.6221 | 732.761 | 730.0911 | 727.61 | 725.3155 | 0 | 0 | 0 | 0 | 0 | 0
F14_Industrial_Stone, Clay, and Glass_Existing_Space Heating_Natural Gas_HVAC - Duct Repair and Sealing_A_Achievable Technical Potential | F14 | Industrial | Stone, Clay, and Glass | Existing | Space Heating | Natural Gas | HVAC - Duct Repair and Sealing | A | Purchases (Cumulative) | Achievable Technical Potential | 0 | 0 | 0 | 0 | 0 | 782.0954 | 1563.7616 | 2340.818 | 3118.2945 | 3896.4139 | 4664.6519 | 5430.7907 | 6195.3738 | 6947.8156 | 7703.1303 | 8451.2421 | 9199.4509 | 9943.894 | 10681.6967 | 11420.3734 | 12155.9954 | 12888.7564 | 13618.8475 | 14346.4574 | 15071.7729 | 15071.7729 | 15071.7729 | 15071.7729 | 15071.7729 | 15071.7729 | 15071.7729
F1_Industrial_Stone, Clay, and Glass_Existing_Space Heating_Natural Gas_Windows - High Efficiency_A_Achievable Technical Potential | F1 | Industrial | Stone, Clay, and Glass | Existing | Space Heating | Natural Gas | Windows - High Efficiency | A | Original Unit Energy Savings (kWh or therms) | Achievable Technical Potential | 0 | 0 | 0 | 0 | 0 | 0.0056921 | 0.0056642 | 0.0056298 | 0.0055934 | 0.0055553 | 0.0055167 | 0.005477 | 0.0054375 | 0.0053982 | 0.0053557 | 0.0053164 | 0.0052777 | 0.0052417 | 0.0052081 | 0.0051754 | 0.0051445 | 0.005113 | 0.0050845 | 0.0050575 | 0.0050319 | 0.0050082 | 0.0049863 | 0.004966 | 0 | 0 | 0
F2_Industrial_Stone, Clay, and Glass_Existing_Space Heating_Natural Gas_Windows - High Efficiency_A_Achievable Technical Potential | F2 | Industrial | Stone, Clay, and Glass | Existing | Space Heating | Natural Gas | Windows - High Efficiency | A | Original Unit Summer Peak Savings (kW) | Achievable Technical Potential | 0 | 0 | 0 | 0 | 0 | 0 | 0 | 0 | 0 | 0 | 0 | 0 | 0 | 0 | 0 | 0 | 0 | 0 | 0 | 0 | 0 | 0 | 0 | 0 | 0 | 0 | 0 | 0 | 0 | 0 | 0
F3_Industrial_Stone, Clay, and Glass_Existing_Space Heating_Natural Gas_Windows - High Efficiency_A_Achievable Technical Potential | F3 | Industrial | Stone, Clay, and Glass | Existing | Space Heating | Natural Gas | Windows - High Efficiency | A | Original Unit Winter Peak Savings (kW) | Achievable Technical Potential | 0 | 0 | 0 | 0 | 0 | 0 | 0 | 0 | 0 | 0 | 0 | 0 | 0 | 0 | 0 | 0 | 0 | 0 | 0 | 0 | 0 | 0 | 0 | 0 | 0 | 0 | 0 | 0 | 0 | 0 | 0
F4_Industrial_Stone, Clay, and Glass_Existing_Space Heating_Natural Gas_Windows - High Efficiency_A_Achievable Technical Potential | F4 | Industrial | Stone, Clay, and Glass | Existing | Space Heating | Natural Gas | Windows - High Efficiency | A | Standalone Impact on Baseline Energy (%) | Achievable Technical Potential | 0% | 0% | 0% | 0% | 0% | 0.004412% | 0.01323% | 0.02897% | 0.05443% | 0.09305% | 0.1496% | 0.2254% | 0.3235% | 0.4495% | 0.5902% | 0.7557% | 0.9255% | 1.101% | 1.272% | 1.412% | 1.535% | 1.63% | 1.698% | 1.743% | 0.017746 | 0.017798 | 0.017846 | 0.017889 | 0 | 0 | 0
F5_Industrial_Stone, Clay, and Glass_Existing_Space Heating_Natural Gas_Windows - High Efficiency_A_Achievable Technical Potential | F5 | Industrial | Stone, Clay, and Glass | Existing | Space Heating | Natural Gas | Windows - High Efficiency | A | Standalone Impact on Baseline Summer Peak (%) | Achievable Technical Potential | 0% | 0% | 0% | 0% | 0% | 0% | 0% | 0% | 0% | 0% | 0% | 0% | 0% | 0% | 0% | 0% | 0% | 0% | 0% | 0% | 0% | 0% | 0% | 0% | 0 | 0 | 0 | 0 | 0 | 0 | 0
F6_Industrial_Stone, Clay, and Glass_Existing_Space Heating_Natural Gas_Windows - High Efficiency_A_Achievable Technical Potential | F6 | Industrial | Stone, Clay, and Glass | Existing | Space Heating | Natural Gas | Windows - High Efficiency | A | Standalone Impact on Baseline Winter Peak (%) | Achievable Technical Potential | 0% | 0% | 0% | 0% | 0% | 0% | 0% | 0% | 0% | 0% | 0% | 0% | 0% | 0% | 0% | 0% | 0% | 0% | 0% | 0% | 0% | 0% | 0% | 0% | 0 | 0 | 0 | 0 | 0 | 0 | 0
F7_Industrial_Stone, Clay, and Glass_Existing_Space Heating_Natural Gas_Windows - High Efficiency_A_Achievable Technical Potential | F7 | Industrial | Stone, Clay, and Glass | Existing | Space Heating | Natural Gas | Windows - High Efficiency | A | Incremental Energy Savings (MWh or mTherms) | Achievable Technical Potential | 0 | 0 | 0 | 0 | 0 | 0.0035129 | 0.0069839 | 0.012252 | 0.019812 | 0.029891 | 0.041973 | 0.056529 | 0.072606 | 0.087736 | 0.10304 | 0.11366 | 0.12005 | 0.11912 | 0.11058 | 0.096729 | 0.079187 | 0.059949 | 0.041122 | 0.026044 | 0.016846 | 0 | 0 | 0 | 0 | 0 | 0
F8_Industrial_Stone, Clay, and Glass_Existing_Space Heating_Natural Gas_Windows - High Efficiency_A_Achievable Technical Potential | F8 | Industrial | Stone, Clay, and Glass | Existing | Space Heating | Natural Gas | Windows - High Efficiency | A | Incremental Summer Peak Savings (MW) | Achievable Technical Potential | 0 | 0 | 0 | 0 | 0 | 0 | 0 | 0 | 0 | 0 | 0 | 0 | 0 | 0 | 0 | 0 | 0 | 0 | 0 | 0 | 0 | 0 | 0 | 0 | 0 | 0 | 0 | 0 | 0 | 0 | 0
F9_Industrial_Stone, Clay, and Glass_Existing_Space Heating_Natural Gas_Windows - High Efficiency_A_Achievable Technical Potential | F9 | Industrial | Stone, Clay, and Glass | Existing | Space Heating | Natural Gas | Windows - High Efficiency | A | Incremental Winter Peak Savings (MW) | Achievable Technical Potential | 0 | 0 | 0 | 0 | 0 | 0 | 0 | 0 | 0 | 0 | 0 | 0 | 0 | 0 | 0 | 0 | 0 | 0 | 0 | 0 | 0 | 0 | 0 | 0 | 0 | 0 | 0 | 0 | 0 | 0 | 0
F10_Industrial_Stone, Clay, and Glass_Existing_Space Heating_Natural Gas_Windows - High Efficiency_A_Achievable Technical Potential | F10 | Industrial | Stone, Clay, and Glass | Existing | Space Heating | Natural Gas | Windows - High Efficiency | A | Cumulative Energy Savings (MWh or mTherms) | Achievable Technical Potential | 0 | 0 | 0 | 0 | 0 | 0.0035129 | 0.01048 | 0.022668 | 0.042333 | 0.071936 | 0.11341 | 0.16912 | 0.24051 | 0.3265 | 0.42697 | 0.5375 | 0.65363 | 0.7683 | 0.87396 | 0.9652 | 1.0386 | 1.0922 | 1.1272 | 1.1473 | 1.1584 | 1.1529 | 1.1478 | 1.1432 | 0 | 0 | 0
F11_Industrial_Stone, Clay, and Glass_Existing_Space Heating_Natural Gas_Windows - High Efficiency_A_Achievable Technical Potential | F11 | Industrial | Stone, Clay, and Glass | Existing | Space Heating | Natural Gas | Windows - High Efficiency | A | Cumulative Summer Peak Savings (MW) | Achievable Technical Potential | 0 | 0 | 0 | 0 | 0 | 0 | 0 | 0 | 0 | 0 | 0 | 0 | 0 | 0 | 0 | 0 | 0 | 0 | 0 | 0 | 0 | 0 | 0 | 0 | 0 | 0 | 0 | 0 | 0 | 0 | 0
F12_Industrial_Stone, Clay, and Glass_Existing_Space Heating_Natural Gas_Windows - High Efficiency_A_Achievable Technical Potential | F12 | Industrial | Stone, Clay, and Glass | Existing | Space Heating | Natural Gas | Windows - High Efficiency | A | Cumulative Winter Peak Savings (MW) | Achievable Technical Potential | 0 | 0 | 0 | 0 | 0 | 0 | 0 | 0 | 0 | 0 | 0 | 0 | 0 | 0 | 0 | 0 | 0 | 0 | 0 | 0 | 0 | 0 | 0 | 0 | 0 | 0 | 0 | 0 | 0 | 0 | 0
F13_Industrial_Stone, Clay, and Glass_Existing_Space Heating_Natural Gas_Windows - High Efficiency_A_Achievable Technical Potential | F13 | Industrial | Stone, Clay, and Glass | Existing | Space Heating | Natural Gas | Windows - High Efficiency | A | Purchases (Incremental) | Achievable Technical Potential | 0 | 0 | 0 | 0 | 0 | 617.1526 | 1232.9704 | 2176.2844 | 3541.9387 | 5380.6137 | 7608.3278 | 10321.1337 | 13352.7501 | 16252.7972 | 19239.0849 | 21379.1618 | 22746.3544 | 22726.3561 | 21232.3277 | 18690.078 | 15392.5717 | 11725.0096 | 8087.7377 | 5149.6061 | 3347.8481 | 0 | 0 | 0 | 0 | 0 | 0
F14_Industrial_Stone, Clay, and Glass_Existing_Space Heating_Natural Gas_Windows - High Efficiency_A_Achievable Technical Potential | F14 | Industrial | Stone, Clay, and Glass | Existing | Space Heating | Natural Gas | Windows - High Efficiency | A | Purchases (Cumulative) | Achievable Technical Potential | 0 | 0 | 0 | 0 | 0 | 617.1526 | 1850.123 | 4026.4074 | 7568.3461 | 12948.9598 | 20557.2876 | 30878.4213 | 44231.1714 | 60483.9686 | 79723.0534 | 101102.2152 | 123848.5696 | 146574.9258 | 167807.2534 | 186497.3315 | 201889.9032 | 213614.9128 | 221702.6505 | 226852.2566 | 230200.1047 | 230200.1047 | 230200.1047 | 230200.1047 | 230200.1047 | 230200.1047 | 230200.1047
F1_Industrial_Stone, Clay, and Glass_Existing_Space Heating_Natural Gas_Gas Boiler - Maintenance_A_Achievable Technical Potential | F1 | Industrial | Stone, Clay, and Glass | Existing | Space Heating | Natural Gas | Gas Boiler - Maintenance | A | Original Unit Energy Savings (kWh or therms) | Achievable Technical Potential | 0 | 0 | 0 | 0 | 0 | 7.0159 | 6.9683 | 6.9211 | 6.8736 | 6.8262 | 6.7802 | 6.7347 | 6.6896 | 6.645 | 6.5979 | 6.5546 | 6.5118 | 6.4697 | 6.4282 | 6.3866 | 6.3465 | 6.3047 | 6.2643 | 6.2253 | 6.1859 | 6.15 | 6.1173 | 6.0874 | 6.0601 | 6.0352 | 6.0125
F2_Industrial_Stone, Clay, and Glass_Existing_Space Heating_Natural Gas_Gas Boiler - Maintenance_A_Achievable Technical Potential | F2 | Industrial | Stone, Clay, and Glass | Existing | Space Heating | Natural Gas | Gas Boiler - Maintenance | A | Original Unit Summer Peak Savings (kW) | Achievable Technical Potential | 0 | 0 | 0 | 0 | 0 | 0 | 0 | 0 | 0 | 0 | 0 | 0 | 0 | 0 | 0 | 0 | 0 | 0 | 0 | 0 | 0 | 0 | 0 | 0 | 0 | 0 | 0 | 0 | 0 | 0 | 0
F3_Industrial_Stone, Clay, and Glass_Existing_Space Heating_Natural Gas_Gas Boiler - Maintenance_A_Achievable Technical Potential | F3 | Industrial | Stone, Clay, and Glass | Existing | Space Heating | Natural Gas | Gas Boiler - Maintenance | A | Original Unit Winter Peak Savings (kW) | Achievable Technical Potential | 0 | 0 | 0 | 0 | 0 | 0 | 0 | 0 | 0 | 0 | 0 | 0 | 0 | 0 | 0 | 0 | 0 | 0 | 0 | 0 | 0 | 0 | 0 | 0 | 0 | 0 | 0 | 0 | 0 | 0 | 0
F4_Industrial_Stone, Clay, and Glass_Existing_Space Heating_Natural Gas_Gas Boiler - Maintenance_A_Achievable Technical Potential | F4 | Industrial | Stone, Clay, and Glass | Existing | Space Heating | Natural Gas | Gas Boiler - Maintenance | A | Standalone Impact on Baseline Energy (%) | Achievable Technical Potential | 0% | 0% | 0% | 0% | 0% | 0.004179% | 0.007097% | 0.009157% | 0.01072% | 0.01209% | 0.01344% | 0.01451% | 0.01542% | 0.01641% | 0.01698% | 0.01767% | 0.01808% | 0.01849% | 0.0189% | 0.01906% | 0.01931% | 0.01951% | 0.01969% | 0.01983% | 0.00019949 | 0.00019985 | 0.0002002 | 0.00020052 | 0 | 0 | 0
F5_Industrial_Stone, Clay, and Glass_Existing_Space Heating_Natural Gas_Gas Boiler - Maintenance_A_Achievable Technical Potential | F5 | Industrial | Stone, Clay, and Glass | Existing | Space Heating | Natural Gas | Gas Boiler - Maintenance | A | Standalone Impact on Baseline Summer Peak (%) | Achievable Technical Potential | 0% | 0% | 0% | 0% | 0% | 0% | 0% | 0% | 0% | 0% | 0% | 0% | 0% | 0% | 0% | 0% | 0% | 0% | 0% | 0% | 0% | 0% | 0% | 0% | 0 | 0 | 0 | 0 | 0 | 0 | 0
F6_Industrial_Stone, Clay, and Glass_Existing_Space Heating_Natural Gas_Gas Boiler - Maintenance_A_Achievable Technical Potential | F6 | Industrial | Stone, Clay, and Glass | Existing | Space Heating | Natural Gas | Gas Boiler - Maintenance | A | Standalone Impact on Baseline Winter Peak (%) | Achievable Technical Potential | 0% | 0% | 0% | 0% | 0% | 0% | 0% | 0% | 0% | 0% | 0% | 0% | 0% | 0% | 0% | 0% | 0% | 0% | 0% | 0% | 0% | 0% | 0% | 0% | 0 | 0 | 0 | 0 | 0 | 0 | 0
F7_Industrial_Stone, Clay, and Glass_Existing_Space Heating_Natural Gas_Gas Boiler - Maintenance_A_Achievable Technical Potential | F7 | Industrial | Stone, Clay, and Glass | Existing | Space Heating | Natural Gas | Gas Boiler - Maintenance | A | Incremental Energy Savings (MWh or mTherms) | Achievable Technical Potential | 0 | 0 | 0 | 0 | 0 | 0.0033272 | 0.002315 | 0.0015824 | 0.0012245 | 0.0010664 | 0.00090491 | 0.0007679 | 0.00064673 | 0.0005334 | 0.00044589 | 0.0003661 | 0.00028329 | 0.0002181 | 0.00016726 | 0.00012957 | 0.00011774 | 9.1181e-05 | 7.7731e-05 | 6.4567e-05 | 5.1657e-05 | 0 | 0 | 0 | 0 | 0 | 0
F8_Industrial_Stone, Clay, and Glass_Existing_Space Heating_Natural Gas_Gas Boiler - Maintenance_A_Achievable Technical Potential | F8 | Industrial | Stone, Clay, and Glass | Existing | Space Heating | Natural Gas | Gas Boiler - Maintenance | A | Incremental Summer Peak Savings (MW) | Achievable Technical Potential | 0 | 0 | 0 | 0 | 0 | 0 | 0 | 0 | 0 | 0 | 0 | 0 | 0 | 0 | 0 | 0 | 0 | 0 | 0 | 0 | 0 | 0 | 0 | 0 | 0 | 0 | 0 | 0 | 0 | 0 | 0
F9_Industrial_Stone, Clay, and Glass_Existing_Space Heating_Natural Gas_Gas Boiler - Maintenance_A_Achievable Technical Potential | F9 | Industrial | Stone, Clay, and Glass | Existing | Space Heating | Natural Gas | Gas Boiler - Maintenance | A | Incremental Winter Peak Savings (MW) | Achievable Technical Potential | 0 | 0 | 0 | 0 | 0 | 0 | 0 | 0 | 0 | 0 | 0 | 0 | 0 | 0 | 0 | 0 | 0 | 0 | 0 | 0 | 0 | 0 | 0 | 0 | 0 | 0 | 0 | 0 | 0 | 0 | 0
F10_Industrial_Stone, Clay, and Glass_Existing_Space Heating_Natural Gas_Gas Boiler - Maintenance_A_Achievable Technical Potential | F10 | Industrial | Stone, Clay, and Glass | Existing | Space Heating | Natural Gas | Gas Boiler - Maintenance | A | Cumulative Energy Savings (MWh or mTherms) | Achievable Technical Potential | 0 | 0 | 0 | 0 | 0 | 0.0033272 | 0.0056196 | 0.0071639 | 0.0083393 | 0.0093482 | 0.01019 | 0.010889 | 0.011463 | 0.01192 | 0.012282 | 0.012567 | 0.012768 | 0.012904 | 0.012988 | 0.013034 | 0.01307 | 0.013075 | 0.013069 | 0.013052 | 0.013021 | 0.012946 | 0.012877 | 0.012814 | 0.012757 | 0.012704 | 0.012656
F11_Industrial_Stone, Clay, and Glass_Existing_Space Heating_Natural Gas_Gas Boiler - Maintenance_A_Achievable Technical Potential | F11 | Industrial | Stone, Clay, and Glass | Existing | Space Heating | Natural Gas | Gas Boiler - Maintenance | A | Cumulative Summer Peak Savings (MW) | Achievable Technical Potential | 0 | 0 | 0 | 0 | 0 | 0 | 0 | 0 | 0 | 0 | 0 | 0 | 0 | 0 | 0 | 0 | 0 | 0 | 0 | 0 | 0 | 0 | 0 | 0 | 0 | 0 | 0 | 0 | 0 | 0 | 0
F12_Industrial_Stone, Clay, and Glass_Existing_Space Heating_Natural Gas_Gas Boiler - Maintenance_A_Achievable Technical Potential | F12 | Industrial | Stone, Clay, and Glass | Existing | Space Heating | Natural Gas | Gas Boiler - Maintenance | A | Cumulative Winter Peak Savings (MW) | Achievable Technical Potential | 0 | 0 | 0 | 0 | 0 | 0 | 0 | 0 | 0 | 0 | 0 | 0 | 0 | 0 | 0 | 0 | 0 | 0 | 0 | 0 | 0 | 0 | 0 | 0 | 0 | 0 | 0 | 0 | 0 | 0 | 0
F13_Industrial_Stone, Clay, and Glass_Existing_Space Heating_Natural Gas_Gas Boiler - Maintenance_A_Achievable Technical Potential | F13 | Industrial | Stone, Clay, and Glass | Existing | Space Heating | Natural Gas | Gas Boiler - Maintenance | A | Purchases (Incremental) | Achievable Technical Potential | 0 | 0 | 0 | 0 | 0 | 0.47423 | 0.33222 | 0.22863 | 0.17815 | 0.15622 | 0.13346 | 0.11402 | 0.096677 | 0.080271 | 0.067581 | 0.055854 | 0.043505 | 0.033711 | 0.02602 | 0.020288 | 0.018552 | 0.014463 | 0.012408 | 0.010372 | 0.0083507 | 0 | 0 | 0 | 0 | 0 | 0
F14_Industrial_Stone, Clay, and Glass_Existing_Space Heating_Natural Gas_Gas Boiler - Maintenance_A_Achievable Technical Potential | F14 | Industrial | Stone, Clay, and Glass | Existing | Space Heating | Natural Gas | Gas Boiler - Maintenance | A | Purchases (Cumulative) | Achievable Technical Potential | 0 | 0 | 0 | 0 | 0 | 0.47423 | 0.80645 | 1.0351 | 1.2132 | 1.3694 | 1.5029 | 1.6169 | 1.7136 | 1.7939 | 1.8615 | 1.9173 | 1.9608 | 1.9945 | 2.0206 | 2.0408 | 2.0594 | 2.0739 | 2.0863 | 2.0966 | 2.105 | 2.105 | 2.105 | 2.105 | 2.105 | 2.105 | 2.105
F1_Industrial_Stone, Clay, and Glass_Existing_Process_Natural Gas_Gas Boiler - Maintenance_A_Achievable Technical Potential | F1 | Industrial | Stone, Clay, and Glass | Existing | Process | Natural Gas | Gas Boiler - Maintenance | A | Original Unit Energy Savings (kWh or therms) | Achievable Technical Potential | 0 | 0 | 0 | 0 | 0 | 4.2096 | 4.2096 | 4.2096 | 4.2096 | 4.2096 | 4.2096 | 4.2096 | 4.2096 | 4.2096 | 4.2096 | 4.2096 | 4.2096 | 4.2096 | 4.2096 | 4.2096 | 4.2096 | 4.2096 | 4.2096 | 4.2096 | 4.2096 | 4.2096 | 4.2096 | 4.2096 | 4.2096 | 4.2096 | 4.2096
F2_Industrial_Stone, Clay, and Glass_Existing_Process_Natural Gas_Gas Boiler - Maintenance_A_Achievable Technical Potential | F2 | Industrial | Stone, Clay, and Glass | Existing | Process | Natural Gas | Gas Boiler - Maintenance | A | Original Unit Summer Peak Savings (kW) | Achievable Technical Potential | 0 | 0 | 0 | 0 | 0 | 0 | 0 | 0 | 0 | 0 | 0 | 0 | 0 | 0 | 0 | 0 | 0 | 0 | 0 | 0 | 0 | 0 | 0 | 0 | 0 | 0 | 0 | 0 | 0 | 0 | 0
F3_Industrial_Stone, Clay, and Glass_Existing_Process_Natural Gas_Gas Boiler - Maintenance_A_Achievable Technical Potential | F3 | Industrial | Stone, Clay, and Glass | Existing | Process | Natural Gas | Gas Boiler - Maintenance | A | Original Unit Winter Peak Savings (kW) | Achievable Technical Potential | 0 | 0 | 0 | 0 | 0 | 0 | 0 | 0 | 0 | 0 | 0 | 0 | 0 | 0 | 0 | 0 | 0 | 0 | 0 | 0 | 0 | 0 | 0 | 0 | 0 | 0 | 0 | 0 | 0 | 0 | 0
F4_Industrial_Stone, Clay, and Glass_Existing_Process_Natural Gas_Gas Boiler - Maintenance_A_Achievable Technical Potential | F4 | Industrial | Stone, Clay, and Glass | Existing | Process | Natural Gas | Gas Boiler - Maintenance | A | Standalone Impact on Baseline Energy (%) | Achievable Technical Potential | 0% | 0% | 0% | 0% | 0% | 0.001406% | 0.002392% | 0.003088% | 0.003617% | 0.00408% | 0.004535% | 0.004892% | 0.005195% | 0.005526% | 0.005713% | 0.005941% | 0.006075% | 0.006211% | 0.006348% | 0.006404% | 0.006489% | 0.00656% | 0.006624% | 0.006679% | 6.7273e-05 | 6.7469e-05 | 6.765e-05 | 6.7814e-05 | 0 | 0 | 0
F5_Industrial_Stone, Clay, and Glass_Existing_Process_Natural Gas_Gas Boiler - Maintenance_A_Achievable Technical Potential | F5 | Industrial | Stone, Clay, and Glass | Existing | Process | Natural Gas | Gas Boiler - Maintenance | A | Standalone Impact on Baseline Summer Peak (%) | Achievable Technical Potential | 0% | 0% | 0% | 0% | 0% | 0% | 0% | 0% | 0% | 0% | 0% | 0% | 0% | 0% | 0% | 0% | 0% | 0% | 0% | 0% | 0% | 0% | 0% | 0% | 0 | 0 | 0 | 0 | 0 | 0 | 0
F6_Industrial_Stone, Clay, and Glass_Existing_Process_Natural Gas_Gas Boiler - Maintenance_A_Achievable Technical Potential | F6 | Industrial | Stone, Clay, and Glass | Existing | Process | Natural Gas | Gas Boiler - Maintenance | A | Standalone Impact on Baseline Winter Peak (%) | Achievable Technical Potential | 0% | 0% | 0% | 0% | 0% | 0% | 0% | 0% | 0% | 0% | 0% | 0% | 0% | 0% | 0% | 0% | 0% | 0% | 0% | 0% | 0% | 0% | 0% | 0% | 0 | 0 | 0 | 0 | 0 | 0 | 0
F7_Industrial_Stone, Clay, and Glass_Existing_Process_Natural Gas_Gas Boiler - Maintenance_A_Achievable Technical Potential | F7 | Industrial | Stone, Clay, and Glass | Existing | Process | Natural Gas | Gas Boiler - Maintenance | A | Incremental Energy Savings (MWh or mTherms) | Achievable Technical Potential | 0 | 0 | 0 | 0 | 0 | 0.022133 | 0.015505 | 0.010671 | 0.0083147 | 0.007291 | 0.006229 | 0.0053217 | 0.0045121 | 0.0037464 | 0.0031542 | 0.0026068 | 0.0020305 | 0.0015734 | 0.0012144 | 0.0009469 | 0.00086586 | 0.000675 | 0.00057913 | 0.00048407 | 0.00038975 | 0 | 0 | 0 | 0 | 0 | 0
F8_Industrial_Stone, Clay, and Glass_Existing_Process_Natural Gas_Gas Boiler - Maintenance_A_Achievable Technical Potential | F8 | Industrial | Stone, Clay, and Glass | Existing | Process | Natural Gas | Gas Boiler - Maintenance | A | Incremental Summer Peak Savings (MW) | Achievable Technical Potential | 0 | 0 | 0 | 0 | 0 | 0 | 0 | 0 | 0 | 0 | 0 | 0 | 0 | 0 | 0 | 0 | 0 | 0 | 0 | 0 | 0 | 0 | 0 | 0 | 0 | 0 | 0 | 0 | 0 | 0 | 0
F9_Industrial_Stone, Clay, and Glass_Existing_Process_Natural Gas_Gas Boiler - Maintenance_A_Achievable Technical Potential | F9 | Industrial | Stone, Clay, and Glass | Existing | Process | Natural Gas | Gas Boiler - Maintenance | A | Incremental Winter Peak Savings (MW) | Achievable Technical Potential | 0 | 0 | 0 | 0 | 0 | 0 | 0 | 0 | 0 | 0 | 0 | 0 | 0 | 0 | 0 | 0 | 0 | 0 | 0 | 0 | 0 | 0 | 0 | 0 | 0 | 0 | 0 | 0 | 0 | 0 | 0
F10_Industrial_Stone, Clay, and Glass_Existing_Process_Natural Gas_Gas Boiler - Maintenance_A_Achievable Technical Potential | F10 | Industrial | Stone, Clay, and Glass | Existing | Process | Natural Gas | Gas Boiler - Maintenance | A | Cumulative Energy Savings (MWh or mTherms) | Achievable Technical Potential | 0 | 0 | 0 | 0 | 0 | 0.022133 | 0.037639 | 0.048309 | 0.056624 | 0.063915 | 0.070144 | 0.075466 | 0.079978 | 0.083724 | 0.086878 | 0.089485 | 0.091516 | 0.093089 | 0.094303 | 0.09525 | 0.096116 | 0.096791 | 0.09737 | 0.097854 | 0.098244 | 0.098244 | 0.098244 | 0.098244 | 0.098244 | 0.098244 | 0.098244
F11_Industrial_Stone, Clay, and Glass_Existing_Process_Natural Gas_Gas Boiler - Maintenance_A_Achievable Technical Potential | F11 | Industrial | Stone, Clay, and Glass | Existing | Process | Natural Gas | Gas Boiler - Maintenance | A | Cumulative Summer Peak Savings (MW) | Achievable Technical Potential | 0 | 0 | 0 | 0 | 0 | 0 | 0 | 0 | 0 | 0 | 0 | 0 | 0 | 0 | 0 | 0 | 0 | 0 | 0 | 0 | 0 | 0 | 0 | 0 | 0 | 0 | 0 | 0 | 0 | 0 | 0
F12_Industrial_Stone, Clay, and Glass_Existing_Process_Natural Gas_Gas Boiler - Maintenance_A_Achievable Technical Potential | F12 | Industrial | Stone, Clay, and Glass | Existing | Process | Natural Gas | Gas Boiler - Maintenance | A | Cumulative Winter Peak Savings (MW) | Achievable Technical Potential | 0 | 0 | 0 | 0 | 0 | 0 | 0 | 0 | 0 | 0 | 0 | 0 | 0 | 0 | 0 | 0 | 0 | 0 | 0 | 0 | 0 | 0 | 0 | 0 | 0 | 0 | 0 | 0 | 0 | 0 | 0
F13_Industrial_Stone, Clay, and Glass_Existing_Process_Natural Gas_Gas Boiler - Maintenance_A_Achievable Technical Potential | F13 | Industrial | Stone, Clay, and Glass | Existing | Process | Natural Gas | Gas Boiler - Maintenance | A | Purchases (Incremental) | Achievable Technical Potential | 0 | 0 | 0 | 0 | 0 | 5.2579 | 3.6833 | 2.5348 | 1.9752 | 1.732 | 1.4797 | 1.2642 | 1.0719 | 0.88997 | 0.74928 | 0.61926 | 0.48234 | 0.37376 | 0.28849 | 0.22494 | 0.20569 | 0.16035 | 0.13757 | 0.11499 | 0.092585 | 0 | 0 | 0 | 0 | 0 | 0
F14_Industrial_Stone, Clay, and Glass_Existing_Process_Natural Gas_Gas Boiler - Maintenance_A_Achievable Technical Potential | F14 | Industrial | Stone, Clay, and Glass | Existing | Process | Natural Gas | Gas Boiler - Maintenance | A | Purchases (Cumulative) | Achievable Technical Potential | 0 | 0 | 0 | 0 | 0 | 5.2579 | 8.9412 | 11.476 | 13.4512 | 15.1831 | 16.6629 | 17.927 | 18.9989 | 19.8889 | 20.6381 | 21.2574 | 21.7397 | 22.1135 | 22.402 | 22.6269 | 22.8326 | 22.993 | 23.1305 | 23.2455 | 23.3381 | 23.3381 | 23.3381 | 23.3381 | 23.3381 | 23.3381 | 23.3381
F1_Industrial_Stone, Clay, and Glass_Existing_Space Heating_Natural Gas_Gas Furnace - Maintenance_A_Achievable Technical Potential | F1 | Industrial | Stone, Clay, and Glass | Existing | Space Heating | Natural Gas | Gas Furnace - Maintenance | A | Original Unit Energy Savings (kWh or therms) | Achievable Technical Potential | 0 | 0 | 0 | 0 | 0 | 0.0091939 | 0.0091109 | 0.0090054 | 0.0088982 | 0.0087907 | 0.0086854 | 0.0085811 | 0.0084829 | 0.0083904 | 0.0082972 | 0.0082156 | 0.0081386 | 0.0080664 | 0.0079984 | 0.0079296 | 0.007863 | 0.0077967 | 0.0077284 | 0.0076628 | 0.0075997 | 0.0075405 | 0.0074852 | 0.0074333 | 0.0073847 | 0.0073392 | 0.0072965
F2_Industrial_Stone, Clay, and Glass_Existing_Space Heating_Natural Gas_Gas Furnace - Maintenance_A_Achievable Technical Potential | F2 | Industrial | Stone, Clay, and Glass | Existing | Space Heating | Natural Gas | Gas Furnace - Maintenance | A | Original Unit Summer Peak Savings (kW) | Achievable Technical Potential | 0 | 0 | 0 | 0 | 0 | 0 | 0 | 0 | 0 | 0 | 0 | 0 | 0 | 0 | 0 | 0 | 0 | 0 | 0 | 0 | 0 | 0 | 0 | 0 | 0 | 0 | 0 | 0 | 0 | 0 | 0
F3_Industrial_Stone, Clay, and Glass_Existing_Space Heating_Natural Gas_Gas Furnace - Maintenance_A_Achievable Technical Potential | F3 | Industrial | Stone, Clay, and Glass | Existing | Space Heating | Natural Gas | Gas Furnace - Maintenance | A | Original Unit Winter Peak Savings (kW) | Achievable Technical Potential | 0 | 0 | 0 | 0 | 0 | 0 | 0 | 0 | 0 | 0 | 0 | 0 | 0 | 0 | 0 | 0 | 0 | 0 | 0 | 0 | 0 | 0 | 0 | 0 | 0 | 0 | 0 | 0 | 0 | 0 | 0
F4_Industrial_Stone, Clay, and Glass_Existing_Space Heating_Natural Gas_Gas Furnace - Maintenance_A_Achievable Technical Potential | F4 | Industrial | Stone, Clay, and Glass | Existing | Space Heating | Natural Gas | Gas Furnace - Maintenance | A | Standalone Impact on Baseline Energy (%) | Achievable Technical Potential | 0% | 0% | 0% | 0% | 0% | 1.747e-05% | 2.961e-05% | 3.801e-05% | 4.429e-05% | 4.968e-05% | 5.495e-05% | 5.899e-05% | 6.238e-05% | 6.611e-05% | 6.812e-05% | 7.066e-05% | 7.21e-05% | 7.356e-05% | 7.503e-05% | 7.552e-05% | 7.634e-05% | 7.699e-05% | 7.749e-05% | 7.789e-05% | 7.8197e-07 | 7.8183e-07 | 7.8158e-07 | 7.8123e-07 | 0 | 0 | 0
F5_Industrial_Stone, Clay, and Glass_Existing_Space Heating_Natural Gas_Gas Furnace - Maintenance_A_Achievable Technical Potential | F5 | Industrial | Stone, Clay, and Glass | Existing | Space Heating | Natural Gas | Gas Furnace - Maintenance | A | Standalone Impact on Baseline Summer Peak (%) | Achievable Technical Potential | 0% | 0% | 0% | 0% | 0% | 0% | 0% | 0% | 0% | 0% | 0% | 0% | 0% | 0% | 0% | 0% | 0% | 0% | 0% | 0% | 0% | 0% | 0% | 0% | 0 | 0 | 0 | 0 | 0 | 0 | 0
F6_Industrial_Stone, Clay, and Glass_Existing_Space Heating_Natural Gas_Gas Furnace - Maintenance_A_Achievable Technical Potential | F6 | Industrial | Stone, Clay, and Glass | Existing | Space Heating | Natural Gas | Gas Furnace - Maintenance | A | Standalone Impact on Baseline Winter Peak (%) | Achievable Technical Potential | 0% | 0% | 0% | 0% | 0% | 0% | 0% | 0% | 0% | 0% | 0% | 0% | 0% | 0% | 0% | 0% | 0% | 0% | 0% | 0% | 0% | 0% | 0% | 0% | 0 | 0 | 0 | 0 | 0 | 0 | 0
F7_Industrial_Stone, Clay, and Glass_Existing_Space Heating_Natural Gas_Gas Furnace - Maintenance_A_Achievable Technical Potential | F7 | Industrial | Stone, Clay, and Glass | Existing | Space Heating | Natural Gas | Gas Furnace - Maintenance | A | Incremental Energy Savings (MWh or mTherms) | Achievable Technical Potential | 0 | 0 | 0 | 0 | 0 | 1.3911e-05 | 9.6574e-06 | 6.5691e-06 | 5.0579e-06 | 4.3815e-06 | 3.6985e-06 | 3.1218e-06 | 2.6166e-06 | 2.1489e-06 | 1.7891e-06 | 1.4641e-06 | 1.1297e-06 | 8.6761e-07 | 6.6402e-07 | 5.133e-07 | 4.6543e-07 | 3.5977e-07 | 3.0597e-07 | 2.5358e-07 | 2.0249e-07 | 0 | 0 | 0 | 0 | 0 | 0
F8_Industrial_Stone, Clay, and Glass_Existing_Space Heating_Natural Gas_Gas Furnace - Maintenance_A_Achievable Technical Potential | F8 | Industrial | Stone, Clay, and Glass | Existing | Space Heating | Natural Gas | Gas Furnace - Maintenance | A | Incremental Summer Peak Savings (MW) | Achievable Technical Potential | 0 | 0 | 0 | 0 | 0 | 0 | 0 | 0 | 0 | 0 | 0 | 0 | 0 | 0 | 0 | 0 | 0 | 0 | 0 | 0 | 0 | 0 | 0 | 0 | 0 | 0 | 0 | 0 | 0 | 0 | 0
F9_Industrial_Stone, Clay, and Glass_Existing_Space Heating_Natural Gas_Gas Furnace - Maintenance_A_Achievable Technical Potential | F9 | Industrial | Stone, Clay, and Glass | Existing | Space Heating | Natural Gas | Gas Furnace - Maintenance | A | Incremental Winter Peak Savings (MW) | Achievable Technical Potential | 0 | 0 | 0 | 0 | 0 | 0 | 0 | 0 | 0 | 0 | 0 | 0 | 0 | 0 | 0 | 0 | 0 | 0 | 0 | 0 | 0 | 0 | 0 | 0 | 0 | 0 | 0 | 0 | 0 | 0 | 0
F10_Industrial_Stone, Clay, and Glass_Existing_Space Heating_Natural Gas_Gas Furnace - Maintenance_A_Achievable Technical Potential | F10 | Industrial | Stone, Clay, and Glass | Existing | Space Heating | Natural Gas | Gas Furnace - Maintenance | A | Cumulative Energy Savings (MWh or mTherms) | Achievable Technical Potential | 0 | 0 | 0 | 0 | 0 | 1.3911e-05 | 2.3443e-05 | 2.9741e-05 | 3.4445e-05 | 3.841e-05 | 4.1649e-05 | 4.427e-05 | 4.638e-05 | 4.8023e-05 | 4.9279e-05 | 5.0258e-05 | 5.0917e-05 | 5.1333e-05 | 5.1564e-05 | 5.1634e-05 | 5.1665e-05 | 5.159e-05 | 5.1444e-05 | 5.1261e-05 | 5.1041e-05 | 5.0644e-05 | 5.0272e-05 | 4.9923e-05 | 4.9597e-05 | 4.9291e-05 | 4.9005e-05
F11_Industrial_Stone, Clay, and Glass_Existing_Space Heating_Natural Gas_Gas Furnace - Maintenance_A_Achievable Technical Potential | F11 | Industrial | Stone, Clay, and Glass | Existing | Space Heating | Natural Gas | Gas Furnace - Maintenance | A | Cumulative Summer Peak Savings (MW) | Achievable Technical Potential | 0 | 0 | 0 | 0 | 0 | 0 | 0 | 0 | 0 | 0 | 0 | 0 | 0 | 0 | 0 | 0 | 0 | 0 | 0 | 0 | 0 | 0 | 0 | 0 | 0 | 0 | 0 | 0 | 0 | 0 | 0
F12_Industrial_Stone, Clay, and Glass_Existing_Space Heating_Natural Gas_Gas Furnace - Maintenance_A_Achievable Technical Potential | F12 | Industrial | Stone, Clay, and Glass | Existing | Space Heating | Natural Gas | Gas Furnace - Maintenance | A | Cumulative Winter Peak Savings (MW) | Achievable Technical Potential | 0 | 0 | 0 | 0 | 0 | 0 | 0 | 0 | 0 | 0 | 0 | 0 | 0 | 0 | 0 | 0 | 0 | 0 | 0 | 0 | 0 | 0 | 0 | 0 | 0 | 0 | 0 | 0 | 0 | 0 | 0
F13_Industrial_Stone, Clay, and Glass_Existing_Space Heating_Natural Gas_Gas Furnace - Maintenance_A_Achievable Technical Potential | F13 | Industrial | Stone, Clay, and Glass | Existing | Space Heating | Natural Gas | Gas Furnace - Maintenance | A | Purchases (Incremental) | Achievable Technical Potential | 0 | 0 | 0 | 0 | 0 | 1.5131 | 1.06 | 0.72946 | 0.56841 | 0.49843 | 0.42583 | 0.3638 | 0.30846 | 0.25611 | 0.21563 | 0.17821 | 0.13881 | 0.10756 | 0.08302 | 0.064732 | 0.059192 | 0.046144 | 0.039591 | 0.033092 | 0.026644 | 0 | 0 | 0 | 0 | 0 | 0
F14_Industrial_Stone, Clay, and Glass_Existing_Space Heating_Natural Gas_Gas Furnace - Maintenance_A_Achievable Technical Potential | F14 | Industrial | Stone, Clay, and Glass | Existing | Space Heating | Natural Gas | Gas Furnace - Maintenance | A | Purchases (Cumulative) | Achievable Technical Potential | 0 | 0 | 0 | 0 | 0 | 1.5131 | 2.5731 | 3.3025 | 3.871 | 4.3694 | 4.7952 | 5.159 | 5.4675 | 5.7236 | 5.9392 | 6.1174 | 6.2562 | 6.3638 | 6.4468 | 6.5115 | 6.5707 | 6.6169 | 6.6565 | 6.6896 | 6.7162 | 6.7162 | 6.7162 | 6.7162 | 6.7162 | 6.7162 | 6.7162
F1_Industrial_Stone, Clay, and Glass_Existing_Space Heating_Natural Gas_Gas Boiler - Hot Water Reset_A_Achievable Technical Potential | F1 | Industrial | Stone, Clay, and Glass | Existing | Space Heating | Natural Gas | Gas Boiler - Hot Water Reset | A | Original Unit Energy Savings (kWh or therms) | Achievable Technical Potential | 0 | 0 | 0 | 0 | 0 | 25.5122 | 25.3394 | 25.1676 | 24.9949 | 24.8227 | 24.6554 | 24.4897 | 24.3258 | 24.1637 | 23.9922 | 23.8348 | 23.6791 | 23.526 | 23.3752 | 23.224 | 23.078 | 22.9261 | 22.7794 | 22.6373 | 22.4943 | 22.3638 | 22.2447 | 22.136 | 22.0369 | 21.9464 | 21.8637
F2_Industrial_Stone, Clay, and Glass_Existing_Space Heating_Natural Gas_Gas Boiler - Hot Water Reset_A_Achievable Technical Potential | F2 | Industrial | Stone, Clay, and Glass | Existing | Space Heating | Natural Gas | Gas Boiler - Hot Water Reset | A | Original Unit Summer Peak Savings (kW) | Achievable Technical Potential | 0 | 0 | 0 | 0 | 0 | 0 | 0 | 0 | 0 | 0 | 0 | 0 | 0 | 0 | 0 | 0 | 0 | 0 | 0 | 0 | 0 | 0 | 0 | 0 | 0 | 0 | 0 | 0 | 0 | 0 | 0
F3_Industrial_Stone, Clay, and Glass_Existing_Space Heating_Natural Gas_Gas Boiler - Hot Water Reset_A_Achievable Technical Potential | F3 | Industrial | Stone, Clay, and Glass | Existing | Space Heating | Natural Gas | Gas Boiler - Hot Water Reset | A | Original Unit Winter Peak Savings (kW) | Achievable Technical Potential | 0 | 0 | 0 | 0 | 0 | 0 | 0 | 0 | 0 | 0 | 0 | 0 | 0 | 0 | 0 | 0 | 0 | 0 | 0 | 0 | 0 | 0 | 0 | 0 | 0 | 0 | 0 | 0 | 0 | 0 | 0
F4_Industrial_Stone, Clay, and Glass_Existing_Space Heating_Natural Gas_Gas Boiler - Hot Water Reset_A_Achievable Technical Potential | F4 | Industrial | Stone, Clay, and Glass | Existing | Space Heating | Natural Gas | Gas Boiler - Hot Water Reset | A | Standalone Impact on Baseline Energy (%) | Achievable Technical Potential | 0% | 0% | 0% | 0% | 0% | 0.007385% | 0.01643% | 0.02758% | 0.0404% | 0.05501% | 0.07286% | 0.09189% | 0.1113% | 0.1313% | 0.1465% | 0.1601% | 0.1682% | 0.1738% | 0.1776% | 0.1783% | 0.1793% | 0.18% | 0.1805% | 0.181% | 0.0018133 | 0.0018166 | 0.0018197 | 0.0018227 | 0 | 0 | 0
F5_Industrial_Stone, Clay, and Glass_Existing_Space Heating_Natural Gas_Gas Boiler - Hot Water Reset_A_Achievable Technical Potential | F5 | Industrial | Stone, Clay, and Glass | Existing | Space Heating | Natural Gas | Gas Boiler - Hot Water Reset | A | Standalone Impact on Baseline Summer Peak (%) | Achievable Technical Potential | 0% | 0% | 0% | 0% | 0% | 0% | 0% | 0% | 0% | 0% | 0% | 0% | 0% | 0% | 0% | 0% | 0% | 0% | 0% | 0% | 0% | 0% | 0% | 0% | 0 | 0 | 0 | 0 | 0 | 0 | 0
F6_Industrial_Stone, Clay, and Glass_Existing_Space Heating_Natural Gas_Gas Boiler - Hot Water Reset_A_Achievable Technical Potential | F6 | Industrial | Stone, Clay, and Glass | Existing | Space Heating | Natural Gas | Gas Boiler - Hot Water Reset | A | Standalone Impact on Baseline Winter Peak (%) | Achievable Technical Potential | 0% | 0% | 0% | 0% | 0% | 0% | 0% | 0% | 0% | 0% | 0% | 0% | 0% | 0% | 0% | 0% | 0% | 0% | 0% | 0% | 0% | 0% | 0% | 0% | 0 | 0 | 0 | 0 | 0 | 0 | 0
F7_Industrial_Stone, Clay, and Glass_Existing_Space Heating_Natural Gas_Gas Boiler - Hot Water Reset_A_Achievable Technical Potential | F7 | Industrial | Stone, Clay, and Glass | Existing | Space Heating | Natural Gas | Gas Boiler - Hot Water Reset | A | Incremental Energy Savings (MWh or mTherms) | Achievable Technical Potential | 0 | 0 | 0 | 0 | 0 | 0.0058798 | 0.0071667 | 0.0086591 | 0.0099882 | 0.011324 | 0.012983 | 0.014108 | 0.014286 | 0.013161 | 0.011276 | 0.0085858 | 0.0056459 | 0.0032407 | 0.0015365 | 0.00064661 | 0.00023269 | 7.1922e-05 | 1.5519e-05 | 2.5263e-06 | 3.0038e-07 | 0 | 0 | 0 | 0 | 0 | 0
F8_Industrial_Stone, Clay, and Glass_Existing_Space Heating_Natural Gas_Gas Boiler - Hot Water Reset_A_Achievable Technical Potential | F8 | Industrial | Stone, Clay, and Glass | Existing | Space Heating | Natural Gas | Gas Boiler - Hot Water Reset | A | Incremental Summer Peak Savings (MW) | Achievable Technical Potential | 0 | 0 | 0 | 0 | 0 | 0 | 0 | 0 | 0 | 0 | 0 | 0 | 0 | 0 | 0 | 0 | 0 | 0 | 0 | 0 | 0 | 0 | 0 | 0 | 0 | 0 | 0 | 0 | 0 | 0 | 0
F9_Industrial_Stone, Clay, and Glass_Existing_Space Heating_Natural Gas_Gas Boiler - Hot Water Reset_A_Achievable Technical Potential | F9 | Industrial | Stone, Clay, and Glass | Existing | Space Heating | Natural Gas | Gas Boiler - Hot Water Reset | A | Incremental Winter Peak Savings (MW) | Achievable Technical Potential | 0 | 0 | 0 | 0 | 0 | 0 | 0 | 0 | 0 | 0 | 0 | 0 | 0 | 0 | 0 | 0 | 0 | 0 | 0 | 0 | 0 | 0 | 0 | 0 | 0 | 0 | 0 | 0 | 0 | 0 | 0
F10_Industrial_Stone, Clay, and Glass_Existing_Space Heating_Natural Gas_Gas Boiler - Hot Water Reset_A_Achievable Technical Potential | F10 | Industrial | Stone, Clay, and Glass | Existing | Space Heating | Natural Gas | Gas Boiler - Hot Water Reset | A | Cumulative Energy Savings (MWh or mTherms) | Achievable Technical Potential | 0 | 0 | 0 | 0 | 0 | 0.0058798 | 0.013007 | 0.021578 | 0.031418 | 0.042525 | 0.055221 | 0.068958 | 0.082782 | 0.095392 | 0.10599 | 0.11388 | 0.11878 | 0.12126 | 0.12202 | 0.12187 | 0.12134 | 0.12061 | 0.11986 | 0.11911 | 0.11836 | 0.11767 | 0.11705 | 0.11647 | 0.11595 | 0.11548 | 0.11504
F11_Industrial_Stone, Clay, and Glass_Existing_Space Heating_Natural Gas_Gas Boiler - Hot Water Reset_A_Achievable Technical Potential | F11 | Industrial | Stone, Clay, and Glass | Existing | Space Heating | Natural Gas | Gas Boiler - Hot Water Reset | A | Cumulative Summer Peak Savings (MW) | Achievable Technical Potential | 0 | 0 | 0 | 0 | 0 | 0 | 0 | 0 | 0 | 0 | 0 | 0 | 0 | 0 | 0 | 0 | 0 | 0 | 0 | 0 | 0 | 0 | 0 | 0 | 0 | 0 | 0 | 0 | 0 | 0 | 0
F12_Industrial_Stone, Clay, and Glass_Existing_Space Heating_Natural Gas_Gas Boiler - Hot Water Reset_A_Achievable Technical Potential | F12 | Industrial | Stone, Clay, and Glass | Existing | Space Heating | Natural Gas | Gas Boiler - Hot Water Reset | A | Cumulative Winter Peak Savings (MW) | Achievable Technical Potential | 0 | 0 | 0 | 0 | 0 | 0 | 0 | 0 | 0 | 0 | 0 | 0 | 0 | 0 | 0 | 0 | 0 | 0 | 0 | 0 | 0 | 0 | 0 | 0 | 0 | 0 | 0 | 0 | 0 | 0 | 0
F13_Industrial_Stone, Clay, and Glass_Existing_Space Heating_Natural Gas_Gas Boiler - Hot Water Reset_A_Achievable Technical Potential | F13 | Industrial | Stone, Clay, and Glass | Existing | Space Heating | Natural Gas | Gas Boiler - Hot Water Reset | A | Purchases (Incremental) | Achievable Technical Potential | 0 | 0 | 0 | 0 | 0 | 0.23047 | 0.28283 | 0.34406 | 0.39961 | 0.45618 | 0.52656 | 0.57607 | 0.5873 | 0.54467 | 0.46998 | 0.36022 | 0.23843 | 0.13775 | 0.065731 | 0.027842 | 0.010083 | 0.0031371 | 0.00068126 | 0.0001116 | 1.3353e-05 | 0 | 0 | 0 | 0 | 0 | 0
F14_Industrial_Stone, Clay, and Glass_Existing_Space Heating_Natural Gas_Gas Boiler - Hot Water Reset_A_Achievable Technical Potential | F14 | Industrial | Stone, Clay, and Glass | Existing | Space Heating | Natural Gas | Gas Boiler - Hot Water Reset | A | Purchases (Cumulative) | Achievable Technical Potential | 0 | 0 | 0 | 0 | 0 | 0.23047 | 0.5133 | 0.85736 | 1.257 | 1.7132 | 2.2397 | 2.8158 | 3.4031 | 3.9477 | 4.4177 | 4.7779 | 5.0164 | 5.1541 | 5.2199 | 5.2477 | 5.2578 | 5.2609 | 5.2616 | 5.2617 | 5.2617 | 5.2617 | 5.2617 | 5.2617 | 5.2617 | 5.2617 | 5.2617
F1_Industrial_Stone, Clay, and Glass_Existing_Process_Natural Gas_Gas Boiler - Hot Water Reset_A_Achievable Technical Potential | F1 | Industrial | Stone, Clay, and Glass | Existing | Process | Natural Gas | Gas Boiler - Hot Water Reset | A | Original Unit Energy Savings (kWh or therms) | Achievable Technical Potential | 0 | 0 | 0 | 0 | 0 | 7.6538 | 7.6538 | 7.6538 | 7.6538 | 7.6538 | 7.6538 | 7.6538 | 7.6538 | 7.6538 | 7.6538 | 7.6538 | 7.6538 | 7.6538 | 7.6538 | 7.6538 | 7.6538 | 7.6538 | 7.6538 | 7.6538 | 7.6538 | 7.6538 | 7.6538 | 7.6538 | 7.6538 | 7.6538 | 7.6538
F2_Industrial_Stone, Clay, and Glass_Existing_Process_Natural Gas_Gas Boiler - Hot Water Reset_A_Achievable Technical Potential | F2 | Industrial | Stone, Clay, and Glass | Existing | Process | Natural Gas | Gas Boiler - Hot Water Reset | A | Original Unit Summer Peak Savings (kW) | Achievable Technical Potential | 0 | 0 | 0 | 0 | 0 | 0 | 0 | 0 | 0 | 0 | 0 | 0 | 0 | 0 | 0 | 0 | 0 | 0 | 0 | 0 | 0 | 0 | 0 | 0 | 0 | 0 | 0 | 0 | 0 | 0 | 0
F3_Industrial_Stone, Clay, and Glass_Existing_Process_Natural Gas_Gas Boiler - Hot Water Reset_A_Achievable Technical Potential | F3 | Industrial | Stone, Clay, and Glass | Existing | Process | Natural Gas | Gas Boiler - Hot Water Reset | A | Original Unit Winter Peak Savings (kW) | Achievable Technical Potential | 0 | 0 | 0 | 0 | 0 | 0 | 0 | 0 | 0 | 0 | 0 | 0 | 0 | 0 | 0 | 0 | 0 | 0 | 0 | 0 | 0 | 0 | 0 | 0 | 0 | 0 | 0 | 0 | 0 | 0 | 0
F4_Industrial_Stone, Clay, and Glass_Existing_Process_Natural Gas_Gas Boiler - Hot Water Reset_A_Achievable Technical Potential | F4 | Industrial | Stone, Clay, and Glass | Existing | Process | Natural Gas | Gas Boiler - Hot Water Reset | A | Standalone Impact on Baseline Energy (%) | Achievable Technical Potential | 0% | 0% | 0% | 0% | 0% | 0.001242% | 0.002768% | 0.00465% | 0.006814% | 0.009279% | 0.01229% | 0.01549% | 0.01876% | 0.02211% | 0.02465% | 0.02692% | 0.02826% | 0.02918% | 0.02982% | 0.02994% | 0.03012% | 0.03026% | 0.03037% | 0.03048% | 0.00030574 | 0.00030664 | 0.00030745 | 0.0003082 | 0 | 0 | 0
F5_Industrial_Stone, Clay, and Glass_Existing_Process_Natural Gas_Gas Boiler - Hot Water Reset_A_Achievable Technical Potential | F5 | Industrial | Stone, Clay, and Glass | Existing | Process | Natural Gas | Gas Boiler - Hot Water Reset | A | Standalone Impact on Baseline Summer Peak (%) | Achievable Technical Potential | 0% | 0% | 0% | 0% | 0% | 0% | 0% | 0% | 0% | 0% | 0% | 0% | 0% | 0% | 0% | 0% | 0% | 0% | 0% | 0% | 0% | 0% | 0% | 0% | 0 | 0 | 0 | 0 | 0 | 0 | 0
F6_Industrial_Stone, Clay, and Glass_Existing_Process_Natural Gas_Gas Boiler - Hot Water Reset_A_Achievable Technical Potential | F6 | Industrial | Stone, Clay, and Glass | Existing | Process | Natural Gas | Gas Boiler - Hot Water Reset | A | Standalone Impact on Baseline Winter Peak (%) | Achievable Technical Potential | 0% | 0% | 0% | 0% | 0% | 0% | 0% | 0% | 0% | 0% | 0% | 0% | 0% | 0% | 0% | 0% | 0% | 0% | 0% | 0% | 0% | 0% | 0% | 0% | 0 | 0 | 0 | 0 | 0 | 0 | 0
F7_Industrial_Stone, Clay, and Glass_Existing_Process_Natural Gas_Gas Boiler - Hot Water Reset_A_Achievable Technical Potential | F7 | Industrial | Stone, Clay, and Glass | Existing | Process | Natural Gas | Gas Boiler - Hot Water Reset | A | Incremental Energy Savings (MWh or mTherms) | Achievable Technical Potential | 0 | 0 | 0 | 0 | 0 | 0.019557 | 0.024 | 0.029196 | 0.03391 | 0.038711 | 0.044683 | 0.048884 | 0.049837 | 0.04622 | 0.039882 | 0.030568 | 0.020233 | 0.011689 | 0.0055779 | 0.0023627 | 0.0008556 | 0.00026621 | 5.781e-05 | 9.4701e-06 | 1.1332e-06 | 0 | 0 | 0 | 0 | 0 | 0
F8_Industrial_Stone, Clay, and Glass_Existing_Process_Natural Gas_Gas Boiler - Hot Water Reset_A_Achievable Technical Potential | F8 | Industrial | Stone, Clay, and Glass | Existing | Process | Natural Gas | Gas Boiler - Hot Water Reset | A | Incremental Summer Peak Savings (MW) | Achievable Technical Potential | 0 | 0 | 0 | 0 | 0 | 0 | 0 | 0 | 0 | 0 | 0 | 0 | 0 | 0 | 0 | 0 | 0 | 0 | 0 | 0 | 0 | 0 | 0 | 0 | 0 | 0 | 0 | 0 | 0 | 0 | 0
F9_Industrial_Stone, Clay, and Glass_Existing_Process_Natural Gas_Gas Boiler - Hot Water Reset_A_Achievable Technical Potential | F9 | Industrial | Stone, Clay, and Glass | Existing | Process | Natural Gas | Gas Boiler - Hot Water Reset | A | Incremental Winter Peak Savings (MW) | Achievable Technical Potential | 0 | 0 | 0 | 0 | 0 | 0 | 0 | 0 | 0 | 0 | 0 | 0 | 0 | 0 | 0 | 0 | 0 | 0 | 0 | 0 | 0 | 0 | 0 | 0 | 0 | 0 | 0 | 0 | 0 | 0 | 0
F10_Industrial_Stone, Clay, and Glass_Existing_Process_Natural Gas_Gas Boiler - Hot Water Reset_A_Achievable Technical Potential | F10 | Industrial | Stone, Clay, and Glass | Existing | Process | Natural Gas | Gas Boiler - Hot Water Reset | A | Cumulative Energy Savings (MWh or mTherms) | Achievable Technical Potential | 0 | 0 | 0 | 0 | 0 | 0.019557 | 0.043558 | 0.072754 | 0.10666 | 0.14538 | 0.19006 | 0.23894 | 0.28878 | 0.335 | 0.37488 | 0.40545 | 0.42568 | 0.43737 | 0.44295 | 0.44531 | 0.44617 | 0.44643 | 0.44649 | 0.4465 | 0.4465 | 0.4465 | 0.4465 | 0.4465 | 0.4465 | 0.4465 | 0.4465
F11_Industrial_Stone, Clay, and Glass_Existing_Process_Natural Gas_Gas Boiler - Hot Water Reset_A_Achievable Technical Potential | F11 | Industrial | Stone, Clay, and Glass | Existing | Process | Natural Gas | Gas Boiler - Hot Water Reset | A | Cumulative Summer Peak Savings (MW) | Achievable Technical Potential | 0 | 0 | 0 | 0 | 0 | 0 | 0 | 0 | 0 | 0 | 0 | 0 | 0 | 0 | 0 | 0 | 0 | 0 | 0 | 0 | 0 | 0 | 0 | 0 | 0 | 0 | 0 | 0 | 0 | 0 | 0
F12_Industrial_Stone, Clay, and Glass_Existing_Process_Natural Gas_Gas Boiler - Hot Water Reset_A_Achievable Technical Potential | F12 | Industrial | Stone, Clay, and Glass | Existing | Process | Natural Gas | Gas Boiler - Hot Water Reset | A | Cumulative Winter Peak Savings (MW) | Achievable Technical Potential | 0 | 0 | 0 | 0 | 0 | 0 | 0 | 0 | 0 | 0 | 0 | 0 | 0 | 0 | 0 | 0 | 0 | 0 | 0 | 0 | 0 | 0 | 0 | 0 | 0 | 0 | 0 | 0 | 0 | 0 | 0
F13_Industrial_Stone, Clay, and Glass_Existing_Process_Natural Gas_Gas Boiler - Hot Water Reset_A_Achievable Technical Potential | F13 | Industrial | Stone, Clay, and Glass | Existing | Process | Natural Gas | Gas Boiler - Hot Water Reset | A | Purchases (Incremental) | Achievable Technical Potential | 0 | 0 | 0 | 0 | 0 | 2.5553 | 3.1357 | 3.8146 | 4.4305 | 5.0577 | 5.838 | 6.3869 | 6.5114 | 6.0388 | 5.2107 | 3.9938 | 2.6435 | 1.5272 | 0.72877 | 0.30869 | 0.11179 | 0.034781 | 0.0075531 | 0.0012373 | 0.00014805 | 0 | 0 | 0 | 0 | 0 | 0
F14_Industrial_Stone, Clay, and Glass_Existing_Process_Natural Gas_Gas Boiler - Hot Water Reset_A_Achievable Technical Potential | F14 | Industrial | Stone, Clay, and Glass | Existing | Process | Natural Gas | Gas Boiler - Hot Water Reset | A | Purchases (Cumulative) | Achievable Technical Potential | 0 | 0 | 0 | 0 | 0 | 2.5553 | 5.691 | 9.5055 | 13.9361 | 18.9938 | 24.8318 | 31.2187 | 37.7301 | 43.7689 | 48.9796 | 52.9734 | 55.6169 | 57.1441 | 57.8729 | 58.1816 | 58.2933 | 58.3281 | 58.3357 | 58.3369 | 58.3371 | 58.3371 | 58.3371 | 58.3371 | 58.3371 | 58.3371 | 58.3371
F1_Industrial_Stone, Clay, and Glass_Existing_Space Heating_Natural Gas_Steam Trap Maintenance_A_Achievable Technical Potential | F1 | Industrial | Stone, Clay, and Glass | Existing | Space Heating | Natural Gas | Steam Trap Maintenance | A | Original Unit Energy Savings (kWh or therms) | Achievable Technical Potential | 0 | 0 | 0 | 0 | 0 | 9.0129 | 8.9519 | 8.8912 | 8.8302 | 8.7693 | 8.7102 | 8.6517 | 8.5938 | 8.5365 | 8.4759 | 8.4203 | 8.3653 | 8.3112 | 8.258 | 8.2046 | 8.153 | 8.0993 | 8.0475 | 7.9973 | 7.9468 | 7.9007 | 7.8586 | 7.8202 | 7.7852 | 7.7532 | 7.724
F2_Industrial_Stone, Clay, and Glass_Existing_Space Heating_Natural Gas_Steam Trap Maintenance_A_Achievable Technical Potential | F2 | Industrial | Stone, Clay, and Glass | Existing | Space Heating | Natural Gas | Steam Trap Maintenance | A | Original Unit Summer Peak Savings (kW) | Achievable Technical Potential | 0 | 0 | 0 | 0 | 0 | 0 | 0 | 0 | 0 | 0 | 0 | 0 | 0 | 0 | 0 | 0 | 0 | 0 | 0 | 0 | 0 | 0 | 0 | 0 | 0 | 0 | 0 | 0 | 0 | 0 | 0
F3_Industrial_Stone, Clay, and Glass_Existing_Space Heating_Natural Gas_Steam Trap Maintenance_A_Achievable Technical Potential | F3 | Industrial | Stone, Clay, and Glass | Existing | Space Heating | Natural Gas | Steam Trap Maintenance | A | Original Unit Winter Peak Savings (kW) | Achievable Technical Potential | 0 | 0 | 0 | 0 | 0 | 0 | 0 | 0 | 0 | 0 | 0 | 0 | 0 | 0 | 0 | 0 | 0 | 0 | 0 | 0 | 0 | 0 | 0 | 0 | 0 | 0 | 0 | 0 | 0 | 0 | 0
F4_Industrial_Stone, Clay, and Glass_Existing_Space Heating_Natural Gas_Steam Trap Maintenance_A_Achievable Technical Potential | F4 | Industrial | Stone, Clay, and Glass | Existing | Space Heating | Natural Gas | Steam Trap Maintenance | A | Standalone Impact on Baseline Energy (%) | Achievable Technical Potential | 0% | 0% | 0% | 0% | 0% | 0.001456% | 0.002908% | 0.004375% | 0.005823% | 0.00727% | 0.008817% | 0.0103% | 0.01178% | 0.01343% | 0.01484% | 0.01645% | 0.01792% | 0.01948% | 0.02111% | 0.02254% | 0.02408% | 0.02562% | 0.02715% | 0.02867% | 0.0003018 | 0.00030235 | 0.00030287 | 0.00030336 | 0 | 0 | 0
F5_Industrial_Stone, Clay, and Glass_Existing_Space Heating_Natural Gas_Steam Trap Maintenance_A_Achievable Technical Potential | F5 | Industrial | Stone, Clay, and Glass | Existing | Space Heating | Natural Gas | Steam Trap Maintenance | A | Standalone Impact on Baseline Summer Peak (%) | Achievable Technical Potential | 0% | 0% | 0% | 0% | 0% | 0% | 0% | 0% | 0% | 0% | 0% | 0% | 0% | 0% | 0% | 0% | 0% | 0% | 0% | 0% | 0% | 0% | 0% | 0% | 0 | 0 | 0 | 0 | 0 | 0 | 0
F6_Industrial_Stone, Clay, and Glass_Existing_Space Heating_Natural Gas_Steam Trap Maintenance_A_Achievable Technical Potential | F6 | Industrial | Stone, Clay, and Glass | Existing | Space Heating | Natural Gas | Steam Trap Maintenance | A | Standalone Impact on Baseline Winter Peak (%) | Achievable Technical Potential | 0% | 0% | 0% | 0% | 0% | 0% | 0% | 0% | 0% | 0% | 0% | 0% | 0% | 0% | 0% | 0% | 0% | 0% | 0% | 0% | 0% | 0% | 0% | 0% | 0 | 0 | 0 | 0 | 0 | 0 | 0
F7_Industrial_Stone, Clay, and Glass_Existing_Space Heating_Natural Gas_Steam Trap Maintenance_A_Achievable Technical Potential | F7 | Industrial | Stone, Clay, and Glass | Existing | Space Heating | Natural Gas | Steam Trap Maintenance | A | Incremental Energy Savings (MWh or mTherms) | Achievable Technical Potential | 0 | 0 | 0 | 0 | 0 | 0.0011594 | 0.0011509 | 0.0011364 | 0.0011292 | 0.0011223 | 0.0011006 | 0.0010902 | 0.0010807 | 0.0010565 | 0.001053 | 0.0010361 | 0.0010295 | 0.0010176 | 0.0010021 | 0.0009968 | 0.00098644 | 0.00097614 | 0.00096636 | 0.00095706 | 0.00094802 | 0 | 0 | 0 | 0 | 0 | 0
F8_Industrial_Stone, Clay, and Glass_Existing_Space Heating_Natural Gas_Steam Trap Maintenance_A_Achievable Technical Potential | F8 | Industrial | Stone, Clay, and Glass | Existing | Space Heating | Natural Gas | Steam Trap Maintenance | A | Incremental Summer Peak Savings (MW) | Achievable Technical Potential | 0 | 0 | 0 | 0 | 0 | 0 | 0 | 0 | 0 | 0 | 0 | 0 | 0 | 0 | 0 | 0 | 0 | 0 | 0 | 0 | 0 | 0 | 0 | 0 | 0 | 0 | 0 | 0 | 0 | 0 | 0
F9_Industrial_Stone, Clay, and Glass_Existing_Space Heating_Natural Gas_Steam Trap Maintenance_A_Achievable Technical Potential | F9 | Industrial | Stone, Clay, and Glass | Existing | Space Heating | Natural Gas | Steam Trap Maintenance | A | Incremental Winter Peak Savings (MW) | Achievable Technical Potential | 0 | 0 | 0 | 0 | 0 | 0 | 0 | 0 | 0 | 0 | 0 | 0 | 0 | 0 | 0 | 0 | 0 | 0 | 0 | 0 | 0 | 0 | 0 | 0 | 0 | 0 | 0 | 0 | 0 | 0 | 0
F10_Industrial_Stone, Clay, and Glass_Existing_Space Heating_Natural Gas_Steam Trap Maintenance_A_Achievable Technical Potential | F10 | Industrial | Stone, Clay, and Glass | Existing | Space Heating | Natural Gas | Steam Trap Maintenance | A | Cumulative Energy Savings (MWh or mTherms) | Achievable Technical Potential | 0 | 0 | 0 | 0 | 0 | 0.0011594 | 0.0023024 | 0.0034232 | 0.0045288 | 0.00562 | 0.0066827 | 0.007728 | 0.0087569 | 0.0097551 | 0.010739 | 0.011704 | 0.012657 | 0.013593 | 0.014508 | 0.015411 | 0.016301 | 0.01717 | 0.018026 | 0.018871 | 0.019699 | 0.019585 | 0.019481 | 0.019386 | 0.019299 | 0.01922 | 0.019147
F11_Industrial_Stone, Clay, and Glass_Existing_Space Heating_Natural Gas_Steam Trap Maintenance_A_Achievable Technical Potential | F11 | Industrial | Stone, Clay, and Glass | Existing | Space Heating | Natural Gas | Steam Trap Maintenance | A | Cumulative Summer Peak Savings (MW) | Achievable Technical Potential | 0 | 0 | 0 | 0 | 0 | 0 | 0 | 0 | 0 | 0 | 0 | 0 | 0 | 0 | 0 | 0 | 0 | 0 | 0 | 0 | 0 | 0 | 0 | 0 | 0 | 0 | 0 | 0 | 0 | 0 | 0
F12_Industrial_Stone, Clay, and Glass_Existing_Space Heating_Natural Gas_Steam Trap Maintenance_A_Achievable Technical Potential | F12 | Industrial | Stone, Clay, and Glass | Existing | Space Heating | Natural Gas | Steam Trap Maintenance | A | Cumulative Winter Peak Savings (MW) | Achievable Technical Potential | 0 | 0 | 0 | 0 | 0 | 0 | 0 | 0 | 0 | 0 | 0 | 0 | 0 | 0 | 0 | 0 | 0 | 0 | 0 | 0 | 0 | 0 | 0 | 0 | 0 | 0 | 0 | 0 | 0 | 0 | 0
F13_Industrial_Stone, Clay, and Glass_Existing_Space Heating_Natural Gas_Steam Trap Maintenance_A_Achievable Technical Potential | F13 | Industrial | Stone, Clay, and Glass | Existing | Space Heating | Natural Gas | Steam Trap Maintenance | A | Purchases (Incremental) | Achievable Technical Potential | 0 | 0 | 0 | 0 | 0 | 0.12864 | 0.12856 | 0.12781 | 0.12788 | 0.12798 | 0.12636 | 0.12601 | 0.12575 | 0.12376 | 0.12423 | 0.12305 | 0.12306 | 0.12244 | 0.12135 | 0.12149 | 0.12099 | 0.12052 | 0.12008 | 0.11967 | 0.1193 | 0 | 0 | 0 | 0 | 0 | 0
F14_Industrial_Stone, Clay, and Glass_Existing_Space Heating_Natural Gas_Steam Trap Maintenance_A_Achievable Technical Potential | F14 | Industrial | Stone, Clay, and Glass | Existing | Space Heating | Natural Gas | Steam Trap Maintenance | A | Purchases (Cumulative) | Achievable Technical Potential | 0 | 0 | 0 | 0 | 0 | 0.12864 | 0.2572 | 0.38501 | 0.51288 | 0.64086 | 0.76722 | 0.89323 | 1.019 | 1.1427 | 1.267 | 1.39 | 1.5131 | 1.6355 | 1.7569 | 1.8784 | 1.9994 | 2.1199 | 2.24 | 2.3596 | 2.4789 | 2.4789 | 2.4789 | 2.4789 | 2.4789 | 2.4789 | 2.4789
F1_Industrial_Stone, Clay, and Glass_Existing_Process_Natural Gas_Steam Trap Maintenance_A_Achievable Technical Potential | F1 | Industrial | Stone, Clay, and Glass | Existing | Process | Natural Gas | Steam Trap Maintenance | A | Original Unit Energy Savings (kWh or therms) | Achievable Technical Potential | 0 | 0 | 0 | 0 | 0 | 5.4079 | 5.4079 | 5.4079 | 5.4079 | 5.4079 | 5.4079 | 5.4079 | 5.4079 | 5.4079 | 5.4079 | 5.4079 | 5.4079 | 5.4079 | 5.4079 | 5.4079 | 5.4079 | 5.4079 | 5.4079 | 5.4079 | 5.4079 | 5.4079 | 5.4079 | 5.4079 | 5.4079 | 5.4079 | 5.4079
F2_Industrial_Stone, Clay, and Glass_Existing_Process_Natural Gas_Steam Trap Maintenance_A_Achievable Technical Potential | F2 | Industrial | Stone, Clay, and Glass | Existing | Process | Natural Gas | Steam Trap Maintenance | A | Original Unit Summer Peak Savings (kW) | Achievable Technical Potential | 0 | 0 | 0 | 0 | 0 | 0 | 0 | 0 | 0 | 0 | 0 | 0 | 0 | 0 | 0 | 0 | 0 | 0 | 0 | 0 | 0 | 0 | 0 | 0 | 0 | 0 | 0 | 0 | 0 | 0 | 0
F3_Industrial_Stone, Clay, and Glass_Existing_Process_Natural Gas_Steam Trap Maintenance_A_Achievable Technical Potential | F3 | Industrial | Stone, Clay, and Glass | Existing | Process | Natural Gas | Steam Trap Maintenance | A | Original Unit Winter Peak Savings (kW) | Achievable Technical Potential | 0 | 0 | 0 | 0 | 0 | 0 | 0 | 0 | 0 | 0 | 0 | 0 | 0 | 0 | 0 | 0 | 0 | 0 | 0 | 0 | 0 | 0 | 0 | 0 | 0 | 0 | 0 | 0 | 0 | 0 | 0
F4_Industrial_Stone, Clay, and Glass_Existing_Process_Natural Gas_Steam Trap Maintenance_A_Achievable Technical Potential | F4 | Industrial | Stone, Clay, and Glass | Existing | Process | Natural Gas | Steam Trap Maintenance | A | Standalone Impact on Baseline Energy (%) | Achievable Technical Potential | 0% | 0% | 0% | 0% | 0% | 0.0004898% | 0.0009798% | 0.001475% | 0.001964% | 0.002453% | 0.002974% | 0.003472% | 0.003969% | 0.004523% | 0.004995% | 0.005533% | 0.006022% | 0.006542% | 0.007091% | 0.007572% | 0.008094% | 0.008615% | 0.009136% | 0.009657% | 0.00010178 | 0.00010207 | 0.00010234 | 0.00010259 | 0 | 0 | 0
F5_Industrial_Stone, Clay, and Glass_Existing_Process_Natural Gas_Steam Trap Maintenance_A_Achievable Technical Potential | F5 | Industrial | Stone, Clay, and Glass | Existing | Process | Natural Gas | Steam Trap Maintenance | A | Standalone Impact on Baseline Summer Peak (%) | Achievable Technical Potential | 0% | 0% | 0% | 0% | 0% | 0% | 0% | 0% | 0% | 0% | 0% | 0% | 0% | 0% | 0% | 0% | 0% | 0% | 0% | 0% | 0% | 0% | 0% | 0% | 0 | 0 | 0 | 0 | 0 | 0 | 0
F6_Industrial_Stone, Clay, and Glass_Existing_Process_Natural Gas_Steam Trap Maintenance_A_Achievable Technical Potential | F6 | Industrial | Stone, Clay, and Glass | Existing | Process | Natural Gas | Steam Trap Maintenance | A | Standalone Impact on Baseline Winter Peak (%) | Achievable Technical Potential | 0% | 0% | 0% | 0% | 0% | 0% | 0% | 0% | 0% | 0% | 0% | 0% | 0% | 0% | 0% | 0% | 0% | 0% | 0% | 0% | 0% | 0% | 0% | 0% | 0 | 0 | 0 | 0 | 0 | 0 | 0
F7_Industrial_Stone, Clay, and Glass_Existing_Process_Natural Gas_Steam Trap Maintenance_A_Achievable Technical Potential | F7 | Industrial | Stone, Clay, and Glass | Existing | Process | Natural Gas | Steam Trap Maintenance | A | Incremental Energy Savings (MWh or mTherms) | Achievable Technical Potential | 0 | 0 | 0 | 0 | 0 | 0.0077126 | 0.0077084 | 0.0076629 | 0.0076671 | 0.0076734 | 0.007576 | 0.0075553 | 0.0075399 | 0.0074202 | 0.0074485 | 0.0073775 | 0.0073785 | 0.0073413 | 0.0072758 | 0.0072845 | 0.0072543 | 0.0072261 | 0.0071998 | 0.0071753 | 0.0071527 | 0 | 0 | 0 | 0 | 0 | 0
F8_Industrial_Stone, Clay, and Glass_Existing_Process_Natural Gas_Steam Trap Maintenance_A_Achievable Technical Potential | F8 | Industrial | Stone, Clay, and Glass | Existing | Process | Natural Gas | Steam Trap Maintenance | A | Incremental Summer Peak Savings (MW) | Achievable Technical Potential | 0 | 0 | 0 | 0 | 0 | 0 | 0 | 0 | 0 | 0 | 0 | 0 | 0 | 0 | 0 | 0 | 0 | 0 | 0 | 0 | 0 | 0 | 0 | 0 | 0 | 0 | 0 | 0 | 0 | 0 | 0
F9_Industrial_Stone, Clay, and Glass_Existing_Process_Natural Gas_Steam Trap Maintenance_A_Achievable Technical Potential | F9 | Industrial | Stone, Clay, and Glass | Existing | Process | Natural Gas | Steam Trap Maintenance | A | Incremental Winter Peak Savings (MW) | Achievable Technical Potential | 0 | 0 | 0 | 0 | 0 | 0 | 0 | 0 | 0 | 0 | 0 | 0 | 0 | 0 | 0 | 0 | 0 | 0 | 0 | 0 | 0 | 0 | 0 | 0 | 0 | 0 | 0 | 0 | 0 | 0 | 0
F10_Industrial_Stone, Clay, and Glass_Existing_Process_Natural Gas_Steam Trap Maintenance_A_Achievable Technical Potential | F10 | Industrial | Stone, Clay, and Glass | Existing | Process | Natural Gas | Steam Trap Maintenance | A | Cumulative Energy Savings (MWh or mTherms) | Achievable Technical Potential | 0 | 0 | 0 | 0 | 0 | 0.0077126 | 0.015421 | 0.023084 | 0.030751 | 0.038424 | 0.046 | 0.053556 | 0.061096 | 0.068516 | 0.075964 | 0.083342 | 0.09072 | 0.098062 | 0.10534 | 0.11262 | 0.11988 | 0.1271 | 0.1343 | 0.14148 | 0.14863 | 0.14863 | 0.14863 | 0.14863 | 0.14863 | 0.14863 | 0.14863
F11_Industrial_Stone, Clay, and Glass_Existing_Process_Natural Gas_Steam Trap Maintenance_A_Achievable Technical Potential | F11 | Industrial | Stone, Clay, and Glass | Existing | Process | Natural Gas | Steam Trap Maintenance | A | Cumulative Summer Peak Savings (MW) | Achievable Technical Potential | 0 | 0 | 0 | 0 | 0 | 0 | 0 | 0 | 0 | 0 | 0 | 0 | 0 | 0 | 0 | 0 | 0 | 0 | 0 | 0 | 0 | 0 | 0 | 0 | 0 | 0 | 0 | 0 | 0 | 0 | 0
F12_Industrial_Stone, Clay, and Glass_Existing_Process_Natural Gas_Steam Trap Maintenance_A_Achievable Technical Potential | F12 | Industrial | Stone, Clay, and Glass | Existing | Process | Natural Gas | Steam Trap Maintenance | A | Cumulative Winter Peak Savings (MW) | Achievable Technical Potential | 0 | 0 | 0 | 0 | 0 | 0 | 0 | 0 | 0 | 0 | 0 | 0 | 0 | 0 | 0 | 0 | 0 | 0 | 0 | 0 | 0 | 0 | 0 | 0 | 0 | 0 | 0 | 0 | 0 | 0 | 0
F13_Industrial_Stone, Clay, and Glass_Existing_Process_Natural Gas_Steam Trap Maintenance_A_Achievable Technical Potential | F13 | Industrial | Stone, Clay, and Glass | Existing | Process | Natural Gas | Steam Trap Maintenance | A | Purchases (Incremental) | Achievable Technical Potential | 0 | 0 | 0 | 0 | 0 | 1.4262 | 1.4254 | 1.417 | 1.4178 | 1.4189 | 1.4009 | 1.3971 | 1.3943 | 1.3721 | 1.3774 | 1.3642 | 1.3644 | 1.3575 | 1.3454 | 1.347 | 1.3414 | 1.3362 | 1.3314 | 1.3268 | 1.3226 | 0 | 0 | 0 | 0 | 0 | 0
F14_Industrial_Stone, Clay, and Glass_Existing_Process_Natural Gas_Steam Trap Maintenance_A_Achievable Technical Potential | F14 | Industrial | Stone, Clay, and Glass | Existing | Process | Natural Gas | Steam Trap Maintenance | A | Purchases (Cumulative) | Achievable Technical Potential | 0 | 0 | 0 | 0 | 0 | 1.4262 | 2.8516 | 4.2686 | 5.6864 | 7.1053 | 8.5062 | 9.9033 | 11.2976 | 12.6697 | 14.047 | 15.4112 | 16.7756 | 18.1332 | 19.4786 | 20.8256 | 22.167 | 23.5032 | 24.8346 | 26.1614 | 27.4841 | 27.4841 | 27.4841 | 27.4841 | 27.4841 | 27.4841 | 27.4841
F1_Industrial_Stone, Clay, and Glass_Existing_Space Heating_Natural Gas_Gas Boiler - High Turndown_A_Achievable Technical Potential | F1 | Industrial | Stone, Clay, and Glass | Existing | Space Heating | Natural Gas | Gas Boiler - High Turndown | A | Original Unit Energy Savings (kWh or therms) | Achievable Technical Potential | 0 | 0 | 0 | 0 | 0 | 9.5671 | 9.5023 | 9.4378 | 9.3731 | 9.3085 | 9.2458 | 9.1836 | 9.1222 | 9.0614 | 8.9971 | 8.938 | 8.8797 | 8.8223 | 8.7657 | 8.709 | 8.6543 | 8.5973 | 8.5423 | 8.489 | 8.4354 | 8.3864 | 8.3418 | 8.301 | 8.2638 | 8.2299 | 8.1989
F2_Industrial_Stone, Clay, and Glass_Existing_Space Heating_Natural Gas_Gas Boiler - High Turndown_A_Achievable Technical Potential | F2 | Industrial | Stone, Clay, and Glass | Existing | Space Heating | Natural Gas | Gas Boiler - High Turndown | A | Original Unit Summer Peak Savings (kW) | Achievable Technical Potential | 0 | 0 | 0 | 0 | 0 | 0 | 0 | 0 | 0 | 0 | 0 | 0 | 0 | 0 | 0 | 0 | 0 | 0 | 0 | 0 | 0 | 0 | 0 | 0 | 0 | 0 | 0 | 0 | 0 | 0 | 0
F3_Industrial_Stone, Clay, and Glass_Existing_Space Heating_Natural Gas_Gas Boiler - High Turndown_A_Achievable Technical Potential | F3 | Industrial | Stone, Clay, and Glass | Existing | Space Heating | Natural Gas | Gas Boiler - High Turndown | A | Original Unit Winter Peak Savings (kW) | Achievable Technical Potential | 0 | 0 | 0 | 0 | 0 | 0 | 0 | 0 | 0 | 0 | 0 | 0 | 0 | 0 | 0 | 0 | 0 | 0 | 0 | 0 | 0 | 0 | 0 | 0 | 0 | 0 | 0 | 0 | 0 | 0 | 0
F4_Industrial_Stone, Clay, and Glass_Existing_Space Heating_Natural Gas_Gas Boiler - High Turndown_A_Achievable Technical Potential | F4 | Industrial | Stone, Clay, and Glass | Existing | Space Heating | Natural Gas | Gas Boiler - High Turndown | A | Standalone Impact on Baseline Energy (%) | Achievable Technical Potential | 0% | 0% | 0% | 0% | 0% | 0.004227% | 0.00844% | 0.0127% | 0.0169% | 0.0211% | 0.02517% | 0.02829% | 0.03079% | 0.03325% | 0.0347% | 0.03631% | 0.03733% | 0.03834% | 0.03932% | 0.03978% | 0.04034% | 0.04048% | 0.04059% | 0.04069% | 0.00040772 | 0.00040847 | 0.00040917 | 0.00040983 | 0 | 0 | 0
F5_Industrial_Stone, Clay, and Glass_Existing_Space Heating_Natural Gas_Gas Boiler - High Turndown_A_Achievable Technical Potential | F5 | Industrial | Stone, Clay, and Glass | Existing | Space Heating | Natural Gas | Gas Boiler - High Turndown | A | Standalone Impact on Baseline Summer Peak (%) | Achievable Technical Potential | 0% | 0% | 0% | 0% | 0% | 0% | 0% | 0% | 0% | 0% | 0% | 0% | 0% | 0% | 0% | 0% | 0% | 0% | 0% | 0% | 0% | 0% | 0% | 0% | 0 | 0 | 0 | 0 | 0 | 0 | 0
F6_Industrial_Stone, Clay, and Glass_Existing_Space Heating_Natural Gas_Gas Boiler - High Turndown_A_Achievable Technical Potential | F6 | Industrial | Stone, Clay, and Glass | Existing | Space Heating | Natural Gas | Gas Boiler - High Turndown | A | Standalone Impact on Baseline Winter Peak (%) | Achievable Technical Potential | 0% | 0% | 0% | 0% | 0% | 0% | 0% | 0% | 0% | 0% | 0% | 0% | 0% | 0% | 0% | 0% | 0% | 0% | 0% | 0% | 0% | 0% | 0% | 0% | 0 | 0 | 0 | 0 | 0 | 0 | 0
F7_Industrial_Stone, Clay, and Glass_Existing_Space Heating_Natural Gas_Gas Boiler - High Turndown_A_Achievable Technical Potential | F7 | Industrial | Stone, Clay, and Glass | Existing | Space Heating | Natural Gas | Gas Boiler - High Turndown | A | Incremental Energy Savings (MWh or mTherms) | Achievable Technical Potential | 0 | 0 | 0 | 0 | 0 | 0.0033651 | 0.0033405 | 0.0032982 | 0.0032774 | 0.0032575 | 0.002875 | 0.0022783 | 0.0018068 | 0.001413 | 0.0011266 | 0.00088687 | 0.00070495 | 0.00055749 | 0.00043918 | 0.00034949 | 0.00027668 | 1.8675e-06 | 6.6027e-07 | 2.2293e-07 | 7.2007e-08 | 6.0674e-08 | 6.019e-08 | 5.9751e-08 | 5.9354e-08 | 5.8995e-08 | 5.8673e-08
F8_Industrial_Stone, Clay, and Glass_Existing_Space Heating_Natural Gas_Gas Boiler - High Turndown_A_Achievable Technical Potential | F8 | Industrial | Stone, Clay, and Glass | Existing | Space Heating | Natural Gas | Gas Boiler - High Turndown | A | Incremental Summer Peak Savings (MW) | Achievable Technical Potential | 0 | 0 | 0 | 0 | 0 | 0 | 0 | 0 | 0 | 0 | 0 | 0 | 0 | 0 | 0 | 0 | 0 | 0 | 0 | 0 | 0 | 0 | 0 | 0 | 0 | 0 | 0 | 0 | 0 | 0 | 0
F9_Industrial_Stone, Clay, and Glass_Existing_Space Heating_Natural Gas_Gas Boiler - High Turndown_A_Achievable Technical Potential | F9 | Industrial | Stone, Clay, and Glass | Existing | Space Heating | Natural Gas | Gas Boiler - High Turndown | A | Incremental Winter Peak Savings (MW) | Achievable Technical Potential | 0 | 0 | 0 | 0 | 0 | 0 | 0 | 0 | 0 | 0 | 0 | 0 | 0 | 0 | 0 | 0 | 0 | 0 | 0 | 0 | 0 | 0 | 0 | 0 | 0 | 0 | 0 | 0 | 0 | 0 | 0
F10_Industrial_Stone, Clay, and Glass_Existing_Space Heating_Natural Gas_Gas Boiler - High Turndown_A_Achievable Technical Potential | F10 | Industrial | Stone, Clay, and Glass | Existing | Space Heating | Natural Gas | Gas Boiler - High Turndown | A | Cumulative Energy Savings (MWh or mTherms) | Achievable Technical Potential | 0 | 0 | 0 | 0 | 0 | 0.0033651 | 0.0066827 | 0.0099357 | 0.013145 | 0.016312 | 0.019077 | 0.021227 | 0.022892 | 0.024152 | 0.025107 | 0.025829 | 0.026366 | 0.026753 | 0.02702 | 0.027195 | 0.027301 | 0.027123 | 0.02695 | 0.026782 | 0.026613 | 0.026459 | 0.026318 | 0.026189 | 0.026072 | 0.025965 | 0.025867
F11_Industrial_Stone, Clay, and Glass_Existing_Space Heating_Natural Gas_Gas Boiler - High Turndown_A_Achievable Technical Potential | F11 | Industrial | Stone, Clay, and Glass | Existing | Space Heating | Natural Gas | Gas Boiler - High Turndown | A | Cumulative Summer Peak Savings (MW) | Achievable Technical Potential | 0 | 0 | 0 | 0 | 0 | 0 | 0 | 0 | 0 | 0 | 0 | 0 | 0 | 0 | 0 | 0 | 0 | 0 | 0 | 0 | 0 | 0 | 0 | 0 | 0 | 0 | 0 | 0 | 0 | 0 | 0
F12_Industrial_Stone, Clay, and Glass_Existing_Space Heating_Natural Gas_Gas Boiler - High Turndown_A_Achievable Technical Potential | F12 | Industrial | Stone, Clay, and Glass | Existing | Space Heating | Natural Gas | Gas Boiler - High Turndown | A | Cumulative Winter Peak Savings (MW) | Achievable Technical Potential | 0 | 0 | 0 | 0 | 0 | 0 | 0 | 0 | 0 | 0 | 0 | 0 | 0 | 0 | 0 | 0 | 0 | 0 | 0 | 0 | 0 | 0 | 0 | 0 | 0 | 0 | 0 | 0 | 0 | 0 | 0
F13_Industrial_Stone, Clay, and Glass_Existing_Space Heating_Natural Gas_Gas Boiler - High Turndown_A_Achievable Technical Potential | F13 | Industrial | Stone, Clay, and Glass | Existing | Space Heating | Natural Gas | Gas Boiler - High Turndown | A | Purchases (Incremental) | Achievable Technical Potential | 0 | 0 | 0 | 0 | 0 | 0.35174 | 0.35154 | 0.34947 | 0.34966 | 0.34995 | 0.31095 | 0.24808 | 0.19806 | 0.15593 | 0.12522 | 0.099224 | 0.079389 | 0.063192 | 0.050103 | 0.040129 | 0.031971 | 0.00021722 | 7.7295e-05 | 2.6261e-05 | 8.5364e-06 | 7.2348e-06 | 7.2155e-06 | 7.198e-06 | 7.1823e-06 | 7.1684e-06 | 7.1562e-06
F14_Industrial_Stone, Clay, and Glass_Existing_Space Heating_Natural Gas_Gas Boiler - High Turndown_A_Achievable Technical Potential | F14 | Industrial | Stone, Clay, and Glass | Existing | Space Heating | Natural Gas | Gas Boiler - High Turndown | A | Purchases (Cumulative) | Achievable Technical Potential | 0 | 0 | 0 | 0 | 0 | 0.35174 | 0.70328 | 1.0527 | 1.4024 | 1.7524 | 2.0633 | 2.3114 | 2.5095 | 2.6654 | 2.7906 | 2.8898 | 2.9692 | 3.0324 | 3.0825 | 3.1226 | 3.1546 | 3.1548 | 3.1549 | 3.1549 | 3.1549 | 3.155 | 3.155 | 3.155 | 3.155 | 3.155 | 3.155
F1_Industrial_Stone, Clay, and Glass_Existing_Process_Natural Gas_Gas Boiler - High Turndown_A_Achievable Technical Potential | F1 | Industrial | Stone, Clay, and Glass | Existing | Process | Natural Gas | Gas Boiler - High Turndown | A | Original Unit Energy Savings (kWh or therms) | Achievable Technical Potential | 0 | 0 | 0 | 0 | 0 | 5.7404 | 5.7404 | 5.7404 | 5.7404 | 5.7404 | 5.7404 | 5.7404 | 5.7404 | 5.7404 | 5.7404 | 5.7404 | 5.7404 | 5.7404 | 5.7404 | 5.7404 | 5.7404 | 5.7404 | 5.7404 | 5.7404 | 5.7404 | 5.7404 | 5.7404 | 5.7404 | 5.7404 | 5.7404 | 5.7404
F2_Industrial_Stone, Clay, and Glass_Existing_Process_Natural Gas_Gas Boiler - High Turndown_A_Achievable Technical Potential | F2 | Industrial | Stone, Clay, and Glass | Existing | Process | Natural Gas | Gas Boiler - High Turndown | A | Original Unit Summer Peak Savings (kW) | Achievable Technical Potential | 0 | 0 | 0 | 0 | 0 | 0 | 0 | 0 | 0 | 0 | 0 | 0 | 0 | 0 | 0 | 0 | 0 | 0 | 0 | 0 | 0 | 0 | 0 | 0 | 0 | 0 | 0 | 0 | 0 | 0 | 0
F3_Industrial_Stone, Clay, and Glass_Existing_Process_Natural Gas_Gas Boiler - High Turndown_A_Achievable Technical Potential | F3 | Industrial | Stone, Clay, and Glass | Existing | Process | Natural Gas | Gas Boiler - High Turndown | A | Original Unit Winter Peak Savings (kW) | Achievable Technical Potential | 0 | 0 | 0 | 0 | 0 | 0 | 0 | 0 | 0 | 0 | 0 | 0 | 0 | 0 | 0 | 0 | 0 | 0 | 0 | 0 | 0 | 0 | 0 | 0 | 0 | 0 | 0 | 0 | 0 | 0 | 0
F4_Industrial_Stone, Clay, and Glass_Existing_Process_Natural Gas_Gas Boiler - High Turndown_A_Achievable Technical Potential | F4 | Industrial | Stone, Clay, and Glass | Existing | Process | Natural Gas | Gas Boiler - High Turndown | A | Standalone Impact on Baseline Energy (%) | Achievable Technical Potential | 0% | 0% | 0% | 0% | 0% | 0.001422% | 0.002844% | 0.004282% | 0.005702% | 0.007119% | 0.00849% | 0.009536% | 0.01037% | 0.0112% | 0.01168% | 0.01221% | 0.01254% | 0.01288% | 0.01321% | 0.01336% | 0.01356% | 0.01361% | 0.01366% | 0.01371% | 0.00013749 | 0.0001379 | 0.00013826 | 0.0001386 | 0 | 0 | 0
F5_Industrial_Stone, Clay, and Glass_Existing_Process_Natural Gas_Gas Boiler - High Turndown_A_Achievable Technical Potential | F5 | Industrial | Stone, Clay, and Glass | Existing | Process | Natural Gas | Gas Boiler - High Turndown | A | Standalone Impact on Baseline Summer Peak (%) | Achievable Technical Potential | 0% | 0% | 0% | 0% | 0% | 0% | 0% | 0% | 0% | 0% | 0% | 0% | 0% | 0% | 0% | 0% | 0% | 0% | 0% | 0% | 0% | 0% | 0% | 0% | 0 | 0 | 0 | 0 | 0 | 0 | 0
F6_Industrial_Stone, Clay, and Glass_Existing_Process_Natural Gas_Gas Boiler - High Turndown_A_Achievable Technical Potential | F6 | Industrial | Stone, Clay, and Glass | Existing | Process | Natural Gas | Gas Boiler - High Turndown | A | Standalone Impact on Baseline Winter Peak (%) | Achievable Technical Potential | 0% | 0% | 0% | 0% | 0% | 0% | 0% | 0% | 0% | 0% | 0% | 0% | 0% | 0% | 0% | 0% | 0% | 0% | 0% | 0% | 0% | 0% | 0% | 0% | 0 | 0 | 0 | 0 | 0 | 0 | 0
F7_Industrial_Stone, Clay, and Glass_Existing_Process_Natural Gas_Gas Boiler - High Turndown_A_Achievable Technical Potential | F7 | Industrial | Stone, Clay, and Glass | Existing | Process | Natural Gas | Gas Boiler - High Turndown | A | Incremental Energy Savings (MWh or mTherms) | Achievable Technical Potential | 0 | 0 | 0 | 0 | 0 | 0.022386 | 0.022374 | 0.022242 | 0.022254 | 0.022272 | 0.01979 | 0.015789 | 0.012606 | 0.0099243 | 0.0079697 | 0.006315 | 0.0050526 | 0.0040218 | 0.0031887 | 0.002554 | 0.0020347 | 1.3825e-05 | 4.9193e-06 | 1.6714e-06 | 5.4329e-07 | 4.6045e-07 | 4.5922e-07 | 4.5811e-07 | 4.5711e-07 | 4.5622e-07 | 4.5545e-07
F8_Industrial_Stone, Clay, and Glass_Existing_Process_Natural Gas_Gas Boiler - High Turndown_A_Achievable Technical Potential | F8 | Industrial | Stone, Clay, and Glass | Existing | Process | Natural Gas | Gas Boiler - High Turndown | A | Incremental Summer Peak Savings (MW) | Achievable Technical Potential | 0 | 0 | 0 | 0 | 0 | 0 | 0 | 0 | 0 | 0 | 0 | 0 | 0 | 0 | 0 | 0 | 0 | 0 | 0 | 0 | 0 | 0 | 0 | 0 | 0 | 0 | 0 | 0 | 0 | 0 | 0
F9_Industrial_Stone, Clay, and Glass_Existing_Process_Natural Gas_Gas Boiler - High Turndown_A_Achievable Technical Potential | F9 | Industrial | Stone, Clay, and Glass | Existing | Process | Natural Gas | Gas Boiler - High Turndown | A | Incremental Winter Peak Savings (MW) | Achievable Technical Potential | 0 | 0 | 0 | 0 | 0 | 0 | 0 | 0 | 0 | 0 | 0 | 0 | 0 | 0 | 0 | 0 | 0 | 0 | 0 | 0 | 0 | 0 | 0 | 0 | 0 | 0 | 0 | 0 | 0 | 0 | 0
F10_Industrial_Stone, Clay, and Glass_Existing_Process_Natural Gas_Gas Boiler - High Turndown_A_Achievable Technical Potential | F10 | Industrial | Stone, Clay, and Glass | Existing | Process | Natural Gas | Gas Boiler - High Turndown | A | Cumulative Energy Savings (MWh or mTherms) | Achievable Technical Potential | 0 | 0 | 0 | 0 | 0 | 0.022386 | 0.044759 | 0.067001 | 0.089254 | 0.11153 | 0.13132 | 0.14711 | 0.15971 | 0.16964 | 0.17761 | 0.18392 | 0.18897 | 0.19299 | 0.19618 | 0.19874 | 0.20077 | 0.20079 | 0.20079 | 0.20079 | 0.20079 | 0.20079 | 0.20079 | 0.20079 | 0.20079 | 0.2008 | 0.2008
F11_Industrial_Stone, Clay, and Glass_Existing_Process_Natural Gas_Gas Boiler - High Turndown_A_Achievable Technical Potential | F11 | Industrial | Stone, Clay, and Glass | Existing | Process | Natural Gas | Gas Boiler - High Turndown | A | Cumulative Summer Peak Savings (MW) | Achievable Technical Potential | 0 | 0 | 0 | 0 | 0 | 0 | 0 | 0 | 0 | 0 | 0 | 0 | 0 | 0 | 0 | 0 | 0 | 0 | 0 | 0 | 0 | 0 | 0 | 0 | 0 | 0 | 0 | 0 | 0 | 0 | 0
F12_Industrial_Stone, Clay, and Glass_Existing_Process_Natural Gas_Gas Boiler - High Turndown_A_Achievable Technical Potential | F12 | Industrial | Stone, Clay, and Glass | Existing | Process | Natural Gas | Gas Boiler - High Turndown | A | Cumulative Winter Peak Savings (MW) | Achievable Technical Potential | 0 | 0 | 0 | 0 | 0 | 0 | 0 | 0 | 0 | 0 | 0 | 0 | 0 | 0 | 0 | 0 | 0 | 0 | 0 | 0 | 0 | 0 | 0 | 0 | 0 | 0 | 0 | 0 | 0 | 0 | 0
F13_Industrial_Stone, Clay, and Glass_Existing_Process_Natural Gas_Gas Boiler - High Turndown_A_Achievable Technical Potential | F13 | Industrial | Stone, Clay, and Glass | Existing | Process | Natural Gas | Gas Boiler - High Turndown | A | Purchases (Incremental) | Achievable Technical Potential | 0 | 0 | 0 | 0 | 0 | 3.8997 | 3.8976 | 3.8746 | 3.8767 | 3.8799 | 3.4476 | 2.7505 | 2.1959 | 1.7289 | 1.3884 | 1.1001 | 0.88019 | 0.70061 | 0.55549 | 0.44492 | 0.35446 | 0.0024083 | 0.00085697 | 0.00029116 | 9.4643e-05 | 8.0213e-05 | 7.9999e-05 | 7.9805e-05 | 7.9631e-05 | 7.9477e-05 | 7.9341e-05
F14_Industrial_Stone, Clay, and Glass_Existing_Process_Natural Gas_Gas Boiler - High Turndown_A_Achievable Technical Potential | F14 | Industrial | Stone, Clay, and Glass | Existing | Process | Natural Gas | Gas Boiler - High Turndown | A | Purchases (Cumulative) | Achievable Technical Potential | 0 | 0 | 0 | 0 | 0 | 3.8997 | 7.7973 | 11.6719 | 15.5486 | 19.4285 | 22.876 | 25.6265 | 27.8225 | 29.5513 | 30.9397 | 32.0398 | 32.92 | 33.6206 | 34.1761 | 34.621 | 34.9755 | 34.9779 | 34.9787 | 34.979 | 34.9791 | 34.9792 | 34.9793 | 34.9794 | 34.9794 | 34.9795 | 34.9796
F1_Industrial_Stone, Clay, and Glass_Existing_Space Heating_Natural Gas_Gas Boiler - Burner Control Optimization_A_Achievable Technical Potential | F1 | Industrial | Stone, Clay, and Glass | Existing | Space Heating | Natural Gas | Gas Boiler - Burner Control Optimization | A | Original Unit Energy Savings (kWh or therms) | Achievable Technical Potential | 0 | 0 | 0 | 0 | 0 | 2.7745 | 2.7557 | 2.737 | 2.7182 | 2.6995 | 2.6813 | 2.6633 | 2.6454 | 2.6278 | 2.6092 | 2.592 | 2.5751 | 2.5585 | 2.5421 | 2.5256 | 2.5097 | 2.4932 | 2.4773 | 2.4618 | 2.4463 | 2.4321 | 2.4191 | 2.4073 | 2.3965 | 2.3867 | 2.3777
F2_Industrial_Stone, Clay, and Glass_Existing_Space Heating_Natural Gas_Gas Boiler - Burner Control Optimization_A_Achievable Technical Potential | F2 | Industrial | Stone, Clay, and Glass | Existing | Space Heating | Natural Gas | Gas Boiler - Burner Control Optimization | A | Original Unit Summer Peak Savings (kW) | Achievable Technical Potential | 0 | 0 | 0 | 0 | 0 | 0 | 0 | 0 | 0 | 0 | 0 | 0 | 0 | 0 | 0 | 0 | 0 | 0 | 0 | 0 | 0 | 0 | 0 | 0 | 0 | 0 | 0 | 0 | 0 | 0 | 0
F3_Industrial_Stone, Clay, and Glass_Existing_Space Heating_Natural Gas_Gas Boiler - Burner Control Optimization_A_Achievable Technical Potential | F3 | Industrial | Stone, Clay, and Glass | Existing | Space Heating | Natural Gas | Gas Boiler - Burner Control Optimization | A | Original Unit Winter Peak Savings (kW) | Achievable Technical Potential | 0 | 0 | 0 | 0 | 0 | 0 | 0 | 0 | 0 | 0 | 0 | 0 | 0 | 0 | 0 | 0 | 0 | 0 | 0 | 0 | 0 | 0 | 0 | 0 | 0 | 0 | 0 | 0 | 0 | 0 | 0
F4_Industrial_Stone, Clay, and Glass_Existing_Space Heating_Natural Gas_Gas Boiler - Burner Control Optimization_A_Achievable Technical Potential | F4 | Industrial | Stone, Clay, and Glass | Existing | Space Heating | Natural Gas | Gas Boiler - Burner Control Optimization | A | Standalone Impact on Baseline Energy (%) | Achievable Technical Potential | 0% | 0% | 0% | 0% | 0% | 0.0003306% | 0.000849% | 0.00189% | 0.003702% | 0.00652% | 0.01056% | 0.01562% | 0.02153% | 0.02822% | 0.03446% | 0.04074% | 0.04594% | 0.05046% | 0.05423% | 0.0566% | 0.05853% | 0.05987% | 0.06076% | 0.06135% | 0.00061767 | 0.00061879 | 0.00061986 | 0.00062085 | 0 | 0 | 0
F5_Industrial_Stone, Clay, and Glass_Existing_Space Heating_Natural Gas_Gas Boiler - Burner Control Optimization_A_Achievable Technical Potential | F5 | Industrial | Stone, Clay, and Glass | Existing | Space Heating | Natural Gas | Gas Boiler - Burner Control Optimization | A | Standalone Impact on Baseline Summer Peak (%) | Achievable Technical Potential | 0% | 0% | 0% | 0% | 0% | 0% | 0% | 0% | 0% | 0% | 0% | 0% | 0% | 0% | 0% | 0% | 0% | 0% | 0% | 0% | 0% | 0% | 0% | 0% | 0 | 0 | 0 | 0 | 0 | 0 | 0
F6_Industrial_Stone, Clay, and Glass_Existing_Space Heating_Natural Gas_Gas Boiler - Burner Control Optimization_A_Achievable Technical Potential | F6 | Industrial | Stone, Clay, and Glass | Existing | Space Heating | Natural Gas | Gas Boiler - Burner Control Optimization | A | Standalone Impact on Baseline Winter Peak (%) | Achievable Technical Potential | 0% | 0% | 0% | 0% | 0% | 0% | 0% | 0% | 0% | 0% | 0% | 0% | 0% | 0% | 0% | 0% | 0% | 0% | 0% | 0% | 0% | 0% | 0% | 0% | 0 | 0 | 0 | 0 | 0 | 0 | 0
F7_Industrial_Stone, Clay, and Glass_Existing_Space Heating_Natural Gas_Gas Boiler - Burner Control Optimization_A_Achievable Technical Potential | F7 | Industrial | Stone, Clay, and Glass | Existing | Space Heating | Natural Gas | Gas Boiler - Burner Control Optimization | A | Incremental Energy Savings (MWh or mTherms) | Achievable Technical Potential | 0 | 0 | 0 | 0 | 0 | 0.00026325 | 0.00041077 | 0.00081116 | 0.0014105 | 0.0021809 | 0.0029941 | 0.0037748 | 0.0043655 | 0.0045959 | 0.0045807 | 0.0042067 | 0.0036573 | 0.0029774 | 0.0022804 | 0.0016714 | 0.0011578 | 0.0007638 | 0.00048119 | 0.00029008 | 0.00019455 | 0 | 0 | 0 | 0 | 0 | 0
F8_Industrial_Stone, Clay, and Glass_Existing_Space Heating_Natural Gas_Gas Boiler - Burner Control Optimization_A_Achievable Technical Potential | F8 | Industrial | Stone, Clay, and Glass | Existing | Space Heating | Natural Gas | Gas Boiler - Burner Control Optimization | A | Incremental Summer Peak Savings (MW) | Achievable Technical Potential | 0 | 0 | 0 | 0 | 0 | 0 | 0 | 0 | 0 | 0 | 0 | 0 | 0 | 0 | 0 | 0 | 0 | 0 | 0 | 0 | 0 | 0 | 0 | 0 | 0 | 0 | 0 | 0 | 0 | 0 | 0
F9_Industrial_Stone, Clay, and Glass_Existing_Space Heating_Natural Gas_Gas Boiler - Burner Control Optimization_A_Achievable Technical Potential | F9 | Industrial | Stone, Clay, and Glass | Existing | Space Heating | Natural Gas | Gas Boiler - Burner Control Optimization | A | Incremental Winter Peak Savings (MW) | Achievable Technical Potential | 0 | 0 | 0 | 0 | 0 | 0 | 0 | 0 | 0 | 0 | 0 | 0 | 0 | 0 | 0 | 0 | 0 | 0 | 0 | 0 | 0 | 0 | 0 | 0 | 0 | 0 | 0 | 0 | 0 | 0 | 0
F10_Industrial_Stone, Clay, and Glass_Existing_Space Heating_Natural Gas_Gas Boiler - Burner Control Optimization_A_Achievable Technical Potential | F10 | Industrial | Stone, Clay, and Glass | Existing | Space Heating | Natural Gas | Gas Boiler - Burner Control Optimization | A | Cumulative Energy Savings (MWh or mTherms) | Achievable Technical Potential | 0 | 0 | 0 | 0 | 0 | 0.00026325 | 0.00067223 | 0.0014788 | 0.0028792 | 0.0050403 | 0.0080004 | 0.011721 | 0.016008 | 0.020498 | 0.024933 | 0.028976 | 0.032444 | 0.035212 | 0.037266 | 0.038697 | 0.039611 | 0.040114 | 0.040339 | 0.040377 | 0.040317 | 0.040083 | 0.039869 | 0.039675 | 0.039497 | 0.039335 | 0.039187
F11_Industrial_Stone, Clay, and Glass_Existing_Space Heating_Natural Gas_Gas Boiler - Burner Control Optimization_A_Achievable Technical Potential | F11 | Industrial | Stone, Clay, and Glass | Existing | Space Heating | Natural Gas | Gas Boiler - Burner Control Optimization | A | Cumulative Summer Peak Savings (MW) | Achievable Technical Potential | 0 | 0 | 0 | 0 | 0 | 0 | 0 | 0 | 0 | 0 | 0 | 0 | 0 | 0 | 0 | 0 | 0 | 0 | 0 | 0 | 0 | 0 | 0 | 0 | 0 | 0 | 0 | 0 | 0 | 0 | 0
F12_Industrial_Stone, Clay, and Glass_Existing_Space Heating_Natural Gas_Gas Boiler - Burner Control Optimization_A_Achievable Technical Potential | F12 | Industrial | Stone, Clay, and Glass | Existing | Space Heating | Natural Gas | Gas Boiler - Burner Control Optimization | A | Cumulative Winter Peak Savings (MW) | Achievable Technical Potential | 0 | 0 | 0 | 0 | 0 | 0 | 0 | 0 | 0 | 0 | 0 | 0 | 0 | 0 | 0 | 0 | 0 | 0 | 0 | 0 | 0 | 0 | 0 | 0 | 0 | 0 | 0 | 0 | 0 | 0 | 0
F13_Industrial_Stone, Clay, and Glass_Existing_Space Heating_Natural Gas_Gas Boiler - Burner Control Optimization_A_Achievable Technical Potential | F13 | Industrial | Stone, Clay, and Glass | Existing | Space Heating | Natural Gas | Gas Boiler - Burner Control Optimization | A | Purchases (Incremental) | Achievable Technical Potential | 0 | 0 | 0 | 0 | 0 | 0.094882 | 0.14906 | 0.29637 | 0.51893 | 0.80789 | 1.1167 | 1.4173 | 1.6502 | 1.7489 | 1.7556 | 1.6229 | 1.4203 | 1.1637 | 0.89706 | 0.66177 | 0.46133 | 0.30635 | 0.19424 | 0.11783 | 0.079531 | 0 | 0 | 0 | 0 | 0 | 0
F14_Industrial_Stone, Clay, and Glass_Existing_Space Heating_Natural Gas_Gas Boiler - Burner Control Optimization_A_Achievable Technical Potential | F14 | Industrial | Stone, Clay, and Glass | Existing | Space Heating | Natural Gas | Gas Boiler - Burner Control Optimization | A | Purchases (Cumulative) | Achievable Technical Potential | 0 | 0 | 0 | 0 | 0 | 0.094882 | 0.24395 | 0.54032 | 1.0592 | 1.8671 | 2.9838 | 4.4012 | 6.0514 | 7.8003 | 9.5559 | 11.1789 | 12.5991 | 13.7629 | 14.6599 | 15.3217 | 15.783 | 16.0894 | 16.2836 | 16.4015 | 16.481 | 16.481 | 16.481 | 16.481 | 16.481 | 16.481 | 16.481
F1_Industrial_Stone, Clay, and Glass_Existing_Process_Natural Gas_Gas Boiler - Burner Control Optimization_A_Achievable Technical Potential | F1 | Industrial | Stone, Clay, and Glass | Existing | Process | Natural Gas | Gas Boiler - Burner Control Optimization | A | Original Unit Energy Savings (kWh or therms) | Achievable Technical Potential | 0 | 0 | 0 | 0 | 0 | 1.6647 | 1.6647 | 1.6647 | 1.6647 | 1.6647 | 1.6647 | 1.6647 | 1.6647 | 1.6647 | 1.6647 | 1.6647 | 1.6647 | 1.6647 | 1.6647 | 1.6647 | 1.6647 | 1.6647 | 1.6647 | 1.6647 | 1.6647 | 1.6647 | 1.6647 | 1.6647 | 1.6647 | 1.6647 | 1.6647
F2_Industrial_Stone, Clay, and Glass_Existing_Process_Natural Gas_Gas Boiler - Burner Control Optimization_A_Achievable Technical Potential | F2 | Industrial | Stone, Clay, and Glass | Existing | Process | Natural Gas | Gas Boiler - Burner Control Optimization | A | Original Unit Summer Peak Savings (kW) | Achievable Technical Potential | 0 | 0 | 0 | 0 | 0 | 0 | 0 | 0 | 0 | 0 | 0 | 0 | 0 | 0 | 0 | 0 | 0 | 0 | 0 | 0 | 0 | 0 | 0 | 0 | 0 | 0 | 0 | 0 | 0 | 0 | 0
F3_Industrial_Stone, Clay, and Glass_Existing_Process_Natural Gas_Gas Boiler - Burner Control Optimization_A_Achievable Technical Potential | F3 | Industrial | Stone, Clay, and Glass | Existing | Process | Natural Gas | Gas Boiler - Burner Control Optimization | A | Original Unit Winter Peak Savings (kW) | Achievable Technical Potential | 0 | 0 | 0 | 0 | 0 | 0 | 0 | 0 | 0 | 0 | 0 | 0 | 0 | 0 | 0 | 0 | 0 | 0 | 0 | 0 | 0 | 0 | 0 | 0 | 0 | 0 | 0 | 0 | 0 | 0 | 0
F4_Industrial_Stone, Clay, and Glass_Existing_Process_Natural Gas_Gas Boiler - Burner Control Optimization_A_Achievable Technical Potential | F4 | Industrial | Stone, Clay, and Glass | Existing | Process | Natural Gas | Gas Boiler - Burner Control Optimization | A | Standalone Impact on Baseline Energy (%) | Achievable Technical Potential | 0% | 0% | 0% | 0% | 0% | 0.0001112% | 0.0002861% | 0.0006374% | 0.001249% | 0.0022% | 0.00356% | 0.005266% | 0.007255% | 0.009503% | 0.0116% | 0.0137% | 0.01544% | 0.01695% | 0.01821% | 0.01901% | 0.01967% | 0.02013% | 0.02045% | 0.02066% | 0.00020829 | 0.0002089 | 0.00020946 | 0.00020997 | 0 | 0 | 0
F5_Industrial_Stone, Clay, and Glass_Existing_Process_Natural Gas_Gas Boiler - Burner Control Optimization_A_Achievable Technical Potential | F5 | Industrial | Stone, Clay, and Glass | Existing | Process | Natural Gas | Gas Boiler - Burner Control Optimization | A | Standalone Impact on Baseline Summer Peak (%) | Achievable Technical Potential | 0% | 0% | 0% | 0% | 0% | 0% | 0% | 0% | 0% | 0% | 0% | 0% | 0% | 0% | 0% | 0% | 0% | 0% | 0% | 0% | 0% | 0% | 0% | 0% | 0 | 0 | 0 | 0 | 0 | 0 | 0
F6_Industrial_Stone, Clay, and Glass_Existing_Process_Natural Gas_Gas Boiler - Burner Control Optimization_A_Achievable Technical Potential | F6 | Industrial | Stone, Clay, and Glass | Existing | Process | Natural Gas | Gas Boiler - Burner Control Optimization | A | Standalone Impact on Baseline Winter Peak (%) | Achievable Technical Potential | 0% | 0% | 0% | 0% | 0% | 0% | 0% | 0% | 0% | 0% | 0% | 0% | 0% | 0% | 0% | 0% | 0% | 0% | 0% | 0% | 0% | 0% | 0% | 0% | 0 | 0 | 0 | 0 | 0 | 0 | 0
F7_Industrial_Stone, Clay, and Glass_Existing_Process_Natural Gas_Gas Boiler - Burner Control Optimization_A_Achievable Technical Potential | F7 | Industrial | Stone, Clay, and Glass | Existing | Process | Natural Gas | Gas Boiler - Burner Control Optimization | A | Incremental Energy Savings (MWh or mTherms) | Achievable Technical Potential | 0 | 0 | 0 | 0 | 0 | 0.0017512 | 0.0027512 | 0.00547 | 0.0095777 | 0.014911 | 0.02061 | 0.02616 | 0.030458 | 0.03228 | 0.032403 | 0.029954 | 0.026213 | 0.021479 | 0.016557 | 0.012214 | 0.0085145 | 0.0056543 | 0.0035851 | 0.0021748 | 0.0014679 | 0 | 0 | 0 | 0 | 0 | 0
F8_Industrial_Stone, Clay, and Glass_Existing_Process_Natural Gas_Gas Boiler - Burner Control Optimization_A_Achievable Technical Potential | F8 | Industrial | Stone, Clay, and Glass | Existing | Process | Natural Gas | Gas Boiler - Burner Control Optimization | A | Incremental Summer Peak Savings (MW) | Achievable Technical Potential | 0 | 0 | 0 | 0 | 0 | 0 | 0 | 0 | 0 | 0 | 0 | 0 | 0 | 0 | 0 | 0 | 0 | 0 | 0 | 0 | 0 | 0 | 0 | 0 | 0 | 0 | 0 | 0 | 0 | 0 | 0
F9_Industrial_Stone, Clay, and Glass_Existing_Process_Natural Gas_Gas Boiler - Burner Control Optimization_A_Achievable Technical Potential | F9 | Industrial | Stone, Clay, and Glass | Existing | Process | Natural Gas | Gas Boiler - Burner Control Optimization | A | Incremental Winter Peak Savings (MW) | Achievable Technical Potential | 0 | 0 | 0 | 0 | 0 | 0 | 0 | 0 | 0 | 0 | 0 | 0 | 0 | 0 | 0 | 0 | 0 | 0 | 0 | 0 | 0 | 0 | 0 | 0 | 0 | 0 | 0 | 0 | 0 | 0 | 0
F10_Industrial_Stone, Clay, and Glass_Existing_Process_Natural Gas_Gas Boiler - Burner Control Optimization_A_Achievable Technical Potential | F10 | Industrial | Stone, Clay, and Glass | Existing | Process | Natural Gas | Gas Boiler - Burner Control Optimization | A | Cumulative Energy Savings (MWh or mTherms) | Achievable Technical Potential | 0 | 0 | 0 | 0 | 0 | 0.0017512 | 0.0045024 | 0.0099725 | 0.01955 | 0.034461 | 0.055071 | 0.081231 | 0.11169 | 0.14397 | 0.17637 | 0.20633 | 0.23254 | 0.25402 | 0.27057 | 0.28279 | 0.2913 | 0.29696 | 0.30054 | 0.30272 | 0.30418 | 0.30418 | 0.30418 | 0.30418 | 0.30418 | 0.30418 | 0.30418
F11_Industrial_Stone, Clay, and Glass_Existing_Process_Natural Gas_Gas Boiler - Burner Control Optimization_A_Achievable Technical Potential | F11 | Industrial | Stone, Clay, and Glass | Existing | Process | Natural Gas | Gas Boiler - Burner Control Optimization | A | Cumulative Summer Peak Savings (MW) | Achievable Technical Potential | 0 | 0 | 0 | 0 | 0 | 0 | 0 | 0 | 0 | 0 | 0 | 0 | 0 | 0 | 0 | 0 | 0 | 0 | 0 | 0 | 0 | 0 | 0 | 0 | 0 | 0 | 0 | 0 | 0 | 0 | 0
F12_Industrial_Stone, Clay, and Glass_Existing_Process_Natural Gas_Gas Boiler - Burner Control Optimization_A_Achievable Technical Potential | F12 | Industrial | Stone, Clay, and Glass | Existing | Process | Natural Gas | Gas Boiler - Burner Control Optimization | A | Cumulative Winter Peak Savings (MW) | Achievable Technical Potential | 0 | 0 | 0 | 0 | 0 | 0 | 0 | 0 | 0 | 0 | 0 | 0 | 0 | 0 | 0 | 0 | 0 | 0 | 0 | 0 | 0 | 0 | 0 | 0 | 0 | 0 | 0 | 0 | 0 | 0 | 0
F13_Industrial_Stone, Clay, and Glass_Existing_Process_Natural Gas_Gas Boiler - Burner Control Optimization_A_Achievable Technical Potential | F13 | Industrial | Stone, Clay, and Glass | Existing | Process | Natural Gas | Gas Boiler - Burner Control Optimization | A | Purchases (Incremental) | Achievable Technical Potential | 0 | 0 | 0 | 0 | 0 | 1.052 | 1.6527 | 3.2859 | 5.7534 | 8.9571 | 12.3807 | 15.7142 | 18.296 | 19.3905 | 19.4646 | 17.9937 | 15.7465 | 12.9025 | 9.9457 | 7.3371 | 5.1147 | 3.3966 | 2.1536 | 1.3064 | 0.88176 | 0 | 0 | 0 | 0 | 0 | 0
F14_Industrial_Stone, Clay, and Glass_Existing_Process_Natural Gas_Gas Boiler - Burner Control Optimization_A_Achievable Technical Potential | F14 | Industrial | Stone, Clay, and Glass | Existing | Process | Natural Gas | Gas Boiler - Burner Control Optimization | A | Purchases (Cumulative) | Achievable Technical Potential | 0 | 0 | 0 | 0 | 0 | 1.052 | 2.7046 | 5.9905 | 11.7439 | 20.701 | 33.0818 | 48.796 | 67.092 | 86.4826 | 105.9471 | 123.9408 | 139.6873 | 152.5898 | 162.5355 | 169.8726 | 174.9874 | 178.3839 | 180.5375 | 181.8439 | 182.7257 | 182.7257 | 182.7257 | 182.7257 | 182.7257 | 182.7257 | 182.7257
F1_Industrial_Stone, Clay, and Glass_Existing_Space Heating_Natural Gas_HVAC - Demand Controlled Ventilation_A_Achievable Technical Potential | F1 | Industrial | Stone, Clay, and Glass | Existing | Space Heating | Natural Gas | HVAC - Demand Controlled Ventilation | A | Original Unit Energy Savings (kWh or therms) | Achievable Technical Potential | 0 | 0 | 0 | 0 | 0 | 0.045714 | 0.045302 | 0.044777 | 0.044244 | 0.043709 | 0.043186 | 0.042667 | 0.042179 | 0.041719 | 0.041255 | 0.04085 | 0.040467 | 0.040108 | 0.03977 | 0.039428 | 0.039096 | 0.038767 | 0.038427 | 0.038101 | 0.037787 | 0.037493 | 0.037218 | 0.03696 | 0.036718 | 0.036492 | 0.03628
F2_Industrial_Stone, Clay, and Glass_Existing_Space Heating_Natural Gas_HVAC - Demand Controlled Ventilation_A_Achievable Technical Potential | F2 | Industrial | Stone, Clay, and Glass | Existing | Space Heating | Natural Gas | HVAC - Demand Controlled Ventilation | A | Original Unit Summer Peak Savings (kW) | Achievable Technical Potential | 0 | 0 | 0 | 0 | 0 | 0 | 0 | 0 | 0 | 0 | 0 | 0 | 0 | 0 | 0 | 0 | 0 | 0 | 0 | 0 | 0 | 0 | 0 | 0 | 0 | 0 | 0 | 0 | 0 | 0 | 0
F3_Industrial_Stone, Clay, and Glass_Existing_Space Heating_Natural Gas_HVAC - Demand Controlled Ventilation_A_Achievable Technical Potential | F3 | Industrial | Stone, Clay, and Glass | Existing | Space Heating | Natural Gas | HVAC - Demand Controlled Ventilation | A | Original Unit Winter Peak Savings (kW) | Achievable Technical Potential | 0 | 0 | 0 | 0 | 0 | 0 | 0 | 0 | 0 | 0 | 0 | 0 | 0 | 0 | 0 | 0 | 0 | 0 | 0 | 0 | 0 | 0 | 0 | 0 | 0 | 0 | 0 | 0 | 0 | 0 | 0
F4_Industrial_Stone, Clay, and Glass_Existing_Space Heating_Natural Gas_HVAC - Demand Controlled Ventilation_A_Achievable Technical Potential | F4 | Industrial | Stone, Clay, and Glass | Existing | Space Heating | Natural Gas | HVAC - Demand Controlled Ventilation | A | Standalone Impact on Baseline Energy (%) | Achievable Technical Potential | 0% | 0% | 0% | 0% | 0% | 0.02566% | 0.05112% | 0.07655% | 0.1014% | 0.1259% | 0.1519% | 0.1764% | 0.2008% | 0.228% | 0.251% | 0.2773% | 0.3012% | 0.3266% | 0.3532% | 0.3763% | 0.4013% | 0.4261% | 0.4505% | 0.4746% | 0.0049859 | 0.004985 | 0.0049834 | 0.0049812 | 0 | 0 | 0
F5_Industrial_Stone, Clay, and Glass_Existing_Space Heating_Natural Gas_HVAC - Demand Controlled Ventilation_A_Achievable Technical Potential | F5 | Industrial | Stone, Clay, and Glass | Existing | Space Heating | Natural Gas | HVAC - Demand Controlled Ventilation | A | Standalone Impact on Baseline Summer Peak (%) | Achievable Technical Potential | 0% | 0% | 0% | 0% | 0% | 0% | 0% | 0% | 0% | 0% | 0% | 0% | 0% | 0% | 0% | 0% | 0% | 0% | 0% | 0% | 0% | 0% | 0% | 0% | 0 | 0 | 0 | 0 | 0 | 0 | 0
F6_Industrial_Stone, Clay, and Glass_Existing_Space Heating_Natural Gas_HVAC - Demand Controlled Ventilation_A_Achievable Technical Potential | F6 | Industrial | Stone, Clay, and Glass | Existing | Space Heating | Natural Gas | HVAC - Demand Controlled Ventilation | A | Standalone Impact on Baseline Winter Peak (%) | Achievable Technical Potential | 0% | 0% | 0% | 0% | 0% | 0% | 0% | 0% | 0% | 0% | 0% | 0% | 0% | 0% | 0% | 0% | 0% | 0% | 0% | 0% | 0% | 0% | 0% | 0% | 0 | 0 | 0 | 0 | 0 | 0 | 0
F7_Industrial_Stone, Clay, and Glass_Existing_Space Heating_Natural Gas_HVAC - Demand Controlled Ventilation_A_Achievable Technical Potential | F7 | Industrial | Stone, Clay, and Glass | Existing | Space Heating | Natural Gas | HVAC - Demand Controlled Ventilation | A | Incremental Energy Savings (MWh or mTherms) | Achievable Technical Potential | 0 | 0 | 0 | 0 | 0 | 0.02043 | 0.020235 | 0.019882 | 0.019656 | 0.019435 | 0.018958 | 0.018679 | 0.018428 | 0.017938 | 0.017806 | 0.017463 | 0.017302 | 0.017062 | 0.016767 | 0.016642 | 0.016434 | 0.016232 | 0.016032 | 0.015842 | 0.015662 | 0 | 0 | 0 | 0 | 0 | 0
F8_Industrial_Stone, Clay, and Glass_Existing_Space Heating_Natural Gas_HVAC - Demand Controlled Ventilation_A_Achievable Technical Potential | F8 | Industrial | Stone, Clay, and Glass | Existing | Space Heating | Natural Gas | HVAC - Demand Controlled Ventilation | A | Incremental Summer Peak Savings (MW) | Achievable Technical Potential | 0 | 0 | 0 | 0 | 0 | 0 | 0 | 0 | 0 | 0 | 0 | 0 | 0 | 0 | 0 | 0 | 0 | 0 | 0 | 0 | 0 | 0 | 0 | 0 | 0 | 0 | 0 | 0 | 0 | 0 | 0
F9_Industrial_Stone, Clay, and Glass_Existing_Space Heating_Natural Gas_HVAC - Demand Controlled Ventilation_A_Achievable Technical Potential | F9 | Industrial | Stone, Clay, and Glass | Existing | Space Heating | Natural Gas | HVAC - Demand Controlled Ventilation | A | Incremental Winter Peak Savings (MW) | Achievable Technical Potential | 0 | 0 | 0 | 0 | 0 | 0 | 0 | 0 | 0 | 0 | 0 | 0 | 0 | 0 | 0 | 0 | 0 | 0 | 0 | 0 | 0 | 0 | 0 | 0 | 0 | 0 | 0 | 0 | 0 | 0 | 0
F10_Industrial_Stone, Clay, and Glass_Existing_Space Heating_Natural Gas_HVAC - Demand Controlled Ventilation_A_Achievable Technical Potential | F10 | Industrial | Stone, Clay, and Glass | Existing | Space Heating | Natural Gas | HVAC - Demand Controlled Ventilation | A | Cumulative Energy Savings (MWh or mTherms) | Achievable Technical Potential | 0 | 0 | 0 | 0 | 0 | 0.02043 | 0.04048 | 0.059894 | 0.078837 | 0.097319 | 0.11511 | 0.13241 | 0.14932 | 0.16563 | 0.1816 | 0.19727 | 0.21273 | 0.2279 | 0.24275 | 0.2573 | 0.27157 | 0.28552 | 0.29905 | 0.31235 | 0.32544 | 0.32291 | 0.32054 | 0.31831 | 0.31623 | 0.31428 | 0.31246
F11_Industrial_Stone, Clay, and Glass_Existing_Space Heating_Natural Gas_HVAC - Demand Controlled Ventilation_A_Achievable Technical Potential | F11 | Industrial | Stone, Clay, and Glass | Existing | Space Heating | Natural Gas | HVAC - Demand Controlled Ventilation | A | Cumulative Summer Peak Savings (MW) | Achievable Technical Potential | 0 | 0 | 0 | 0 | 0 | 0 | 0 | 0 | 0 | 0 | 0 | 0 | 0 | 0 | 0 | 0 | 0 | 0 | 0 | 0 | 0 | 0 | 0 | 0 | 0 | 0 | 0 | 0 | 0 | 0 | 0
F12_Industrial_Stone, Clay, and Glass_Existing_Space Heating_Natural Gas_HVAC - Demand Controlled Ventilation_A_Achievable Technical Potential | F12 | Industrial | Stone, Clay, and Glass | Existing | Space Heating | Natural Gas | HVAC - Demand Controlled Ventilation | A | Cumulative Winter Peak Savings (MW) | Achievable Technical Potential | 0 | 0 | 0 | 0 | 0 | 0 | 0 | 0 | 0 | 0 | 0 | 0 | 0 | 0 | 0 | 0 | 0 | 0 | 0 | 0 | 0 | 0 | 0 | 0 | 0 | 0 | 0 | 0 | 0 | 0 | 0
F13_Industrial_Stone, Clay, and Glass_Existing_Space Heating_Natural Gas_HVAC - Demand Controlled Ventilation_A_Achievable Technical Potential | F13 | Industrial | Stone, Clay, and Glass | Existing | Space Heating | Natural Gas | HVAC - Demand Controlled Ventilation | A | Purchases (Incremental) | Achievable Technical Potential | 0 | 0 | 0 | 0 | 0 | 446.9117 | 446.6664 | 444.0322 | 444.2723 | 444.6397 | 438.9932 | 437.7936 | 436.9047 | 429.9668 | 431.6084 | 427.4924 | 427.5479 | 425.396 | 421.6015 | 422.1009 | 420.3555 | 418.7206 | 417.1949 | 415.7771 | 414.466 | 0 | 0 | 0 | 0 | 0 | 0
F14_Industrial_Stone, Clay, and Glass_Existing_Space Heating_Natural Gas_HVAC - Demand Controlled Ventilation_A_Achievable Technical Potential | F14 | Industrial | Stone, Clay, and Glass | Existing | Space Heating | Natural Gas | HVAC - Demand Controlled Ventilation | A | Purchases (Cumulative) | Achievable Technical Potential | 0 | 0 | 0 | 0 | 0 | 446.9117 | 893.578 | 1337.6103 | 1781.8826 | 2226.5222 | 2665.5154 | 3103.309 | 3540.2136 | 3970.1804 | 4401.7888 | 4829.2812 | 5256.8291 | 5682.2251 | 6103.8267 | 6525.9276 | 6946.2831 | 7365.0037 | 7782.1985 | 8197.9757 | 8612.4417 | 8612.4417 | 8612.4417 | 8612.4417 | 8612.4417 | 8612.4417 | 8612.4417
F1_Industrial_Stone, Clay, and Glass_Existing_Space Heating_Natural Gas_Gas Boiler - Stack Economizer_A_Achievable Technical Potential | F1 | Industrial | Stone, Clay, and Glass | Existing | Space Heating | Natural Gas | Gas Boiler - Stack Economizer | A | Original Unit Energy Savings (kWh or therms) | Achievable Technical Potential | 0 | 0 | 0 | 0 | 0 | 6.984 | 6.9367 | 6.8896 | 6.8424 | 6.7952 | 6.7494 | 6.704 | 6.6592 | 6.6148 | 6.5679 | 6.5248 | 6.4822 | 6.4402 | 6.399 | 6.3576 | 6.3176 | 6.276 | 6.2359 | 6.197 | 6.1578 | 6.1221 | 6.0895 | 6.0597 | 6.0326 | 6.0078 | 5.9852
F2_Industrial_Stone, Clay, and Glass_Existing_Space Heating_Natural Gas_Gas Boiler - Stack Economizer_A_Achievable Technical Potential | F2 | Industrial | Stone, Clay, and Glass | Existing | Space Heating | Natural Gas | Gas Boiler - Stack Economizer | A | Original Unit Summer Peak Savings (kW) | Achievable Technical Potential | 0 | 0 | 0 | 0 | 0 | 0 | 0 | 0 | 0 | 0 | 0 | 0 | 0 | 0 | 0 | 0 | 0 | 0 | 0 | 0 | 0 | 0 | 0 | 0 | 0 | 0 | 0 | 0 | 0 | 0 | 0
F3_Industrial_Stone, Clay, and Glass_Existing_Space Heating_Natural Gas_Gas Boiler - Stack Economizer_A_Achievable Technical Potential | F3 | Industrial | Stone, Clay, and Glass | Existing | Space Heating | Natural Gas | Gas Boiler - Stack Economizer | A | Original Unit Winter Peak Savings (kW) | Achievable Technical Potential | 0 | 0 | 0 | 0 | 0 | 0 | 0 | 0 | 0 | 0 | 0 | 0 | 0 | 0 | 0 | 0 | 0 | 0 | 0 | 0 | 0 | 0 | 0 | 0 | 0 | 0 | 0 | 0 | 0 | 0 | 0
F4_Industrial_Stone, Clay, and Glass_Existing_Space Heating_Natural Gas_Gas Boiler - Stack Economizer_A_Achievable Technical Potential | F4 | Industrial | Stone, Clay, and Glass | Existing | Space Heating | Natural Gas | Gas Boiler - Stack Economizer | A | Standalone Impact on Baseline Energy (%) | Achievable Technical Potential | 0% | 0% | 0% | 0% | 0% | 0.008228% | 0.01643% | 0.02472% | 0.0329% | 0.04107% | 0.049% | 0.05506% | 0.05993% | 0.06472% | 0.06756% | 0.07069% | 0.07268% | 0.07463% | 0.07654% | 0.07743% | 0.07852% | 0.0788% | 0.07902% | 0.07922% | 0.0007937 | 0.00079515 | 0.00079652 | 0.0007978 | 0 | 0 | 0
F5_Industrial_Stone, Clay, and Glass_Existing_Space Heating_Natural Gas_Gas Boiler - Stack Economizer_A_Achievable Technical Potential | F5 | Industrial | Stone, Clay, and Glass | Existing | Space Heating | Natural Gas | Gas Boiler - Stack Economizer | A | Standalone Impact on Baseline Summer Peak (%) | Achievable Technical Potential | 0% | 0% | 0% | 0% | 0% | 0% | 0% | 0% | 0% | 0% | 0% | 0% | 0% | 0% | 0% | 0% | 0% | 0% | 0% | 0% | 0% | 0% | 0% | 0% | 0 | 0 | 0 | 0 | 0 | 0 | 0
F6_Industrial_Stone, Clay, and Glass_Existing_Space Heating_Natural Gas_Gas Boiler - Stack Economizer_A_Achievable Technical Potential | F6 | Industrial | Stone, Clay, and Glass | Existing | Space Heating | Natural Gas | Gas Boiler - Stack Economizer | A | Standalone Impact on Baseline Winter Peak (%) | Achievable Technical Potential | 0% | 0% | 0% | 0% | 0% | 0% | 0% | 0% | 0% | 0% | 0% | 0% | 0% | 0% | 0% | 0% | 0% | 0% | 0% | 0% | 0% | 0% | 0% | 0% | 0 | 0 | 0 | 0 | 0 | 0 | 0
F7_Industrial_Stone, Clay, and Glass_Existing_Space Heating_Natural Gas_Gas Boiler - Stack Economizer_A_Achievable Technical Potential | F7 | Industrial | Stone, Clay, and Glass | Existing | Space Heating | Natural Gas | Gas Boiler - Stack Economizer | A | Incremental Energy Savings (MWh or mTherms) | Achievable Technical Potential | 0 | 0 | 0 | 0 | 0 | 0.0065507 | 0.0065028 | 0.0064206 | 0.00638 | 0.0063413 | 0.0055967 | 0.0044351 | 0.0035172 | 0.0027506 | 0.0021932 | 0.0017264 | 0.0013723 | 0.0010853 | 0.00085494 | 0.00068034 | 0.00053861 | 3.6354e-06 | 1.2853e-06 | 4.3397e-07 | 1.4017e-07 | 1.1811e-07 | 1.1717e-07 | 1.1632e-07 | 1.1554e-07 | 1.1484e-07 | 1.1422e-07
F8_Industrial_Stone, Clay, and Glass_Existing_Space Heating_Natural Gas_Gas Boiler - Stack Economizer_A_Achievable Technical Potential | F8 | Industrial | Stone, Clay, and Glass | Existing | Space Heating | Natural Gas | Gas Boiler - Stack Economizer | A | Incremental Summer Peak Savings (MW) | Achievable Technical Potential | 0 | 0 | 0 | 0 | 0 | 0 | 0 | 0 | 0 | 0 | 0 | 0 | 0 | 0 | 0 | 0 | 0 | 0 | 0 | 0 | 0 | 0 | 0 | 0 | 0 | 0 | 0 | 0 | 0 | 0 | 0
F9_Industrial_Stone, Clay, and Glass_Existing_Space Heating_Natural Gas_Gas Boiler - Stack Economizer_A_Achievable Technical Potential | F9 | Industrial | Stone, Clay, and Glass | Existing | Space Heating | Natural Gas | Gas Boiler - Stack Economizer | A | Incremental Winter Peak Savings (MW) | Achievable Technical Potential | 0 | 0 | 0 | 0 | 0 | 0 | 0 | 0 | 0 | 0 | 0 | 0 | 0 | 0 | 0 | 0 | 0 | 0 | 0 | 0 | 0 | 0 | 0 | 0 | 0 | 0 | 0 | 0 | 0 | 0 | 0
F10_Industrial_Stone, Clay, and Glass_Existing_Space Heating_Natural Gas_Gas Boiler - Stack Economizer_A_Achievable Technical Potential | F10 | Industrial | Stone, Clay, and Glass | Existing | Space Heating | Natural Gas | Gas Boiler - Stack Economizer | A | Cumulative Energy Savings (MWh or mTherms) | Achievable Technical Potential | 0 | 0 | 0 | 0 | 0 | 0.0065507 | 0.013009 | 0.019341 | 0.025589 | 0.031754 | 0.037136 | 0.041322 | 0.044562 | 0.047016 | 0.048876 | 0.050281 | 0.051325 | 0.052079 | 0.0526 | 0.05294 | 0.053146 | 0.052799 | 0.052463 | 0.052136 | 0.051807 | 0.051506 | 0.051232 | 0.050982 | 0.050754 | 0.050546 | 0.050355
F11_Industrial_Stone, Clay, and Glass_Existing_Space Heating_Natural Gas_Gas Boiler - Stack Economizer_A_Achievable Technical Potential | F11 | Industrial | Stone, Clay, and Glass | Existing | Space Heating | Natural Gas | Gas Boiler - Stack Economizer | A | Cumulative Summer Peak Savings (MW) | Achievable Technical Potential | 0 | 0 | 0 | 0 | 0 | 0 | 0 | 0 | 0 | 0 | 0 | 0 | 0 | 0 | 0 | 0 | 0 | 0 | 0 | 0 | 0 | 0 | 0 | 0 | 0 | 0 | 0 | 0 | 0 | 0 | 0
F12_Industrial_Stone, Clay, and Glass_Existing_Space Heating_Natural Gas_Gas Boiler - Stack Economizer_A_Achievable Technical Potential | F12 | Industrial | Stone, Clay, and Glass | Existing | Space Heating | Natural Gas | Gas Boiler - Stack Economizer | A | Cumulative Winter Peak Savings (MW) | Achievable Technical Potential | 0 | 0 | 0 | 0 | 0 | 0 | 0 | 0 | 0 | 0 | 0 | 0 | 0 | 0 | 0 | 0 | 0 | 0 | 0 | 0 | 0 | 0 | 0 | 0 | 0 | 0 | 0 | 0 | 0 | 0 | 0
F13_Industrial_Stone, Clay, and Glass_Existing_Space Heating_Natural Gas_Gas Boiler - Stack Economizer_A_Achievable Technical Potential | F13 | Industrial | Stone, Clay, and Glass | Existing | Space Heating | Natural Gas | Gas Boiler - Stack Economizer | A | Purchases (Incremental) | Achievable Technical Potential | 0 | 0 | 0 | 0 | 0 | 0.93796 | 0.93745 | 0.93192 | 0.93242 | 0.93319 | 0.82921 | 0.66155 | 0.52817 | 0.41583 | 0.33393 | 0.2646 | 0.2117 | 0.16851 | 0.13361 | 0.10701 | 0.085256 | 0.00057925 | 0.00020612 | 7.0029e-05 | 2.2764e-05 | 1.9293e-05 | 1.9241e-05 | 1.9195e-05 | 1.9153e-05 | 1.9116e-05 | 1.9083e-05
F14_Industrial_Stone, Clay, and Glass_Existing_Space Heating_Natural Gas_Gas Boiler - Stack Economizer_A_Achievable Technical Potential | F14 | Industrial | Stone, Clay, and Glass | Existing | Space Heating | Natural Gas | Gas Boiler - Stack Economizer | A | Purchases (Cumulative) | Achievable Technical Potential | 0 | 0 | 0 | 0 | 0 | 0.93796 | 1.8754 | 2.8073 | 3.7398 | 4.6729 | 5.5022 | 6.1637 | 6.6919 | 7.1077 | 7.4416 | 7.7062 | 7.9179 | 8.0864 | 8.2201 | 8.3271 | 8.4123 | 8.4129 | 8.4131 | 8.4132 | 8.4132 | 8.4132 | 8.4132 | 8.4133 | 8.4133 | 8.4133 | 8.4133
F1_Industrial_Stone, Clay, and Glass_Existing_Process_Natural Gas_Gas Boiler - Stack Economizer_A_Achievable Technical Potential | F1 | Industrial | Stone, Clay, and Glass | Existing | Process | Natural Gas | Gas Boiler - Stack Economizer | A | Original Unit Energy Savings (kWh or therms) | Achievable Technical Potential | 0 | 0 | 0 | 0 | 0 | 5.5108 | 5.5108 | 5.5108 | 5.5108 | 5.5108 | 5.5108 | 5.5108 | 5.5108 | 5.5108 | 5.5108 | 5.5108 | 5.5108 | 5.5108 | 5.5108 | 5.5108 | 5.5108 | 5.5108 | 5.5108 | 5.5108 | 5.5108 | 5.5108 | 5.5108 | 5.5108 | 5.5108 | 5.5108 | 5.5108
F2_Industrial_Stone, Clay, and Glass_Existing_Process_Natural Gas_Gas Boiler - Stack Economizer_A_Achievable Technical Potential | F2 | Industrial | Stone, Clay, and Glass | Existing | Process | Natural Gas | Gas Boiler - Stack Economizer | A | Original Unit Summer Peak Savings (kW) | Achievable Technical Potential | 0 | 0 | 0 | 0 | 0 | 0 | 0 | 0 | 0 | 0 | 0 | 0 | 0 | 0 | 0 | 0 | 0 | 0 | 0 | 0 | 0 | 0 | 0 | 0 | 0 | 0 | 0 | 0 | 0 | 0 | 0
F3_Industrial_Stone, Clay, and Glass_Existing_Process_Natural Gas_Gas Boiler - Stack Economizer_A_Achievable Technical Potential | F3 | Industrial | Stone, Clay, and Glass | Existing | Process | Natural Gas | Gas Boiler - Stack Economizer | A | Original Unit Winter Peak Savings (kW) | Achievable Technical Potential | 0 | 0 | 0 | 0 | 0 | 0 | 0 | 0 | 0 | 0 | 0 | 0 | 0 | 0 | 0 | 0 | 0 | 0 | 0 | 0 | 0 | 0 | 0 | 0 | 0 | 0 | 0 | 0 | 0 | 0 | 0
F4_Industrial_Stone, Clay, and Glass_Existing_Process_Natural Gas_Gas Boiler - Stack Economizer_A_Achievable Technical Potential | F4 | Industrial | Stone, Clay, and Glass | Existing | Process | Natural Gas | Gas Boiler - Stack Economizer | A | Standalone Impact on Baseline Energy (%) | Achievable Technical Potential | 0% | 0% | 0% | 0% | 0% | 0.003639% | 0.007281% | 0.01096% | 0.0146% | 0.01822% | 0.02173% | 0.02441% | 0.02656% | 0.02866% | 0.0299% | 0.03126% | 0.03211% | 0.03296% | 0.03381% | 0.03421% | 0.0347% | 0.03484% | 0.03497% | 0.03509% | 0.00035198 | 0.00035301 | 0.00035396 | 0.00035482 | 0 | 0 | 0
F5_Industrial_Stone, Clay, and Glass_Existing_Process_Natural Gas_Gas Boiler - Stack Economizer_A_Achievable Technical Potential | F5 | Industrial | Stone, Clay, and Glass | Existing | Process | Natural Gas | Gas Boiler - Stack Economizer | A | Standalone Impact on Baseline Summer Peak (%) | Achievable Technical Potential | 0% | 0% | 0% | 0% | 0% | 0% | 0% | 0% | 0% | 0% | 0% | 0% | 0% | 0% | 0% | 0% | 0% | 0% | 0% | 0% | 0% | 0% | 0% | 0% | 0 | 0 | 0 | 0 | 0 | 0 | 0
F6_Industrial_Stone, Clay, and Glass_Existing_Process_Natural Gas_Gas Boiler - Stack Economizer_A_Achievable Technical Potential | F6 | Industrial | Stone, Clay, and Glass | Existing | Process | Natural Gas | Gas Boiler - Stack Economizer | A | Standalone Impact on Baseline Winter Peak (%) | Achievable Technical Potential | 0% | 0% | 0% | 0% | 0% | 0% | 0% | 0% | 0% | 0% | 0% | 0% | 0% | 0% | 0% | 0% | 0% | 0% | 0% | 0% | 0% | 0% | 0% | 0% | 0 | 0 | 0 | 0 | 0 | 0 | 0
F7_Industrial_Stone, Clay, and Glass_Existing_Process_Natural Gas_Gas Boiler - Stack Economizer_A_Achievable Technical Potential | F7 | Industrial | Stone, Clay, and Glass | Existing | Process | Natural Gas | Gas Boiler - Stack Economizer | A | Incremental Energy Savings (MWh or mTherms) | Achievable Technical Potential | 0 | 0 | 0 | 0 | 0 | 0.057308 | 0.057276 | 0.056938 | 0.056969 | 0.057016 | 0.050663 | 0.04042 | 0.03227 | 0.025406 | 0.020402 | 0.016166 | 0.012935 | 0.010296 | 0.0081631 | 0.0065382 | 0.0052089 | 3.5391e-05 | 1.2594e-05 | 4.2787e-06 | 1.3908e-06 | 1.1788e-06 | 1.1756e-06 | 1.1728e-06 | 1.1702e-06 | 1.1679e-06 | 1.1659e-06
F8_Industrial_Stone, Clay, and Glass_Existing_Process_Natural Gas_Gas Boiler - Stack Economizer_A_Achievable Technical Potential | F8 | Industrial | Stone, Clay, and Glass | Existing | Process | Natural Gas | Gas Boiler - Stack Economizer | A | Incremental Summer Peak Savings (MW) | Achievable Technical Potential | 0 | 0 | 0 | 0 | 0 | 0 | 0 | 0 | 0 | 0 | 0 | 0 | 0 | 0 | 0 | 0 | 0 | 0 | 0 | 0 | 0 | 0 | 0 | 0 | 0 | 0 | 0 | 0 | 0 | 0 | 0
F9_Industrial_Stone, Clay, and Glass_Existing_Process_Natural Gas_Gas Boiler - Stack Economizer_A_Achievable Technical Potential | F9 | Industrial | Stone, Clay, and Glass | Existing | Process | Natural Gas | Gas Boiler - Stack Economizer | A | Incremental Winter Peak Savings (MW) | Achievable Technical Potential | 0 | 0 | 0 | 0 | 0 | 0 | 0 | 0 | 0 | 0 | 0 | 0 | 0 | 0 | 0 | 0 | 0 | 0 | 0 | 0 | 0 | 0 | 0 | 0 | 0 | 0 | 0 | 0 | 0 | 0 | 0
F10_Industrial_Stone, Clay, and Glass_Existing_Process_Natural Gas_Gas Boiler - Stack Economizer_A_Achievable Technical Potential | F10 | Industrial | Stone, Clay, and Glass | Existing | Process | Natural Gas | Gas Boiler - Stack Economizer | A | Cumulative Energy Savings (MWh or mTherms) | Achievable Technical Potential | 0 | 0 | 0 | 0 | 0 | 0.057308 | 0.11458 | 0.17152 | 0.22849 | 0.28551 | 0.33617 | 0.37659 | 0.40886 | 0.43427 | 0.45467 | 0.47084 | 0.48377 | 0.49407 | 0.50223 | 0.50877 | 0.51398 | 0.51401 | 0.51402 | 0.51403 | 0.51403 | 0.51403 | 0.51403 | 0.51403 | 0.51403 | 0.51404 | 0.51404
F11_Industrial_Stone, Clay, and Glass_Existing_Process_Natural Gas_Gas Boiler - Stack Economizer_A_Achievable Technical Potential | F11 | Industrial | Stone, Clay, and Glass | Existing | Process | Natural Gas | Gas Boiler - Stack Economizer | A | Cumulative Summer Peak Savings (MW) | Achievable Technical Potential | 0 | 0 | 0 | 0 | 0 | 0 | 0 | 0 | 0 | 0 | 0 | 0 | 0 | 0 | 0 | 0 | 0 | 0 | 0 | 0 | 0 | 0 | 0 | 0 | 0 | 0 | 0 | 0 | 0 | 0 | 0
F12_Industrial_Stone, Clay, and Glass_Existing_Process_Natural Gas_Gas Boiler - Stack Economizer_A_Achievable Technical Potential | F12 | Industrial | Stone, Clay, and Glass | Existing | Process | Natural Gas | Gas Boiler - Stack Economizer | A | Cumulative Winter Peak Savings (MW) | Achievable Technical Potential | 0 | 0 | 0 | 0 | 0 | 0 | 0 | 0 | 0 | 0 | 0 | 0 | 0 | 0 | 0 | 0 | 0 | 0 | 0 | 0 | 0 | 0 | 0 | 0 | 0 | 0 | 0 | 0 | 0 | 0 | 0
F13_Industrial_Stone, Clay, and Glass_Existing_Process_Natural Gas_Gas Boiler - Stack Economizer_A_Achievable Technical Potential | F13 | Industrial | Stone, Clay, and Glass | Existing | Process | Natural Gas | Gas Boiler - Stack Economizer | A | Purchases (Incremental) | Achievable Technical Potential | 0 | 0 | 0 | 0 | 0 | 10.3992 | 10.3935 | 10.3322 | 10.3378 | 10.3464 | 9.1935 | 7.3347 | 5.8558 | 4.6103 | 3.7023 | 2.9336 | 2.3472 | 1.8683 | 1.4813 | 1.1864 | 0.94523 | 0.0064221 | 0.0022853 | 0.00077642 | 0.00025238 | 0.0002139 | 0.00021333 | 0.00021281 | 0.00021235 | 0.00021194 | 0.00021158
F14_Industrial_Stone, Clay, and Glass_Existing_Process_Natural Gas_Gas Boiler - Stack Economizer_A_Achievable Technical Potential | F14 | Industrial | Stone, Clay, and Glass | Existing | Process | Natural Gas | Gas Boiler - Stack Economizer | A | Purchases (Cumulative) | Achievable Technical Potential | 0 | 0 | 0 | 0 | 0 | 10.3992 | 20.7928 | 31.125 | 41.4629 | 51.8092 | 61.0027 | 68.3374 | 74.1933 | 78.8035 | 82.5058 | 85.4394 | 87.7866 | 89.6549 | 91.1362 | 92.3227 | 93.2679 | 93.2743 | 93.2766 | 93.2774 | 93.2776 | 93.2779 | 93.2781 | 93.2783 | 93.2785 | 93.2787 | 93.2789
F1_Industrial_Stone, Clay, and Glass_Existing_Space Heating_Natural Gas_Gas Furnace Tube Inserts_A_Achievable Technical Potential | F1 | Industrial | Stone, Clay, and Glass | Existing | Space Heating | Natural Gas | Gas Furnace Tube Inserts | A | Original Unit Energy Savings (kWh or therms) | Achievable Technical Potential | 0 | 0 | 0 | 0 | 0 | 0.086193 | 0.085415 | 0.084425 | 0.083421 | 0.082413 | 0.081426 | 0.080448 | 0.079527 | 0.07866 | 0.077786 | 0.077021 | 0.0763 | 0.075622 | 0.074985 | 0.07434 | 0.073715 | 0.073094 | 0.072454 | 0.071839 | 0.071247 | 0.070693 | 0.070173 | 0.069687 | 0.069231 | 0.068805 | 0.068405
F2_Industrial_Stone, Clay, and Glass_Existing_Space Heating_Natural Gas_Gas Furnace Tube Inserts_A_Achievable Technical Potential | F2 | Industrial | Stone, Clay, and Glass | Existing | Space Heating | Natural Gas | Gas Furnace Tube Inserts | A | Original Unit Summer Peak Savings (kW) | Achievable Technical Potential | 0 | 0 | 0 | 0 | 0 | 0 | 0 | 0 | 0 | 0 | 0 | 0 | 0 | 0 | 0 | 0 | 0 | 0 | 0 | 0 | 0 | 0 | 0 | 0 | 0 | 0 | 0 | 0 | 0 | 0 | 0
F3_Industrial_Stone, Clay, and Glass_Existing_Space Heating_Natural Gas_Gas Furnace Tube Inserts_A_Achievable Technical Potential | F3 | Industrial | Stone, Clay, and Glass | Existing | Space Heating | Natural Gas | Gas Furnace Tube Inserts | A | Original Unit Winter Peak Savings (kW) | Achievable Technical Potential | 0 | 0 | 0 | 0 | 0 | 0 | 0 | 0 | 0 | 0 | 0 | 0 | 0 | 0 | 0 | 0 | 0 | 0 | 0 | 0 | 0 | 0 | 0 | 0 | 0 | 0 | 0 | 0 | 0 | 0 | 0
F4_Industrial_Stone, Clay, and Glass_Existing_Space Heating_Natural Gas_Gas Furnace Tube Inserts_A_Achievable Technical Potential | F4 | Industrial | Stone, Clay, and Glass | Existing | Space Heating | Natural Gas | Gas Furnace Tube Inserts | A | Standalone Impact on Baseline Energy (%) | Achievable Technical Potential | 0% | 0% | 0% | 0% | 0% | 0% | 0% | 0% | 0% | 0% | 0% | 0% | 0% | 0% | 0% | 0% | 0% | 0% | 0% | 0% | 0% | 0% | 0% | 0% | 0 | 0 | 0 | 0 | 0 | 0 | 0
F5_Industrial_Stone, Clay, and Glass_Existing_Space Heating_Natural Gas_Gas Furnace Tube Inserts_A_Achievable Technical Potential | F5 | Industrial | Stone, Clay, and Glass | Existing | Space Heating | Natural Gas | Gas Furnace Tube Inserts | A | Standalone Impact on Baseline Summer Peak (%) | Achievable Technical Potential | 0% | 0% | 0% | 0% | 0% | 0% | 0% | 0% | 0% | 0% | 0% | 0% | 0% | 0% | 0% | 0% | 0% | 0% | 0% | 0% | 0% | 0% | 0% | 0% | 0 | 0 | 0 | 0 | 0 | 0 | 0
F6_Industrial_Stone, Clay, and Glass_Existing_Space Heating_Natural Gas_Gas Furnace Tube Inserts_A_Achievable Technical Potential | F6 | Industrial | Stone, Clay, and Glass | Existing | Space Heating | Natural Gas | Gas Furnace Tube Inserts | A | Standalone Impact on Baseline Winter Peak (%) | Achievable Technical Potential | 0% | 0% | 0% | 0% | 0% | 0% | 0% | 0% | 0% | 0% | 0% | 0% | 0% | 0% | 0% | 0% | 0% | 0% | 0% | 0% | 0% | 0% | 0% | 0% | 0 | 0 | 0 | 0 | 0 | 0 | 0
F7_Industrial_Stone, Clay, and Glass_Existing_Space Heating_Natural Gas_Gas Furnace Tube Inserts_A_Achievable Technical Potential | F7 | Industrial | Stone, Clay, and Glass | Existing | Space Heating | Natural Gas | Gas Furnace Tube Inserts | A | Incremental Energy Savings (MWh or mTherms) | Achievable Technical Potential | 0 | 0 | 0 | 0 | 0 | 0 | 0 | 0 | 0 | 0 | 0 | 0 | 0 | 0 | 0 | 0 | 0 | 0 | 0 | 0 | 0 | 0 | 0 | 0 | 0 | 0 | 0 | 0 | 0 | 0 | 0
F8_Industrial_Stone, Clay, and Glass_Existing_Space Heating_Natural Gas_Gas Furnace Tube Inserts_A_Achievable Technical Potential | F8 | Industrial | Stone, Clay, and Glass | Existing | Space Heating | Natural Gas | Gas Furnace Tube Inserts | A | Incremental Summer Peak Savings (MW) | Achievable Technical Potential | 0 | 0 | 0 | 0 | 0 | 0 | 0 | 0 | 0 | 0 | 0 | 0 | 0 | 0 | 0 | 0 | 0 | 0 | 0 | 0 | 0 | 0 | 0 | 0 | 0 | 0 | 0 | 0 | 0 | 0 | 0
F9_Industrial_Stone, Clay, and Glass_Existing_Space Heating_Natural Gas_Gas Furnace Tube Inserts_A_Achievable Technical Potential | F9 | Industrial | Stone, Clay, and Glass | Existing | Space Heating | Natural Gas | Gas Furnace Tube Inserts | A | Incremental Winter Peak Savings (MW) | Achievable Technical Potential | 0 | 0 | 0 | 0 | 0 | 0 | 0 | 0 | 0 | 0 | 0 | 0 | 0 | 0 | 0 | 0 | 0 | 0 | 0 | 0 | 0 | 0 | 0 | 0 | 0 | 0 | 0 | 0 | 0 | 0 | 0
F10_Industrial_Stone, Clay, and Glass_Existing_Space Heating_Natural Gas_Gas Furnace Tube Inserts_A_Achievable Technical Potential | F10 | Industrial | Stone, Clay, and Glass | Existing | Space Heating | Natural Gas | Gas Furnace Tube Inserts | A | Cumulative Energy Savings (MWh or mTherms) | Achievable Technical Potential | 0 | 0 | 0 | 0 | 0 | 0 | 0 | 0 | 0 | 0 | 0 | 0 | 0 | 0 | 0 | 0 | 0 | 0 | 0 | 0 | 0 | 0 | 0 | 0 | 0 | 0 | 0 | 0 | 0 | 0 | 0
F11_Industrial_Stone, Clay, and Glass_Existing_Space Heating_Natural Gas_Gas Furnace Tube Inserts_A_Achievable Technical Potential | F11 | Industrial | Stone, Clay, and Glass | Existing | Space Heating | Natural Gas | Gas Furnace Tube Inserts | A | Cumulative Summer Peak Savings (MW) | Achievable Technical Potential | 0 | 0 | 0 | 0 | 0 | 0 | 0 | 0 | 0 | 0 | 0 | 0 | 0 | 0 | 0 | 0 | 0 | 0 | 0 | 0 | 0 | 0 | 0 | 0 | 0 | 0 | 0 | 0 | 0 | 0 | 0
F12_Industrial_Stone, Clay, and Glass_Existing_Space Heating_Natural Gas_Gas Furnace Tube Inserts_A_Achievable Technical Potential | F12 | Industrial | Stone, Clay, and Glass | Existing | Space Heating | Natural Gas | Gas Furnace Tube Inserts | A | Cumulative Winter Peak Savings (MW) | Achievable Technical Potential | 0 | 0 | 0 | 0 | 0 | 0 | 0 | 0 | 0 | 0 | 0 | 0 | 0 | 0 | 0 | 0 | 0 | 0 | 0 | 0 | 0 | 0 | 0 | 0 | 0 | 0 | 0 | 0 | 0 | 0 | 0
F13_Industrial_Stone, Clay, and Glass_Existing_Space Heating_Natural Gas_Gas Furnace Tube Inserts_A_Achievable Technical Potential | F13 | Industrial | Stone, Clay, and Glass | Existing | Space Heating | Natural Gas | Gas Furnace Tube Inserts | A | Purchases (Incremental) | Achievable Technical Potential | 0 | 0 | 0 | 0 | 0 | 0 | 0 | 0 | 0 | 0 | 0 | 0 | 0 | 0 | 0 | 0 | 0 | 0 | 0 | 0 | 0 | 0 | 0 | 0 | 0 | 0 | 0 | 0 | 0 | 0 | 0
F14_Industrial_Stone, Clay, and Glass_Existing_Space Heating_Natural Gas_Gas Furnace Tube Inserts_A_Achievable Technical Potential | F14 | Industrial | Stone, Clay, and Glass | Existing | Space Heating | Natural Gas | Gas Furnace Tube Inserts | A | Purchases (Cumulative) | Achievable Technical Potential | 0 | 0 | 0 | 0 | 0 | 0 | 0 | 0 | 0 | 0 | 0 | 0 | 0 | 0 | 0 | 0 | 0 | 0 | 0 | 0 | 0 | 0 | 0 | 0 | 0 | 0 | 0 | 0 | 0 | 0 | 0
F1_Industrial_Stone, Clay, and Glass_Existing_Space Heating_Natural Gas_Space Heating - Heat Recovery Ventilator_A_Achievable Technical Potential | F1 | Industrial | Stone, Clay, and Glass | Existing | Space Heating | Natural Gas | Space Heating - Heat Recovery Ventilator | A | Original Unit Energy Savings (kWh or therms) | Achievable Technical Potential | 0 | 0 | 0 | 0 | 0 | 0.013225 | 0.01316 | 0.01308 | 0.012996 | 0.012907 | 0.012817 | 0.012725 | 0.012634 | 0.012542 | 0.012443 | 0.012352 | 0.012262 | 0.012178 | 0.0121 | 0.012025 | 0.011953 | 0.011879 | 0.011813 | 0.011751 | 0.011691 | 0.011636 | 0.011585 | 0.011538 | 0 | 0 | 0
F2_Industrial_Stone, Clay, and Glass_Existing_Space Heating_Natural Gas_Space Heating - Heat Recovery Ventilator_A_Achievable Technical Potential | F2 | Industrial | Stone, Clay, and Glass | Existing | Space Heating | Natural Gas | Space Heating - Heat Recovery Ventilator | A | Original Unit Summer Peak Savings (kW) | Achievable Technical Potential | 0 | 0 | 0 | 0 | 0 | 0 | 0 | 0 | 0 | 0 | 0 | 0 | 0 | 0 | 0 | 0 | 0 | 0 | 0 | 0 | 0 | 0 | 0 | 0 | 0 | 0 | 0 | 0 | 0 | 0 | 0
F3_Industrial_Stone, Clay, and Glass_Existing_Space Heating_Natural Gas_Space Heating - Heat Recovery Ventilator_A_Achievable Technical Potential | F3 | Industrial | Stone, Clay, and Glass | Existing | Space Heating | Natural Gas | Space Heating - Heat Recovery Ventilator | A | Original Unit Winter Peak Savings (kW) | Achievable Technical Potential | 0 | 0 | 0 | 0 | 0 | 0 | 0 | 0 | 0 | 0 | 0 | 0 | 0 | 0 | 0 | 0 | 0 | 0 | 0 | 0 | 0 | 0 | 0 | 0 | 0 | 0 | 0 | 0 | 0 | 0 | 0
F4_Industrial_Stone, Clay, and Glass_Existing_Space Heating_Natural Gas_Space Heating - Heat Recovery Ventilator_A_Achievable Technical Potential | F4 | Industrial | Stone, Clay, and Glass | Existing | Space Heating | Natural Gas | Space Heating - Heat Recovery Ventilator | A | Standalone Impact on Baseline Energy (%) | Achievable Technical Potential | 0% | 0% | 0% | 0% | 0% | 0.01817% | 0.03635% | 0.05474% | 0.07288% | 0.09099% | 0.1103% | 0.1288% | 0.1472% | 0.1678% | 0.1853% | 0.2053% | 0.2234% | 0.2427% | 0.2631% | 0.2809% | 0.3003% | 0.3196% | 0.339% | 0.3583% | 0.0037759 | 0.0037869 | 0.003797 | 0.0038062 | 0 | 0 | 0
F5_Industrial_Stone, Clay, and Glass_Existing_Space Heating_Natural Gas_Space Heating - Heat Recovery Ventilator_A_Achievable Technical Potential | F5 | Industrial | Stone, Clay, and Glass | Existing | Space Heating | Natural Gas | Space Heating - Heat Recovery Ventilator | A | Standalone Impact on Baseline Summer Peak (%) | Achievable Technical Potential | 0% | 0% | 0% | 0% | 0% | 0% | 0% | 0% | 0% | 0% | 0% | 0% | 0% | 0% | 0% | 0% | 0% | 0% | 0% | 0% | 0% | 0% | 0% | 0% | 0 | 0 | 0 | 0 | 0 | 0 | 0
F6_Industrial_Stone, Clay, and Glass_Existing_Space Heating_Natural Gas_Space Heating - Heat Recovery Ventilator_A_Achievable Technical Potential | F6 | Industrial | Stone, Clay, and Glass | Existing | Space Heating | Natural Gas | Space Heating - Heat Recovery Ventilator | A | Standalone Impact on Baseline Winter Peak (%) | Achievable Technical Potential | 0% | 0% | 0% | 0% | 0% | 0% | 0% | 0% | 0% | 0% | 0% | 0% | 0% | 0% | 0% | 0% | 0% | 0% | 0% | 0% | 0% | 0% | 0% | 0% | 0 | 0 | 0 | 0 | 0 | 0 | 0
F7_Industrial_Stone, Clay, and Glass_Existing_Space Heating_Natural Gas_Space Heating - Heat Recovery Ventilator_A_Achievable Technical Potential | F7 | Industrial | Stone, Clay, and Glass | Existing | Space Heating | Natural Gas | Space Heating - Heat Recovery Ventilator | A | Incremental Energy Savings (MWh or mTherms) | Achievable Technical Potential | 0 | 0 | 0 | 0 | 0 | 0.014467 | 0.014388 | 0.014217 | 0.014132 | 0.014048 | 0.013773 | 0.013636 | 0.013511 | 0.0132 | 0.013146 | 0.012925 | 0.012833 | 0.012681 | 0.012487 | 0.012424 | 0.012298 | 0.012175 | 0.012063 | 0.011959 | 0.011861 | 0 | 0 | 0 | 0 | 0 | 0
F8_Industrial_Stone, Clay, and Glass_Existing_Space Heating_Natural Gas_Space Heating - Heat Recovery Ventilator_A_Achievable Technical Potential | F8 | Industrial | Stone, Clay, and Glass | Existing | Space Heating | Natural Gas | Space Heating - Heat Recovery Ventilator | A | Incremental Summer Peak Savings (MW) | Achievable Technical Potential | 0 | 0 | 0 | 0 | 0 | 0 | 0 | 0 | 0 | 0 | 0 | 0 | 0 | 0 | 0 | 0 | 0 | 0 | 0 | 0 | 0 | 0 | 0 | 0 | 0 | 0 | 0 | 0 | 0 | 0 | 0
F9_Industrial_Stone, Clay, and Glass_Existing_Space Heating_Natural Gas_Space Heating - Heat Recovery Ventilator_A_Achievable Technical Potential | F9 | Industrial | Stone, Clay, and Glass | Existing | Space Heating | Natural Gas | Space Heating - Heat Recovery Ventilator | A | Incremental Winter Peak Savings (MW) | Achievable Technical Potential | 0 | 0 | 0 | 0 | 0 | 0 | 0 | 0 | 0 | 0 | 0 | 0 | 0 | 0 | 0 | 0 | 0 | 0 | 0 | 0 | 0 | 0 | 0 | 0 | 0 | 0 | 0 | 0 | 0 | 0 | 0
F10_Industrial_Stone, Clay, and Glass_Existing_Space Heating_Natural Gas_Space Heating - Heat Recovery Ventilator_A_Achievable Technical Potential | F10 | Industrial | Stone, Clay, and Glass | Existing | Space Heating | Natural Gas | Space Heating - Heat Recovery Ventilator | A | Cumulative Energy Savings (MWh or mTherms) | Achievable Technical Potential | 0 | 0 | 0 | 0 | 0 | 0.014467 | 0.028785 | 0.042826 | 0.056682 | 0.070343 | 0.083627 | 0.096662 | 0.10948 | 0.12188 | 0.13407 | 0.14601 | 0.15778 | 0.16938 | 0.18079 | 0.19208 | 0.20323 | 0.21416 | 0.22503 | 0.23579 | 0.24646 | 0.2453 | 0.24423 | 0.24323 | 0 | 0 | 0
F11_Industrial_Stone, Clay, and Glass_Existing_Space Heating_Natural Gas_Space Heating - Heat Recovery Ventilator_A_Achievable Technical Potential | F11 | Industrial | Stone, Clay, and Glass | Existing | Space Heating | Natural Gas | Space Heating - Heat Recovery Ventilator | A | Cumulative Summer Peak Savings (MW) | Achievable Technical Potential | 0 | 0 | 0 | 0 | 0 | 0 | 0 | 0 | 0 | 0 | 0 | 0 | 0 | 0 | 0 | 0 | 0 | 0 | 0 | 0 | 0 | 0 | 0 | 0 | 0 | 0 | 0 | 0 | 0 | 0 | 0
F12_Industrial_Stone, Clay, and Glass_Existing_Space Heating_Natural Gas_Space Heating - Heat Recovery Ventilator_A_Achievable Technical Potential | F12 | Industrial | Stone, Clay, and Glass | Existing | Space Heating | Natural Gas | Space Heating - Heat Recovery Ventilator | A | Cumulative Winter Peak Savings (MW) | Achievable Technical Potential | 0 | 0 | 0 | 0 | 0 | 0 | 0 | 0 | 0 | 0 | 0 | 0 | 0 | 0 | 0 | 0 | 0 | 0 | 0 | 0 | 0 | 0 | 0 | 0 | 0 | 0 | 0 | 0 | 0 | 0 | 0
F13_Industrial_Stone, Clay, and Glass_Existing_Space Heating_Natural Gas_Space Heating - Heat Recovery Ventilator_A_Achievable Technical Potential | F13 | Industrial | Stone, Clay, and Glass | Existing | Space Heating | Natural Gas | Space Heating - Heat Recovery Ventilator | A | Purchases (Incremental) | Achievable Technical Potential | 0 | 0 | 0 | 0 | 0 | 1093.9175 | 1093.3172 | 1086.8695 | 1087.4571 | 1088.3563 | 1074.5353 | 1071.5989 | 1069.4231 | 1052.441 | 1056.4593 | 1046.3846 | 1046.5204 | 1041.2532 | 1031.9653 | 1033.1877 | 1028.9152 | 1024.9134 | 1021.179 | 1017.7087 | 1014.4994 | 0 | 0 | 0 | 0 | 0 | 0
F14_Industrial_Stone, Clay, and Glass_Existing_Space Heating_Natural Gas_Space Heating - Heat Recovery Ventilator_A_Achievable Technical Potential | F14 | Industrial | Stone, Clay, and Glass | Existing | Space Heating | Natural Gas | Space Heating - Heat Recovery Ventilator | A | Purchases (Cumulative) | Achievable Technical Potential | 0 | 0 | 0 | 0 | 0 | 1093.9175 | 2187.2347 | 3274.1042 | 4361.5613 | 5449.9175 | 6524.4528 | 7596.0517 | 8665.4749 | 9717.9159 | 10774.3752 | 11820.7598 | 12867.2802 | 13908.5334 | 14940.4987 | 15973.6864 | 17002.6016 | 18027.515 | 19048.694 | 20066.4027 | 21080.9022 | 21080.9022 | 21080.9022 | 21080.9022 | 21080.9022 | 21080.9022 | 21080.9022
F1_Industrial_Stone, Clay, and Glass_Existing_Space Heating_Natural Gas_Thermostat - Programmable_A_Achievable Technical Potential | F1 | Industrial | Stone, Clay, and Glass | Existing | Space Heating | Natural Gas | Thermostat - Programmable | A | Original Unit Energy Savings (kWh or therms) | Achievable Technical Potential | 0 | 0 | 0 | 0 | 0 | 0.00657 | 0.0065379 | 0.0064981 | 0.0064561 | 0.0064121 | 0.0063676 | 0.0063217 | 0.0062762 | 0.0062308 | 0.0061817 | 0.0061364 | 0.0060916 | 0.0060501 | 0.0060114 | 0.0059736 | 0.005938 | 0.0059015 | 0.0058686 | 0.0058376 | 0.005808 | 0.0057807 | 0.0057553 | 0.0057319 | 0 | 0 | 0
F2_Industrial_Stone, Clay, and Glass_Existing_Space Heating_Natural Gas_Thermostat - Programmable_A_Achievable Technical Potential | F2 | Industrial | Stone, Clay, and Glass | Existing | Space Heating | Natural Gas | Thermostat - Programmable | A | Original Unit Summer Peak Savings (kW) | Achievable Technical Potential | 0 | 0 | 0 | 0 | 0 | 0 | 0 | 0 | 0 | 0 | 0 | 0 | 0 | 0 | 0 | 0 | 0 | 0 | 0 | 0 | 0 | 0 | 0 | 0 | 0 | 0 | 0 | 0 | 0 | 0 | 0
F3_Industrial_Stone, Clay, and Glass_Existing_Space Heating_Natural Gas_Thermostat - Programmable_A_Achievable Technical Potential | F3 | Industrial | Stone, Clay, and Glass | Existing | Space Heating | Natural Gas | Thermostat - Programmable | A | Original Unit Winter Peak Savings (kW) | Achievable Technical Potential | 0 | 0 | 0 | 0 | 0 | 0 | 0 | 0 | 0 | 0 | 0 | 0 | 0 | 0 | 0 | 0 | 0 | 0 | 0 | 0 | 0 | 0 | 0 | 0 | 0 | 0 | 0 | 0 | 0 | 0 | 0
F4_Industrial_Stone, Clay, and Glass_Existing_Space Heating_Natural Gas_Thermostat - Programmable_A_Achievable Technical Potential | F4 | Industrial | Stone, Clay, and Glass | Existing | Space Heating | Natural Gas | Thermostat - Programmable | A | Standalone Impact on Baseline Energy (%) | Achievable Technical Potential | 0% | 0% | 0% | 0% | 0% | 0.02708% | 0.05418% | 0.08158% | 0.1086% | 0.1356% | 0.1644% | 0.192% | 0.2194% | 0.2501% | 0.2762% | 0.3059% | 0.333% | 0.3617% | 0.3921% | 0.4187% | 0.4475% | 0.4763% | 0.5052% | 0.534% | 0.0056274 | 0.0056438 | 0.0056589 | 0.0056726 | 0 | 0 | 0
F5_Industrial_Stone, Clay, and Glass_Existing_Space Heating_Natural Gas_Thermostat - Programmable_A_Achievable Technical Potential | F5 | Industrial | Stone, Clay, and Glass | Existing | Space Heating | Natural Gas | Thermostat - Programmable | A | Standalone Impact on Baseline Summer Peak (%) | Achievable Technical Potential | 0% | 0% | 0% | 0% | 0% | 0% | 0% | 0% | 0% | 0% | 0% | 0% | 0% | 0% | 0% | 0% | 0% | 0% | 0% | 0% | 0% | 0% | 0% | 0% | 0 | 0 | 0 | 0 | 0 | 0 | 0
F6_Industrial_Stone, Clay, and Glass_Existing_Space Heating_Natural Gas_Thermostat - Programmable_A_Achievable Technical Potential | F6 | Industrial | Stone, Clay, and Glass | Existing | Space Heating | Natural Gas | Thermostat - Programmable | A | Standalone Impact on Baseline Winter Peak (%) | Achievable Technical Potential | 0% | 0% | 0% | 0% | 0% | 0% | 0% | 0% | 0% | 0% | 0% | 0% | 0% | 0% | 0% | 0% | 0% | 0% | 0% | 0% | 0% | 0% | 0% | 0% | 0 | 0 | 0 | 0 | 0 | 0 | 0
F7_Industrial_Stone, Clay, and Glass_Existing_Space Heating_Natural Gas_Thermostat - Programmable_A_Achievable Technical Potential | F7 | Industrial | Stone, Clay, and Glass | Existing | Space Heating | Natural Gas | Thermostat - Programmable | A | Incremental Energy Savings (MWh or mTherms) | Achievable Technical Potential | 0 | 0 | 0 | 0 | 0 | 0.021561 | 0.021444 | 0.021188 | 0.021062 | 0.020936 | 0.020526 | 0.020323 | 0.020136 | 0.019673 | 0.019592 | 0.019263 | 0.019125 | 0.018899 | 0.018611 | 0.018516 | 0.018329 | 0.018146 | 0.017979 | 0.017823 | 0.017677 | 0 | 0 | 0 | 0 | 0 | 0
F8_Industrial_Stone, Clay, and Glass_Existing_Space Heating_Natural Gas_Thermostat - Programmable_A_Achievable Technical Potential | F8 | Industrial | Stone, Clay, and Glass | Existing | Space Heating | Natural Gas | Thermostat - Programmable | A | Incremental Summer Peak Savings (MW) | Achievable Technical Potential | 0 | 0 | 0 | 0 | 0 | 0 | 0 | 0 | 0 | 0 | 0 | 0 | 0 | 0 | 0 | 0 | 0 | 0 | 0 | 0 | 0 | 0 | 0 | 0 | 0 | 0 | 0 | 0 | 0 | 0 | 0
F9_Industrial_Stone, Clay, and Glass_Existing_Space Heating_Natural Gas_Thermostat - Programmable_A_Achievable Technical Potential | F9 | Industrial | Stone, Clay, and Glass | Existing | Space Heating | Natural Gas | Thermostat - Programmable | A | Incremental Winter Peak Savings (MW) | Achievable Technical Potential | 0 | 0 | 0 | 0 | 0 | 0 | 0 | 0 | 0 | 0 | 0 | 0 | 0 | 0 | 0 | 0 | 0 | 0 | 0 | 0 | 0 | 0 | 0 | 0 | 0 | 0 | 0 | 0 | 0 | 0 | 0
F10_Industrial_Stone, Clay, and Glass_Existing_Space Heating_Natural Gas_Thermostat - Programmable_A_Achievable Technical Potential | F10 | Industrial | Stone, Clay, and Glass | Existing | Space Heating | Natural Gas | Thermostat - Programmable | A | Cumulative Energy Savings (MWh or mTherms) | Achievable Technical Potential | 0 | 0 | 0 | 0 | 0 | 0.021561 | 0.042899 | 0.063827 | 0.084476 | 0.10484 | 0.12463 | 0.14406 | 0.16316 | 0.18165 | 0.19981 | 0.21761 | 0.23515 | 0.25244 | 0.26944 | 0.28626 | 0.30288 | 0.31917 | 0.33537 | 0.35142 | 0.36731 | 0.36558 | 0.36398 | 0.3625 | 0 | 0 | 0
F11_Industrial_Stone, Clay, and Glass_Existing_Space Heating_Natural Gas_Thermostat - Programmable_A_Achievable Technical Potential | F11 | Industrial | Stone, Clay, and Glass | Existing | Space Heating | Natural Gas | Thermostat - Programmable | A | Cumulative Summer Peak Savings (MW) | Achievable Technical Potential | 0 | 0 | 0 | 0 | 0 | 0 | 0 | 0 | 0 | 0 | 0 | 0 | 0 | 0 | 0 | 0 | 0 | 0 | 0 | 0 | 0 | 0 | 0 | 0 | 0 | 0 | 0 | 0 | 0 | 0 | 0
F12_Industrial_Stone, Clay, and Glass_Existing_Space Heating_Natural Gas_Thermostat - Programmable_A_Achievable Technical Potential | F12 | Industrial | Stone, Clay, and Glass | Existing | Space Heating | Natural Gas | Thermostat - Programmable | A | Cumulative Winter Peak Savings (MW) | Achievable Technical Potential | 0 | 0 | 0 | 0 | 0 | 0 | 0 | 0 | 0 | 0 | 0 | 0 | 0 | 0 | 0 | 0 | 0 | 0 | 0 | 0 | 0 | 0 | 0 | 0 | 0 | 0 | 0 | 0 | 0 | 0 | 0
F13_Industrial_Stone, Clay, and Glass_Existing_Space Heating_Natural Gas_Thermostat - Programmable_A_Achievable Technical Potential | F13 | Industrial | Stone, Clay, and Glass | Existing | Space Heating | Natural Gas | Thermostat - Programmable | A | Purchases (Incremental) | Achievable Technical Potential | 0 | 0 | 0 | 0 | 0 | 3281.7526 | 3279.9515 | 3260.6084 | 3262.3713 | 3265.0688 | 3223.6058 | 3214.7968 | 3208.2694 | 3157.3231 | 3169.3779 | 3139.1538 | 3139.5611 | 3123.7596 | 3095.8958 | 3099.5631 | 3086.7457 | 3074.7403 | 3063.537 | 3053.1261 | 3043.4983 | 0 | 0 | 0 | 0 | 0 | 0
F14_Industrial_Stone, Clay, and Glass_Existing_Space Heating_Natural Gas_Thermostat - Programmable_A_Achievable Technical Potential | F14 | Industrial | Stone, Clay, and Glass | Existing | Space Heating | Natural Gas | Thermostat - Programmable | A | Purchases (Cumulative) | Achievable Technical Potential | 0 | 0 | 0 | 0 | 0 | 3281.7526 | 6561.7041 | 9822.3125 | 13084.6838 | 16349.7526 | 19573.3585 | 22788.1552 | 25996.4246 | 29153.7477 | 32323.1256 | 35462.2794 | 38601.8405 | 41725.6001 | 44821.496 | 47921.0591 | 51007.8047 | 54082.545 | 57146.0821 | 60199.2082 | 63242.7065 | 63242.7065 | 63242.7065 | 63242.7065 | 63242.7065 | 63242.7065 | 63242.7065
F1_Industrial_Stone, Clay, and Glass_Existing_Space Heating_Natural Gas_ENERGY STAR Connected Thermostat_A_Achievable Technical Potential | F1 | Industrial | Stone, Clay, and Glass | Existing | Space Heating | Natural Gas | ENERGY STAR Connected Thermostat | A | Original Unit Energy Savings (kWh or therms) | Achievable Technical Potential | 0 | 0 | 0 | 0 | 0 | 0.015466 | 0.01539 | 0.015297 | 0.015198 | 0.015094 | 0.014989 | 0.014881 | 0.014774 | 0.014667 | 0.014552 | 0.014445 | 0.01434 | 0.014242 | 0.014151 | 0.014062 | 0.013978 | 0.013892 | 0.013815 | 0.013742 | 0.013672 | 0.013608 | 0.013548 | 0.013493 | 0 | 0 | 0
F2_Industrial_Stone, Clay, and Glass_Existing_Space Heating_Natural Gas_ENERGY STAR Connected Thermostat_A_Achievable Technical Potential | F2 | Industrial | Stone, Clay, and Glass | Existing | Space Heating | Natural Gas | ENERGY STAR Connected Thermostat | A | Original Unit Summer Peak Savings (kW) | Achievable Technical Potential | 0 | 0 | 0 | 0 | 0 | 0 | 0 | 0 | 0 | 0 | 0 | 0 | 0 | 0 | 0 | 0 | 0 | 0 | 0 | 0 | 0 | 0 | 0 | 0 | 0 | 0 | 0 | 0 | 0 | 0 | 0
F3_Industrial_Stone, Clay, and Glass_Existing_Space Heating_Natural Gas_ENERGY STAR Connected Thermostat_A_Achievable Technical Potential | F3 | Industrial | Stone, Clay, and Glass | Existing | Space Heating | Natural Gas | ENERGY STAR Connected Thermostat | A | Original Unit Winter Peak Savings (kW) | Achievable Technical Potential | 0 | 0 | 0 | 0 | 0 | 0 | 0 | 0 | 0 | 0 | 0 | 0 | 0 | 0 | 0 | 0 | 0 | 0 | 0 | 0 | 0 | 0 | 0 | 0 | 0 | 0 | 0 | 0 | 0 | 0 | 0
F4_Industrial_Stone, Clay, and Glass_Existing_Space Heating_Natural Gas_ENERGY STAR Connected Thermostat_A_Achievable Technical Potential | F4 | Industrial | Stone, Clay, and Glass | Existing | Space Heating | Natural Gas | ENERGY STAR Connected Thermostat | A | Standalone Impact on Baseline Energy (%) | Achievable Technical Potential | 0% | 0% | 0% | 0% | 0% | 0.06375% | 0.1275% | 0.192% | 0.2557% | 0.3192% | 0.3871% | 0.4519% | 0.5166% | 0.5886% | 0.6502% | 0.7202% | 0.7838% | 0.8515% | 0.923% | 0.9856% | 1.053% | 1.121% | 1.189% | 1.257% | 0.013247 | 0.013286 | 0.013321 | 0.013354 | 0 | 0 | 0
F5_Industrial_Stone, Clay, and Glass_Existing_Space Heating_Natural Gas_ENERGY STAR Connected Thermostat_A_Achievable Technical Potential | F5 | Industrial | Stone, Clay, and Glass | Existing | Space Heating | Natural Gas | ENERGY STAR Connected Thermostat | A | Standalone Impact on Baseline Summer Peak (%) | Achievable Technical Potential | 0% | 0% | 0% | 0% | 0% | 0% | 0% | 0% | 0% | 0% | 0% | 0% | 0% | 0% | 0% | 0% | 0% | 0% | 0% | 0% | 0% | 0% | 0% | 0% | 0 | 0 | 0 | 0 | 0 | 0 | 0
F6_Industrial_Stone, Clay, and Glass_Existing_Space Heating_Natural Gas_ENERGY STAR Connected Thermostat_A_Achievable Technical Potential | F6 | Industrial | Stone, Clay, and Glass | Existing | Space Heating | Natural Gas | ENERGY STAR Connected Thermostat | A | Standalone Impact on Baseline Winter Peak (%) | Achievable Technical Potential | 0% | 0% | 0% | 0% | 0% | 0% | 0% | 0% | 0% | 0% | 0% | 0% | 0% | 0% | 0% | 0% | 0% | 0% | 0% | 0% | 0% | 0% | 0% | 0% | 0 | 0 | 0 | 0 | 0 | 0 | 0
F7_Industrial_Stone, Clay, and Glass_Existing_Space Heating_Natural Gas_ENERGY STAR Connected Thermostat_A_Achievable Technical Potential | F7 | Industrial | Stone, Clay, and Glass | Existing | Space Heating | Natural Gas | ENERGY STAR Connected Thermostat | A | Incremental Energy Savings (MWh or mTherms) | Achievable Technical Potential | 0 | 0 | 0 | 0 | 0 | 0.050755 | 0.050479 | 0.049877 | 0.049581 | 0.049284 | 0.04832 | 0.047841 | 0.0474 | 0.04631 | 0.046121 | 0.045346 | 0.045021 | 0.044489 | 0.04381 | 0.043586 | 0.043147 | 0.042715 | 0.042322 | 0.041955 | 0.041611 | 0 | 0 | 0 | 0 | 0 | 0
F8_Industrial_Stone, Clay, and Glass_Existing_Space Heating_Natural Gas_ENERGY STAR Connected Thermostat_A_Achievable Technical Potential | F8 | Industrial | Stone, Clay, and Glass | Existing | Space Heating | Natural Gas | ENERGY STAR Connected Thermostat | A | Incremental Summer Peak Savings (MW) | Achievable Technical Potential | 0 | 0 | 0 | 0 | 0 | 0 | 0 | 0 | 0 | 0 | 0 | 0 | 0 | 0 | 0 | 0 | 0 | 0 | 0 | 0 | 0 | 0 | 0 | 0 | 0 | 0 | 0 | 0 | 0 | 0 | 0
F9_Industrial_Stone, Clay, and Glass_Existing_Space Heating_Natural Gas_ENERGY STAR Connected Thermostat_A_Achievable Technical Potential | F9 | Industrial | Stone, Clay, and Glass | Existing | Space Heating | Natural Gas | ENERGY STAR Connected Thermostat | A | Incremental Winter Peak Savings (MW) | Achievable Technical Potential | 0 | 0 | 0 | 0 | 0 | 0 | 0 | 0 | 0 | 0 | 0 | 0 | 0 | 0 | 0 | 0 | 0 | 0 | 0 | 0 | 0 | 0 | 0 | 0 | 0 | 0 | 0 | 0 | 0 | 0 | 0
F10_Industrial_Stone, Clay, and Glass_Existing_Space Heating_Natural Gas_ENERGY STAR Connected Thermostat_A_Achievable Technical Potential | F10 | Industrial | Stone, Clay, and Glass | Existing | Space Heating | Natural Gas | ENERGY STAR Connected Thermostat | A | Cumulative Energy Savings (MWh or mTherms) | Achievable Technical Potential | 0 | 0 | 0 | 0 | 0 | 0.050755 | 0.10099 | 0.15025 | 0.19886 | 0.24679 | 0.29339 | 0.33912 | 0.38408 | 0.42761 | 0.47036 | 0.51226 | 0.55354 | 0.59426 | 0.63426 | 0.67387 | 0.71299 | 0.75133 | 0.78947 | 0.82724 | 0.86466 | 0.86059 | 0.85682 | 0.85333 | 0 | 0 | 0
F11_Industrial_Stone, Clay, and Glass_Existing_Space Heating_Natural Gas_ENERGY STAR Connected Thermostat_A_Achievable Technical Potential | F11 | Industrial | Stone, Clay, and Glass | Existing | Space Heating | Natural Gas | ENERGY STAR Connected Thermostat | A | Cumulative Summer Peak Savings (MW) | Achievable Technical Potential | 0 | 0 | 0 | 0 | 0 | 0 | 0 | 0 | 0 | 0 | 0 | 0 | 0 | 0 | 0 | 0 | 0 | 0 | 0 | 0 | 0 | 0 | 0 | 0 | 0 | 0 | 0 | 0 | 0 | 0 | 0
F12_Industrial_Stone, Clay, and Glass_Existing_Space Heating_Natural Gas_ENERGY STAR Connected Thermostat_A_Achievable Technical Potential | F12 | Industrial | Stone, Clay, and Glass | Existing | Space Heating | Natural Gas | ENERGY STAR Connected Thermostat | A | Cumulative Winter Peak Savings (MW) | Achievable Technical Potential | 0 | 0 | 0 | 0 | 0 | 0 | 0 | 0 | 0 | 0 | 0 | 0 | 0 | 0 | 0 | 0 | 0 | 0 | 0 | 0 | 0 | 0 | 0 | 0 | 0 | 0 | 0 | 0 | 0 | 0 | 0
F13_Industrial_Stone, Clay, and Glass_Existing_Space Heating_Natural Gas_ENERGY STAR Connected Thermostat_A_Achievable Technical Potential | F13 | Industrial | Stone, Clay, and Glass | Existing | Space Heating | Natural Gas | ENERGY STAR Connected Thermostat | A | Purchases (Incremental) | Achievable Technical Potential | 0 | 0 | 0 | 0 | 0 | 3281.7526 | 3279.9515 | 3260.6084 | 3262.3713 | 3265.0688 | 3223.6058 | 3214.7968 | 3208.2694 | 3157.3231 | 3169.3779 | 3139.1538 | 3139.5611 | 3123.7596 | 3095.8958 | 3099.5631 | 3086.7457 | 3074.7403 | 3063.537 | 3053.1261 | 3043.4983 | 0 | 0 | 0 | 0 | 0 | 0
F14_Industrial_Stone, Clay, and Glass_Existing_Space Heating_Natural Gas_ENERGY STAR Connected Thermostat_A_Achievable Technical Potential | F14 | Industrial | Stone, Clay, and Glass | Existing | Space Heating | Natural Gas | ENERGY STAR Connected Thermostat | A | Purchases (Cumulative) | Achievable Technical Potential | 0 | 0 | 0 | 0 | 0 | 3281.7526 | 6561.7041 | 9822.3125 | 13084.6838 | 16349.7526 | 19573.3585 | 22788.1552 | 25996.4246 | 29153.7477 | 32323.1256 | 35462.2794 | 38601.8405 | 41725.6001 | 44821.496 | 47921.0591 | 51007.8047 | 54082.545 | 57146.0821 | 60199.2082 | 63242.7065 | 63242.7065 | 63242.7065 | 63242.7065 | 63242.7065 | 63242.7065 | 63242.7065
F1_Industrial_Stone, Clay, and Glass_Existing_Space Heating_Natural Gas_Destratification Fans (HVLS)_A_Achievable Technical Potential | F1 | Industrial | Stone, Clay, and Glass | Existing | Space Heating | Natural Gas | Destratification Fans (HVLS) | A | Original Unit Energy Savings (kWh or therms) | Achievable Technical Potential | 0 | 0 | 0 | 0 | 0 | 0.015466 | 0.01539 | 0.015297 | 0.015198 | 0.015094 | 0.014989 | 0.014881 | 0.014774 | 0.014667 | 0.014552 | 0.014445 | 0.01434 | 0.014242 | 0.014151 | 0.014062 | 0.013978 | 0.013892 | 0.013815 | 0.013742 | 0.013672 | 0.013608 | 0.013548 | 0.013493 | 0 | 0 | 0
F2_Industrial_Stone, Clay, and Glass_Existing_Space Heating_Natural Gas_Destratification Fans (HVLS)_A_Achievable Technical Potential | F2 | Industrial | Stone, Clay, and Glass | Existing | Space Heating | Natural Gas | Destratification Fans (HVLS) | A | Original Unit Summer Peak Savings (kW) | Achievable Technical Potential | 0 | 0 | 0 | 0 | 0 | 0 | 0 | 0 | 0 | 0 | 0 | 0 | 0 | 0 | 0 | 0 | 0 | 0 | 0 | 0 | 0 | 0 | 0 | 0 | 0 | 0 | 0 | 0 | 0 | 0 | 0
F3_Industrial_Stone, Clay, and Glass_Existing_Space Heating_Natural Gas_Destratification Fans (HVLS)_A_Achievable Technical Potential | F3 | Industrial | Stone, Clay, and Glass | Existing | Space Heating | Natural Gas | Destratification Fans (HVLS) | A | Original Unit Winter Peak Savings (kW) | Achievable Technical Potential | 0 | 0 | 0 | 0 | 0 | 0 | 0 | 0 | 0 | 0 | 0 | 0 | 0 | 0 | 0 | 0 | 0 | 0 | 0 | 0 | 0 | 0 | 0 | 0 | 0 | 0 | 0 | 0 | 0 | 0 | 0
F4_Industrial_Stone, Clay, and Glass_Existing_Space Heating_Natural Gas_Destratification Fans (HVLS)_A_Achievable Technical Potential | F4 | Industrial | Stone, Clay, and Glass | Existing | Space Heating | Natural Gas | Destratification Fans (HVLS) | A | Standalone Impact on Baseline Energy (%) | Achievable Technical Potential | 0% | 0% | 0% | 0% | 0% | 0.06375% | 0.1275% | 0.192% | 0.2557% | 0.3192% | 0.3871% | 0.4519% | 0.5166% | 0.5886% | 0.6502% | 0.7202% | 0.7838% | 0.8515% | 0.923% | 0.9856% | 1.053% | 1.121% | 1.189% | 1.257% | 0.013247 | 0.013286 | 0.013321 | 0.013354 | 0 | 0 | 0
F5_Industrial_Stone, Clay, and Glass_Existing_Space Heating_Natural Gas_Destratification Fans (HVLS)_A_Achievable Technical Potential | F5 | Industrial | Stone, Clay, and Glass | Existing | Space Heating | Natural Gas | Destratification Fans (HVLS) | A | Standalone Impact on Baseline Summer Peak (%) | Achievable Technical Potential | 0% | 0% | 0% | 0% | 0% | 0% | 0% | 0% | 0% | 0% | 0% | 0% | 0% | 0% | 0% | 0% | 0% | 0% | 0% | 0% | 0% | 0% | 0% | 0% | 0 | 0 | 0 | 0 | 0 | 0 | 0
F6_Industrial_Stone, Clay, and Glass_Existing_Space Heating_Natural Gas_Destratification Fans (HVLS)_A_Achievable Technical Potential | F6 | Industrial | Stone, Clay, and Glass | Existing | Space Heating | Natural Gas | Destratification Fans (HVLS) | A | Standalone Impact on Baseline Winter Peak (%) | Achievable Technical Potential | 0% | 0% | 0% | 0% | 0% | 0% | 0% | 0% | 0% | 0% | 0% | 0% | 0% | 0% | 0% | 0% | 0% | 0% | 0% | 0% | 0% | 0% | 0% | 0% | 0 | 0 | 0 | 0 | 0 | 0 | 0
F7_Industrial_Stone, Clay, and Glass_Existing_Space Heating_Natural Gas_Destratification Fans (HVLS)_A_Achievable Technical Potential | F7 | Industrial | Stone, Clay, and Glass | Existing | Space Heating | Natural Gas | Destratification Fans (HVLS) | A | Incremental Energy Savings (MWh or mTherms) | Achievable Technical Potential | 0 | 0 | 0 | 0 | 0 | 0.050755 | 0.050479 | 0.049877 | 0.049581 | 0.049284 | 0.04832 | 0.047841 | 0.0474 | 0.04631 | 0.046121 | 0.045346 | 0.045021 | 0.044489 | 0.04381 | 0.043586 | 0.043147 | 0.042715 | 0.042322 | 0.041955 | 0.041611 | 0 | 0 | 0 | 0 | 0 | 0
F8_Industrial_Stone, Clay, and Glass_Existing_Space Heating_Natural Gas_Destratification Fans (HVLS)_A_Achievable Technical Potential | F8 | Industrial | Stone, Clay, and Glass | Existing | Space Heating | Natural Gas | Destratification Fans (HVLS) | A | Incremental Summer Peak Savings (MW) | Achievable Technical Potential | 0 | 0 | 0 | 0 | 0 | 0 | 0 | 0 | 0 | 0 | 0 | 0 | 0 | 0 | 0 | 0 | 0 | 0 | 0 | 0 | 0 | 0 | 0 | 0 | 0 | 0 | 0 | 0 | 0 | 0 | 0
F9_Industrial_Stone, Clay, and Glass_Existing_Space Heating_Natural Gas_Destratification Fans (HVLS)_A_Achievable Technical Potential | F9 | Industrial | Stone, Clay, and Glass | Existing | Space Heating | Natural Gas | Destratification Fans (HVLS) | A | Incremental Winter Peak Savings (MW) | Achievable Technical Potential | 0 | 0 | 0 | 0 | 0 | 0 | 0 | 0 | 0 | 0 | 0 | 0 | 0 | 0 | 0 | 0 | 0 | 0 | 0 | 0 | 0 | 0 | 0 | 0 | 0 | 0 | 0 | 0 | 0 | 0 | 0
F10_Industrial_Stone, Clay, and Glass_Existing_Space Heating_Natural Gas_Destratification Fans (HVLS)_A_Achievable Technical Potential | F10 | Industrial | Stone, Clay, and Glass | Existing | Space Heating | Natural Gas | Destratification Fans (HVLS) | A | Cumulative Energy Savings (MWh or mTherms) | Achievable Technical Potential | 0 | 0 | 0 | 0 | 0 | 0.050755 | 0.10099 | 0.15025 | 0.19886 | 0.24679 | 0.29339 | 0.33912 | 0.38408 | 0.42761 | 0.47036 | 0.51226 | 0.55354 | 0.59426 | 0.63426 | 0.67387 | 0.71299 | 0.75133 | 0.78947 | 0.82724 | 0.86466 | 0.86059 | 0.85682 | 0.85333 | 0 | 0 | 0
F11_Industrial_Stone, Clay, and Glass_Existing_Space Heating_Natural Gas_Destratification Fans (HVLS)_A_Achievable Technical Potential | F11 | Industrial | Stone, Clay, and Glass | Existing | Space Heating | Natural Gas | Destratification Fans (HVLS) | A | Cumulative Summer Peak Savings (MW) | Achievable Technical Potential | 0 | 0 | 0 | 0 | 0 | 0 | 0 | 0 | 0 | 0 | 0 | 0 | 0 | 0 | 0 | 0 | 0 | 0 | 0 | 0 | 0 | 0 | 0 | 0 | 0 | 0 | 0 | 0 | 0 | 0 | 0
F12_Industrial_Stone, Clay, and Glass_Existing_Space Heating_Natural Gas_Destratification Fans (HVLS)_A_Achievable Technical Potential | F12 | Industrial | Stone, Clay, and Glass | Existing | Space Heating | Natural Gas | Destratification Fans (HVLS) | A | Cumulative Winter Peak Savings (MW) | Achievable Technical Potential | 0 | 0 | 0 | 0 | 0 | 0 | 0 | 0 | 0 | 0 | 0 | 0 | 0 | 0 | 0 | 0 | 0 | 0 | 0 | 0 | 0 | 0 | 0 | 0 | 0 | 0 | 0 | 0 | 0 | 0 | 0
F13_Industrial_Stone, Clay, and Glass_Existing_Space Heating_Natural Gas_Destratification Fans (HVLS)_A_Achievable Technical Potential | F13 | Industrial | Stone, Clay, and Glass | Existing | Space Heating | Natural Gas | Destratification Fans (HVLS) | A | Purchases (Incremental) | Achievable Technical Potential | 0 | 0 | 0 | 0 | 0 | 3281.7526 | 3279.9515 | 3260.6084 | 3262.3713 | 3265.0688 | 3223.6058 | 3214.7968 | 3208.2694 | 3157.3231 | 3169.3779 | 3139.1538 | 3139.5611 | 3123.7596 | 3095.8958 | 3099.5631 | 3086.7457 | 3074.7403 | 3063.537 | 3053.1261 | 3043.4983 | 0 | 0 | 0 | 0 | 0 | 0
F14_Industrial_Stone, Clay, and Glass_Existing_Space Heating_Natural Gas_Destratification Fans (HVLS)_A_Achievable Technical Potential | F14 | Industrial | Stone, Clay, and Glass | Existing | Space Heating | Natural Gas | Destratification Fans (HVLS) | A | Purchases (Cumulative) | Achievable Technical Potential | 0 | 0 | 0 | 0 | 0 | 3281.7526 | 6561.7041 | 9822.3125 | 13084.6838 | 16349.7526 | 19573.3585 | 22788.1552 | 25996.4246 | 29153.7477 | 32323.1256 | 35462.2794 | 38601.8405 | 41725.6001 | 44821.496 | 47921.0591 | 51007.8047 | 54082.545 | 57146.0821 | 60199.2082 | 63242.7065 | 63242.7065 | 63242.7065 | 63242.7065 | 63242.7065 | 63242.7065 | 63242.7065
F1_Industrial_Stone, Clay, and Glass_Existing_Space Heating_Natural Gas_Gas Boiler - Insulate Steam Lines/Condensate Tank_A_Achievable Technical Potential | F1 | Industrial | Stone, Clay, and Glass | Existing | Space Heating | Natural Gas | Gas Boiler - Insulate Steam Lines/Condensate Tank | A | Original Unit Energy Savings (kWh or therms) | Achievable Technical Potential | 0 | 0 | 0 | 0 | 0 | 75.9808 | 75.466 | 74.9544 | 74.4401 | 73.9273 | 73.4289 | 72.9354 | 72.4472 | 71.9646 | 71.4538 | 70.985 | 70.5214 | 70.0654 | 69.6162 | 69.166 | 68.7312 | 68.2786 | 67.8417 | 67.4186 | 66.9927 | 66.6041 | 66.2495 | 65.9258 | 65.6304 | 65.3609 | 65.1148
F2_Industrial_Stone, Clay, and Glass_Existing_Space Heating_Natural Gas_Gas Boiler - Insulate Steam Lines/Condensate Tank_A_Achievable Technical Potential | F2 | Industrial | Stone, Clay, and Glass | Existing | Space Heating | Natural Gas | Gas Boiler - Insulate Steam Lines/Condensate Tank | A | Original Unit Summer Peak Savings (kW) | Achievable Technical Potential | 0 | 0 | 0 | 0 | 0 | 0 | 0 | 0 | 0 | 0 | 0 | 0 | 0 | 0 | 0 | 0 | 0 | 0 | 0 | 0 | 0 | 0 | 0 | 0 | 0 | 0 | 0 | 0 | 0 | 0 | 0
F3_Industrial_Stone, Clay, and Glass_Existing_Space Heating_Natural Gas_Gas Boiler - Insulate Steam Lines/Condensate Tank_A_Achievable Technical Potential | F3 | Industrial | Stone, Clay, and Glass | Existing | Space Heating | Natural Gas | Gas Boiler - Insulate Steam Lines/Condensate Tank | A | Original Unit Winter Peak Savings (kW) | Achievable Technical Potential | 0 | 0 | 0 | 0 | 0 | 0 | 0 | 0 | 0 | 0 | 0 | 0 | 0 | 0 | 0 | 0 | 0 | 0 | 0 | 0 | 0 | 0 | 0 | 0 | 0 | 0 | 0 | 0 | 0 | 0 | 0
F4_Industrial_Stone, Clay, and Glass_Existing_Space Heating_Natural Gas_Gas Boiler - Insulate Steam Lines/Condensate Tank_A_Achievable Technical Potential | F4 | Industrial | Stone, Clay, and Glass | Existing | Space Heating | Natural Gas | Gas Boiler - Insulate Steam Lines/Condensate Tank | A | Standalone Impact on Baseline Energy (%) | Achievable Technical Potential | 0% | 0% | 0% | 0% | 0% | 0.005115% | 0.01021% | 0.01537% | 0.02045% | 0.02553% | 0.03097% | 0.03617% | 0.04137% | 0.04717% | 0.05214% | 0.0578% | 0.06296% | 0.06842% | 0.07416% | 0.07918% | 0.0846% | 0.09001% | 0.09538% | 0.1007% | 0.0010601 | 0.001062 | 0.0010639 | 0.0010656 | 0 | 0 | 0
F5_Industrial_Stone, Clay, and Glass_Existing_Space Heating_Natural Gas_Gas Boiler - Insulate Steam Lines/Condensate Tank_A_Achievable Technical Potential | F5 | Industrial | Stone, Clay, and Glass | Existing | Space Heating | Natural Gas | Gas Boiler - Insulate Steam Lines/Condensate Tank | A | Standalone Impact on Baseline Summer Peak (%) | Achievable Technical Potential | 0% | 0% | 0% | 0% | 0% | 0% | 0% | 0% | 0% | 0% | 0% | 0% | 0% | 0% | 0% | 0% | 0% | 0% | 0% | 0% | 0% | 0% | 0% | 0% | 0 | 0 | 0 | 0 | 0 | 0 | 0
F6_Industrial_Stone, Clay, and Glass_Existing_Space Heating_Natural Gas_Gas Boiler - Insulate Steam Lines/Condensate Tank_A_Achievable Technical Potential | F6 | Industrial | Stone, Clay, and Glass | Existing | Space Heating | Natural Gas | Gas Boiler - Insulate Steam Lines/Condensate Tank | A | Standalone Impact on Baseline Winter Peak (%) | Achievable Technical Potential | 0% | 0% | 0% | 0% | 0% | 0% | 0% | 0% | 0% | 0% | 0% | 0% | 0% | 0% | 0% | 0% | 0% | 0% | 0% | 0% | 0% | 0% | 0% | 0% | 0 | 0 | 0 | 0 | 0 | 0 | 0
F7_Industrial_Stone, Clay, and Glass_Existing_Space Heating_Natural Gas_Gas Boiler - Insulate Steam Lines/Condensate Tank_A_Achievable Technical Potential | F7 | Industrial | Stone, Clay, and Glass | Existing | Space Heating | Natural Gas | Gas Boiler - Insulate Steam Lines/Condensate Tank | A | Incremental Energy Savings (MWh or mTherms) | Achievable Technical Potential | 0 | 0 | 0 | 0 | 0 | 0.0040724 | 0.0040426 | 0.0039915 | 0.0039663 | 0.0039422 | 0.0038659 | 0.0038294 | 0.0037961 | 0.0037109 | 0.0036986 | 0.0036393 | 0.003616 | 0.0035746 | 0.00352 | 0.0035014 | 0.003465 | 0.0034288 | 0.0033944 | 0.0033618 | 0.00333 | 0 | 0 | 0 | 0 | 0 | 0
F8_Industrial_Stone, Clay, and Glass_Existing_Space Heating_Natural Gas_Gas Boiler - Insulate Steam Lines/Condensate Tank_A_Achievable Technical Potential | F8 | Industrial | Stone, Clay, and Glass | Existing | Space Heating | Natural Gas | Gas Boiler - Insulate Steam Lines/Condensate Tank | A | Incremental Summer Peak Savings (MW) | Achievable Technical Potential | 0 | 0 | 0 | 0 | 0 | 0 | 0 | 0 | 0 | 0 | 0 | 0 | 0 | 0 | 0 | 0 | 0 | 0 | 0 | 0 | 0 | 0 | 0 | 0 | 0 | 0 | 0 | 0 | 0 | 0 | 0
F9_Industrial_Stone, Clay, and Glass_Existing_Space Heating_Natural Gas_Gas Boiler - Insulate Steam Lines/Condensate Tank_A_Achievable Technical Potential | F9 | Industrial | Stone, Clay, and Glass | Existing | Space Heating | Natural Gas | Gas Boiler - Insulate Steam Lines/Condensate Tank | A | Incremental Winter Peak Savings (MW) | Achievable Technical Potential | 0 | 0 | 0 | 0 | 0 | 0 | 0 | 0 | 0 | 0 | 0 | 0 | 0 | 0 | 0 | 0 | 0 | 0 | 0 | 0 | 0 | 0 | 0 | 0 | 0 | 0 | 0 | 0 | 0 | 0 | 0
F10_Industrial_Stone, Clay, and Glass_Existing_Space Heating_Natural Gas_Gas Boiler - Insulate Steam Lines/Condensate Tank_A_Achievable Technical Potential | F10 | Industrial | Stone, Clay, and Glass | Existing | Space Heating | Natural Gas | Gas Boiler - Insulate Steam Lines/Condensate Tank | A | Cumulative Energy Savings (MWh or mTherms) | Achievable Technical Potential | 0 | 0 | 0 | 0 | 0 | 0.0040724 | 0.0080874 | 0.012024 | 0.015908 | 0.019741 | 0.023473 | 0.027145 | 0.030759 | 0.034265 | 0.037721 | 0.041113 | 0.04446 | 0.047747 | 0.050961 | 0.054133 | 0.057258 | 0.060309 | 0.063318 | 0.066285 | 0.069196 | 0.068795 | 0.068428 | 0.068094 | 0.067789 | 0.067511 | 0.067256
F11_Industrial_Stone, Clay, and Glass_Existing_Space Heating_Natural Gas_Gas Boiler - Insulate Steam Lines/Condensate Tank_A_Achievable Technical Potential | F11 | Industrial | Stone, Clay, and Glass | Existing | Space Heating | Natural Gas | Gas Boiler - Insulate Steam Lines/Condensate Tank | A | Cumulative Summer Peak Savings (MW) | Achievable Technical Potential | 0 | 0 | 0 | 0 | 0 | 0 | 0 | 0 | 0 | 0 | 0 | 0 | 0 | 0 | 0 | 0 | 0 | 0 | 0 | 0 | 0 | 0 | 0 | 0 | 0 | 0 | 0 | 0 | 0 | 0 | 0
F12_Industrial_Stone, Clay, and Glass_Existing_Space Heating_Natural Gas_Gas Boiler - Insulate Steam Lines/Condensate Tank_A_Achievable Technical Potential | F12 | Industrial | Stone, Clay, and Glass | Existing | Space Heating | Natural Gas | Gas Boiler - Insulate Steam Lines/Condensate Tank | A | Cumulative Winter Peak Savings (MW) | Achievable Technical Potential | 0 | 0 | 0 | 0 | 0 | 0 | 0 | 0 | 0 | 0 | 0 | 0 | 0 | 0 | 0 | 0 | 0 | 0 | 0 | 0 | 0 | 0 | 0 | 0 | 0 | 0 | 0 | 0 | 0 | 0 | 0
F13_Industrial_Stone, Clay, and Glass_Existing_Space Heating_Natural Gas_Gas Boiler - Insulate Steam Lines/Condensate Tank_A_Achievable Technical Potential | F13 | Industrial | Stone, Clay, and Glass | Existing | Space Heating | Natural Gas | Gas Boiler - Insulate Steam Lines/Condensate Tank | A | Purchases (Incremental) | Achievable Technical Potential | 0 | 0 | 0 | 0 | 0 | 0.053598 | 0.053569 | 0.053253 | 0.053282 | 0.053326 | 0.052648 | 0.052505 | 0.052398 | 0.051566 | 0.051763 | 0.051269 | 0.051276 | 0.051018 | 0.050563 | 0.050623 | 0.050413 | 0.050217 | 0.050034 | 0.049864 | 0.049707 | 0 | 0 | 0 | 0 | 0 | 0
F14_Industrial_Stone, Clay, and Glass_Existing_Space Heating_Natural Gas_Gas Boiler - Insulate Steam Lines/Condensate Tank_A_Achievable Technical Potential | F14 | Industrial | Stone, Clay, and Glass | Existing | Space Heating | Natural Gas | Gas Boiler - Insulate Steam Lines/Condensate Tank | A | Purchases (Cumulative) | Achievable Technical Potential | 0 | 0 | 0 | 0 | 0 | 0.053598 | 0.10717 | 0.16042 | 0.2137 | 0.26703 | 0.31967 | 0.37218 | 0.42458 | 0.47614 | 0.52791 | 0.57917 | 0.63045 | 0.68147 | 0.73203 | 0.78265 | 0.83307 | 0.88328 | 0.93332 | 0.98318 | 1.0329 | 1.0329 | 1.0329 | 1.0329 | 1.0329 | 1.0329 | 1.0329
F1_Industrial_Stone, Clay, and Glass_Existing_Process_Natural Gas_Gas Boiler - Insulate Steam Lines/Condensate Tank_A_Achievable Technical Potential | F1 | Industrial | Stone, Clay, and Glass | Existing | Process | Natural Gas | Gas Boiler - Insulate Steam Lines/Condensate Tank | A | Original Unit Energy Savings (kWh or therms) | Achievable Technical Potential | 0 | 0 | 0 | 0 | 0 | 45.5894 | 45.5894 | 45.5894 | 45.5894 | 45.5894 | 45.5894 | 45.5894 | 45.5894 | 45.5894 | 45.5894 | 45.5894 | 45.5894 | 45.5894 | 45.5894 | 45.5894 | 45.5894 | 45.5894 | 45.5894 | 45.5894 | 45.5894 | 45.5894 | 45.5894 | 45.5894 | 45.5894 | 45.5894 | 45.5894
F2_Industrial_Stone, Clay, and Glass_Existing_Process_Natural Gas_Gas Boiler - Insulate Steam Lines/Condensate Tank_A_Achievable Technical Potential | F2 | Industrial | Stone, Clay, and Glass | Existing | Process | Natural Gas | Gas Boiler - Insulate Steam Lines/Condensate Tank | A | Original Unit Summer Peak Savings (kW) | Achievable Technical Potential | 0 | 0 | 0 | 0 | 0 | 0 | 0 | 0 | 0 | 0 | 0 | 0 | 0 | 0 | 0 | 0 | 0 | 0 | 0 | 0 | 0 | 0 | 0 | 0 | 0 | 0 | 0 | 0 | 0 | 0 | 0
F3_Industrial_Stone, Clay, and Glass_Existing_Process_Natural Gas_Gas Boiler - Insulate Steam Lines/Condensate Tank_A_Achievable Technical Potential | F3 | Industrial | Stone, Clay, and Glass | Existing | Process | Natural Gas | Gas Boiler - Insulate Steam Lines/Condensate Tank | A | Original Unit Winter Peak Savings (kW) | Achievable Technical Potential | 0 | 0 | 0 | 0 | 0 | 0 | 0 | 0 | 0 | 0 | 0 | 0 | 0 | 0 | 0 | 0 | 0 | 0 | 0 | 0 | 0 | 0 | 0 | 0 | 0 | 0 | 0 | 0 | 0 | 0 | 0
F4_Industrial_Stone, Clay, and Glass_Existing_Process_Natural Gas_Gas Boiler - Insulate Steam Lines/Condensate Tank_A_Achievable Technical Potential | F4 | Industrial | Stone, Clay, and Glass | Existing | Process | Natural Gas | Gas Boiler - Insulate Steam Lines/Condensate Tank | A | Standalone Impact on Baseline Energy (%) | Achievable Technical Potential | 0% | 0% | 0% | 0% | 0% | 0.00172% | 0.003442% | 0.005183% | 0.0069% | 0.008615% | 0.01045% | 0.0122% | 0.01394% | 0.01589% | 0.01755% | 0.01943% | 0.02115% | 0.02298% | 0.02491% | 0.0266% | 0.02843% | 0.03026% | 0.03209% | 0.03392% | 0.00035749 | 0.00035854 | 0.00035949 | 0.00036037 | 0 | 0 | 0
F5_Industrial_Stone, Clay, and Glass_Existing_Process_Natural Gas_Gas Boiler - Insulate Steam Lines/Condensate Tank_A_Achievable Technical Potential | F5 | Industrial | Stone, Clay, and Glass | Existing | Process | Natural Gas | Gas Boiler - Insulate Steam Lines/Condensate Tank | A | Standalone Impact on Baseline Summer Peak (%) | Achievable Technical Potential | 0% | 0% | 0% | 0% | 0% | 0% | 0% | 0% | 0% | 0% | 0% | 0% | 0% | 0% | 0% | 0% | 0% | 0% | 0% | 0% | 0% | 0% | 0% | 0% | 0 | 0 | 0 | 0 | 0 | 0 | 0
F6_Industrial_Stone, Clay, and Glass_Existing_Process_Natural Gas_Gas Boiler - Insulate Steam Lines/Condensate Tank_A_Achievable Technical Potential | F6 | Industrial | Stone, Clay, and Glass | Existing | Process | Natural Gas | Gas Boiler - Insulate Steam Lines/Condensate Tank | A | Standalone Impact on Baseline Winter Peak (%) | Achievable Technical Potential | 0% | 0% | 0% | 0% | 0% | 0% | 0% | 0% | 0% | 0% | 0% | 0% | 0% | 0% | 0% | 0% | 0% | 0% | 0% | 0% | 0% | 0% | 0% | 0% | 0 | 0 | 0 | 0 | 0 | 0 | 0
F7_Industrial_Stone, Clay, and Glass_Existing_Process_Natural Gas_Gas Boiler - Insulate Steam Lines/Condensate Tank_A_Achievable Technical Potential | F7 | Industrial | Stone, Clay, and Glass | Existing | Process | Natural Gas | Gas Boiler - Insulate Steam Lines/Condensate Tank | A | Incremental Energy Savings (MWh or mTherms) | Achievable Technical Potential | 0 | 0 | 0 | 0 | 0 | 0.027091 | 0.027076 | 0.026917 | 0.026931 | 0.026954 | 0.026611 | 0.026539 | 0.026485 | 0.026064 | 0.026164 | 0.025914 | 0.025917 | 0.025787 | 0.025557 | 0.025587 | 0.025481 | 0.025382 | 0.02529 | 0.025204 | 0.025124 | 0 | 0 | 0 | 0 | 0 | 0
F8_Industrial_Stone, Clay, and Glass_Existing_Process_Natural Gas_Gas Boiler - Insulate Steam Lines/Condensate Tank_A_Achievable Technical Potential | F8 | Industrial | Stone, Clay, and Glass | Existing | Process | Natural Gas | Gas Boiler - Insulate Steam Lines/Condensate Tank | A | Incremental Summer Peak Savings (MW) | Achievable Technical Potential | 0 | 0 | 0 | 0 | 0 | 0 | 0 | 0 | 0 | 0 | 0 | 0 | 0 | 0 | 0 | 0 | 0 | 0 | 0 | 0 | 0 | 0 | 0 | 0 | 0 | 0 | 0 | 0 | 0 | 0 | 0
F9_Industrial_Stone, Clay, and Glass_Existing_Process_Natural Gas_Gas Boiler - Insulate Steam Lines/Condensate Tank_A_Achievable Technical Potential | F9 | Industrial | Stone, Clay, and Glass | Existing | Process | Natural Gas | Gas Boiler - Insulate Steam Lines/Condensate Tank | A | Incremental Winter Peak Savings (MW) | Achievable Technical Potential | 0 | 0 | 0 | 0 | 0 | 0 | 0 | 0 | 0 | 0 | 0 | 0 | 0 | 0 | 0 | 0 | 0 | 0 | 0 | 0 | 0 | 0 | 0 | 0 | 0 | 0 | 0 | 0 | 0 | 0 | 0
F10_Industrial_Stone, Clay, and Glass_Existing_Process_Natural Gas_Gas Boiler - Insulate Steam Lines/Condensate Tank_A_Achievable Technical Potential | F10 | Industrial | Stone, Clay, and Glass | Existing | Process | Natural Gas | Gas Boiler - Insulate Steam Lines/Condensate Tank | A | Cumulative Energy Savings (MWh or mTherms) | Achievable Technical Potential | 0 | 0 | 0 | 0 | 0 | 0.027091 | 0.054168 | 0.081084 | 0.10802 | 0.13497 | 0.16158 | 0.18812 | 0.2146 | 0.24067 | 0.26683 | 0.29275 | 0.31866 | 0.34445 | 0.37001 | 0.39559 | 0.42108 | 0.44646 | 0.47175 | 0.49695 | 0.52208 | 0.52208 | 0.52208 | 0.52208 | 0.52208 | 0.52208 | 0.52208
F11_Industrial_Stone, Clay, and Glass_Existing_Process_Natural Gas_Gas Boiler - Insulate Steam Lines/Condensate Tank_A_Achievable Technical Potential | F11 | Industrial | Stone, Clay, and Glass | Existing | Process | Natural Gas | Gas Boiler - Insulate Steam Lines/Condensate Tank | A | Cumulative Summer Peak Savings (MW) | Achievable Technical Potential | 0 | 0 | 0 | 0 | 0 | 0 | 0 | 0 | 0 | 0 | 0 | 0 | 0 | 0 | 0 | 0 | 0 | 0 | 0 | 0 | 0 | 0 | 0 | 0 | 0 | 0 | 0 | 0 | 0 | 0 | 0
F12_Industrial_Stone, Clay, and Glass_Existing_Process_Natural Gas_Gas Boiler - Insulate Steam Lines/Condensate Tank_A_Achievable Technical Potential | F12 | Industrial | Stone, Clay, and Glass | Existing | Process | Natural Gas | Gas Boiler - Insulate Steam Lines/Condensate Tank | A | Cumulative Winter Peak Savings (MW) | Achievable Technical Potential | 0 | 0 | 0 | 0 | 0 | 0 | 0 | 0 | 0 | 0 | 0 | 0 | 0 | 0 | 0 | 0 | 0 | 0 | 0 | 0 | 0 | 0 | 0 | 0 | 0 | 0 | 0 | 0 | 0 | 0 | 0
F13_Industrial_Stone, Clay, and Glass_Existing_Process_Natural Gas_Gas Boiler - Insulate Steam Lines/Condensate Tank_A_Achievable Technical Potential | F13 | Industrial | Stone, Clay, and Glass | Existing | Process | Natural Gas | Gas Boiler - Insulate Steam Lines/Condensate Tank | A | Purchases (Incremental) | Achievable Technical Potential | 0 | 0 | 0 | 0 | 0 | 0.59424 | 0.59392 | 0.59042 | 0.59074 | 0.59122 | 0.58372 | 0.58212 | 0.58094 | 0.57171 | 0.5739 | 0.56842 | 0.5685 | 0.56564 | 0.56059 | 0.56125 | 0.55893 | 0.55676 | 0.55473 | 0.55285 | 0.5511 | 0 | 0 | 0 | 0 | 0 | 0
F14_Industrial_Stone, Clay, and Glass_Existing_Process_Natural Gas_Gas Boiler - Insulate Steam Lines/Condensate Tank_A_Achievable Technical Potential | F14 | Industrial | Stone, Clay, and Glass | Existing | Process | Natural Gas | Gas Boiler - Insulate Steam Lines/Condensate Tank | A | Purchases (Cumulative) | Achievable Technical Potential | 0 | 0 | 0 | 0 | 0 | 0.59424 | 1.1882 | 1.7786 | 2.3693 | 2.9605 | 3.5443 | 4.1264 | 4.7073 | 5.279 | 5.8529 | 6.4213 | 6.9898 | 7.5555 | 8.1161 | 8.6773 | 9.2363 | 9.793 | 10.3478 | 10.9006 | 11.4517 | 11.4517 | 11.4517 | 11.4517 | 11.4517 | 11.4517 | 11.4517
F1_Industrial_Stone, Clay, and Glass_Existing_Space Heating_Natural Gas_Gas Boiler - Insulate Hot Water Lines_A_Achievable Technical Potential | F1 | Industrial | Stone, Clay, and Glass | Existing | Space Heating | Natural Gas | Gas Boiler - Insulate Hot Water Lines | A | Original Unit Energy Savings (kWh or therms) | Achievable Technical Potential | 0 | 0 | 0 | 0 | 0 | 85.8823 | 85.3003 | 84.7221 | 84.1407 | 83.5611 | 82.9977 | 82.44 | 81.8882 | 81.3427 | 80.7653 | 80.2353 | 79.7114 | 79.196 | 78.6882 | 78.1793 | 77.6878 | 77.1763 | 76.6825 | 76.2042 | 75.7228 | 75.2836 | 74.8827 | 74.5169 | 74.183 | 73.8783 | 73.6002
F2_Industrial_Stone, Clay, and Glass_Existing_Space Heating_Natural Gas_Gas Boiler - Insulate Hot Water Lines_A_Achievable Technical Potential | F2 | Industrial | Stone, Clay, and Glass | Existing | Space Heating | Natural Gas | Gas Boiler - Insulate Hot Water Lines | A | Original Unit Summer Peak Savings (kW) | Achievable Technical Potential | 0 | 0 | 0 | 0 | 0 | 0 | 0 | 0 | 0 | 0 | 0 | 0 | 0 | 0 | 0 | 0 | 0 | 0 | 0 | 0 | 0 | 0 | 0 | 0 | 0 | 0 | 0 | 0 | 0 | 0 | 0
F3_Industrial_Stone, Clay, and Glass_Existing_Space Heating_Natural Gas_Gas Boiler - Insulate Hot Water Lines_A_Achievable Technical Potential | F3 | Industrial | Stone, Clay, and Glass | Existing | Space Heating | Natural Gas | Gas Boiler - Insulate Hot Water Lines | A | Original Unit Winter Peak Savings (kW) | Achievable Technical Potential | 0 | 0 | 0 | 0 | 0 | 0 | 0 | 0 | 0 | 0 | 0 | 0 | 0 | 0 | 0 | 0 | 0 | 0 | 0 | 0 | 0 | 0 | 0 | 0 | 0 | 0 | 0 | 0 | 0 | 0 | 0
F4_Industrial_Stone, Clay, and Glass_Existing_Space Heating_Natural Gas_Gas Boiler - Insulate Hot Water Lines_A_Achievable Technical Potential | F4 | Industrial | Stone, Clay, and Glass | Existing | Space Heating | Natural Gas | Gas Boiler - Insulate Hot Water Lines | A | Standalone Impact on Baseline Energy (%) | Achievable Technical Potential | 0% | 0% | 0% | 0% | 0% | 0.01156% | 0.02309% | 0.03474% | 0.04624% | 0.05772% | 0.07001% | 0.08177% | 0.09352% | 0.1066% | 0.1179% | 0.1307% | 0.1423% | 0.1547% | 0.1676% | 0.179% | 0.1912% | 0.2035% | 0.2156% | 0.2277% | 0.0023965 | 0.0024009 | 0.002405 | 0.0024089 | 0 | 0 | 0
F5_Industrial_Stone, Clay, and Glass_Existing_Space Heating_Natural Gas_Gas Boiler - Insulate Hot Water Lines_A_Achievable Technical Potential | F5 | Industrial | Stone, Clay, and Glass | Existing | Space Heating | Natural Gas | Gas Boiler - Insulate Hot Water Lines | A | Standalone Impact on Baseline Summer Peak (%) | Achievable Technical Potential | 0% | 0% | 0% | 0% | 0% | 0% | 0% | 0% | 0% | 0% | 0% | 0% | 0% | 0% | 0% | 0% | 0% | 0% | 0% | 0% | 0% | 0% | 0% | 0% | 0 | 0 | 0 | 0 | 0 | 0 | 0
F6_Industrial_Stone, Clay, and Glass_Existing_Space Heating_Natural Gas_Gas Boiler - Insulate Hot Water Lines_A_Achievable Technical Potential | F6 | Industrial | Stone, Clay, and Glass | Existing | Space Heating | Natural Gas | Gas Boiler - Insulate Hot Water Lines | A | Standalone Impact on Baseline Winter Peak (%) | Achievable Technical Potential | 0% | 0% | 0% | 0% | 0% | 0% | 0% | 0% | 0% | 0% | 0% | 0% | 0% | 0% | 0% | 0% | 0% | 0% | 0% | 0% | 0% | 0% | 0% | 0% | 0 | 0 | 0 | 0 | 0 | 0 | 0
F7_Industrial_Stone, Clay, and Glass_Existing_Space Heating_Natural Gas_Gas Boiler - Insulate Hot Water Lines_A_Achievable Technical Potential | F7 | Industrial | Stone, Clay, and Glass | Existing | Space Heating | Natural Gas | Gas Boiler - Insulate Hot Water Lines | A | Incremental Energy Savings (MWh or mTherms) | Achievable Technical Potential | 0 | 0 | 0 | 0 | 0 | 0.0092062 | 0.0091388 | 0.0090234 | 0.0089663 | 0.0089119 | 0.0087394 | 0.0086569 | 0.0085815 | 0.008389 | 0.0083613 | 0.0082272 | 0.0081745 | 0.0080808 | 0.0079574 | 0.0079153 | 0.007833 | 0.0077511 | 0.0076735 | 0.0075997 | 0.0075279 | 0 | 0 | 0 | 0 | 0 | 0
F8_Industrial_Stone, Clay, and Glass_Existing_Space Heating_Natural Gas_Gas Boiler - Insulate Hot Water Lines_A_Achievable Technical Potential | F8 | Industrial | Stone, Clay, and Glass | Existing | Space Heating | Natural Gas | Gas Boiler - Insulate Hot Water Lines | A | Incremental Summer Peak Savings (MW) | Achievable Technical Potential | 0 | 0 | 0 | 0 | 0 | 0 | 0 | 0 | 0 | 0 | 0 | 0 | 0 | 0 | 0 | 0 | 0 | 0 | 0 | 0 | 0 | 0 | 0 | 0 | 0 | 0 | 0 | 0 | 0 | 0 | 0
F9_Industrial_Stone, Clay, and Glass_Existing_Space Heating_Natural Gas_Gas Boiler - Insulate Hot Water Lines_A_Achievable Technical Potential | F9 | Industrial | Stone, Clay, and Glass | Existing | Space Heating | Natural Gas | Gas Boiler - Insulate Hot Water Lines | A | Incremental Winter Peak Savings (MW) | Achievable Technical Potential | 0 | 0 | 0 | 0 | 0 | 0 | 0 | 0 | 0 | 0 | 0 | 0 | 0 | 0 | 0 | 0 | 0 | 0 | 0 | 0 | 0 | 0 | 0 | 0 | 0 | 0 | 0 | 0 | 0 | 0 | 0
F10_Industrial_Stone, Clay, and Glass_Existing_Space Heating_Natural Gas_Gas Boiler - Insulate Hot Water Lines_A_Achievable Technical Potential | F10 | Industrial | Stone, Clay, and Glass | Existing | Space Heating | Natural Gas | Gas Boiler - Insulate Hot Water Lines | A | Cumulative Energy Savings (MWh or mTherms) | Achievable Technical Potential | 0 | 0 | 0 | 0 | 0 | 0.0092062 | 0.018283 | 0.027182 | 0.035962 | 0.044626 | 0.053065 | 0.061365 | 0.069536 | 0.077462 | 0.085273 | 0.092941 | 0.10051 | 0.10794 | 0.1152 | 0.12237 | 0.12944 | 0.13634 | 0.14314 | 0.14985 | 0.15643 | 0.15552 | 0.15469 | 0.15394 | 0.15325 | 0.15262 | 0.15204
F11_Industrial_Stone, Clay, and Glass_Existing_Space Heating_Natural Gas_Gas Boiler - Insulate Hot Water Lines_A_Achievable Technical Potential | F11 | Industrial | Stone, Clay, and Glass | Existing | Space Heating | Natural Gas | Gas Boiler - Insulate Hot Water Lines | A | Cumulative Summer Peak Savings (MW) | Achievable Technical Potential | 0 | 0 | 0 | 0 | 0 | 0 | 0 | 0 | 0 | 0 | 0 | 0 | 0 | 0 | 0 | 0 | 0 | 0 | 0 | 0 | 0 | 0 | 0 | 0 | 0 | 0 | 0 | 0 | 0 | 0 | 0
F12_Industrial_Stone, Clay, and Glass_Existing_Space Heating_Natural Gas_Gas Boiler - Insulate Hot Water Lines_A_Achievable Technical Potential | F12 | Industrial | Stone, Clay, and Glass | Existing | Space Heating | Natural Gas | Gas Boiler - Insulate Hot Water Lines | A | Cumulative Winter Peak Savings (MW) | Achievable Technical Potential | 0 | 0 | 0 | 0 | 0 | 0 | 0 | 0 | 0 | 0 | 0 | 0 | 0 | 0 | 0 | 0 | 0 | 0 | 0 | 0 | 0 | 0 | 0 | 0 | 0 | 0 | 0 | 0 | 0 | 0 | 0
F13_Industrial_Stone, Clay, and Glass_Existing_Space Heating_Natural Gas_Gas Boiler - Insulate Hot Water Lines_A_Achievable Technical Potential | F13 | Industrial | Stone, Clay, and Glass | Existing | Space Heating | Natural Gas | Gas Boiler - Insulate Hot Water Lines | A | Purchases (Incremental) | Achievable Technical Potential | 0 | 0 | 0 | 0 | 0 | 0.1072 | 0.10714 | 0.10651 | 0.10656 | 0.10665 | 0.1053 | 0.10501 | 0.1048 | 0.10313 | 0.10353 | 0.10254 | 0.10255 | 0.10204 | 0.10113 | 0.10125 | 0.10083 | 0.10043 | 0.10007 | 0.099728 | 0.099414 | 0 | 0 | 0 | 0 | 0 | 0
F14_Industrial_Stone, Clay, and Glass_Existing_Space Heating_Natural Gas_Gas Boiler - Insulate Hot Water Lines_A_Achievable Technical Potential | F14 | Industrial | Stone, Clay, and Glass | Existing | Space Heating | Natural Gas | Gas Boiler - Insulate Hot Water Lines | A | Purchases (Cumulative) | Achievable Technical Potential | 0 | 0 | 0 | 0 | 0 | 0.1072 | 0.21433 | 0.32084 | 0.4274 | 0.53405 | 0.63935 | 0.74436 | 0.84915 | 0.95229 | 1.0558 | 1.1583 | 1.2609 | 1.3629 | 1.4641 | 1.5653 | 1.6661 | 1.7666 | 1.8666 | 1.9664 | 2.0658 | 2.0658 | 2.0658 | 2.0658 | 2.0658 | 2.0658 | 2.0658
F1_Industrial_Stone, Clay, and Glass_Existing_Process_Natural Gas_Gas Boiler - Insulate Hot Water Lines_A_Achievable Technical Potential | F1 | Industrial | Stone, Clay, and Glass | Existing | Process | Natural Gas | Gas Boiler - Insulate Hot Water Lines | A | Original Unit Energy Savings (kWh or therms) | Achievable Technical Potential | 0 | 0 | 0 | 0 | 0 | 51.5303 | 51.5303 | 51.5303 | 51.5303 | 51.5303 | 51.5303 | 51.5303 | 51.5303 | 51.5303 | 51.5303 | 51.5303 | 51.5303 | 51.5303 | 51.5303 | 51.5303 | 51.5303 | 51.5303 | 51.5303 | 51.5303 | 51.5303 | 51.5303 | 51.5303 | 51.5303 | 51.5303 | 51.5303 | 51.5303
F2_Industrial_Stone, Clay, and Glass_Existing_Process_Natural Gas_Gas Boiler - Insulate Hot Water Lines_A_Achievable Technical Potential | F2 | Industrial | Stone, Clay, and Glass | Existing | Process | Natural Gas | Gas Boiler - Insulate Hot Water Lines | A | Original Unit Summer Peak Savings (kW) | Achievable Technical Potential | 0 | 0 | 0 | 0 | 0 | 0 | 0 | 0 | 0 | 0 | 0 | 0 | 0 | 0 | 0 | 0 | 0 | 0 | 0 | 0 | 0 | 0 | 0 | 0 | 0 | 0 | 0 | 0 | 0 | 0 | 0
F3_Industrial_Stone, Clay, and Glass_Existing_Process_Natural Gas_Gas Boiler - Insulate Hot Water Lines_A_Achievable Technical Potential | F3 | Industrial | Stone, Clay, and Glass | Existing | Process | Natural Gas | Gas Boiler - Insulate Hot Water Lines | A | Original Unit Winter Peak Savings (kW) | Achievable Technical Potential | 0 | 0 | 0 | 0 | 0 | 0 | 0 | 0 | 0 | 0 | 0 | 0 | 0 | 0 | 0 | 0 | 0 | 0 | 0 | 0 | 0 | 0 | 0 | 0 | 0 | 0 | 0 | 0 | 0 | 0 | 0
F4_Industrial_Stone, Clay, and Glass_Existing_Process_Natural Gas_Gas Boiler - Insulate Hot Water Lines_A_Achievable Technical Potential | F4 | Industrial | Stone, Clay, and Glass | Existing | Process | Natural Gas | Gas Boiler - Insulate Hot Water Lines | A | Standalone Impact on Baseline Energy (%) | Achievable Technical Potential | 0% | 0% | 0% | 0% | 0% | 0.003889% | 0.007781% | 0.01172% | 0.0156% | 0.01948% | 0.02361% | 0.02757% | 0.03151% | 0.03591% | 0.03966% | 0.04394% | 0.04782% | 0.05195% | 0.05631% | 0.06013% | 0.06427% | 0.06841% | 0.07255% | 0.07668% | 0.00080816 | 0.00081052 | 0.00081268 | 0.00081466 | 0 | 0 | 0
F5_Industrial_Stone, Clay, and Glass_Existing_Process_Natural Gas_Gas Boiler - Insulate Hot Water Lines_A_Achievable Technical Potential | F5 | Industrial | Stone, Clay, and Glass | Existing | Process | Natural Gas | Gas Boiler - Insulate Hot Water Lines | A | Standalone Impact on Baseline Summer Peak (%) | Achievable Technical Potential | 0% | 0% | 0% | 0% | 0% | 0% | 0% | 0% | 0% | 0% | 0% | 0% | 0% | 0% | 0% | 0% | 0% | 0% | 0% | 0% | 0% | 0% | 0% | 0% | 0 | 0 | 0 | 0 | 0 | 0 | 0
F6_Industrial_Stone, Clay, and Glass_Existing_Process_Natural Gas_Gas Boiler - Insulate Hot Water Lines_A_Achievable Technical Potential | F6 | Industrial | Stone, Clay, and Glass | Existing | Process | Natural Gas | Gas Boiler - Insulate Hot Water Lines | A | Standalone Impact on Baseline Winter Peak (%) | Achievable Technical Potential | 0% | 0% | 0% | 0% | 0% | 0% | 0% | 0% | 0% | 0% | 0% | 0% | 0% | 0% | 0% | 0% | 0% | 0% | 0% | 0% | 0% | 0% | 0% | 0% | 0 | 0 | 0 | 0 | 0 | 0 | 0
F7_Industrial_Stone, Clay, and Glass_Existing_Process_Natural Gas_Gas Boiler - Insulate Hot Water Lines_A_Achievable Technical Potential | F7 | Industrial | Stone, Clay, and Glass | Existing | Process | Natural Gas | Gas Boiler - Insulate Hot Water Lines | A | Incremental Energy Savings (MWh or mTherms) | Achievable Technical Potential | 0 | 0 | 0 | 0 | 0 | 0.061243 | 0.06121 | 0.060849 | 0.060882 | 0.060932 | 0.060158 | 0.059994 | 0.059872 | 0.058921 | 0.059146 | 0.058582 | 0.05859 | 0.058295 | 0.057775 | 0.057843 | 0.057604 | 0.05738 | 0.057171 | 0.056977 | 0.056797 | 0 | 0 | 0 | 0 | 0 | 0
F8_Industrial_Stone, Clay, and Glass_Existing_Process_Natural Gas_Gas Boiler - Insulate Hot Water Lines_A_Achievable Technical Potential | F8 | Industrial | Stone, Clay, and Glass | Existing | Process | Natural Gas | Gas Boiler - Insulate Hot Water Lines | A | Incremental Summer Peak Savings (MW) | Achievable Technical Potential | 0 | 0 | 0 | 0 | 0 | 0 | 0 | 0 | 0 | 0 | 0 | 0 | 0 | 0 | 0 | 0 | 0 | 0 | 0 | 0 | 0 | 0 | 0 | 0 | 0 | 0 | 0 | 0 | 0 | 0 | 0
F9_Industrial_Stone, Clay, and Glass_Existing_Process_Natural Gas_Gas Boiler - Insulate Hot Water Lines_A_Achievable Technical Potential | F9 | Industrial | Stone, Clay, and Glass | Existing | Process | Natural Gas | Gas Boiler - Insulate Hot Water Lines | A | Incremental Winter Peak Savings (MW) | Achievable Technical Potential | 0 | 0 | 0 | 0 | 0 | 0 | 0 | 0 | 0 | 0 | 0 | 0 | 0 | 0 | 0 | 0 | 0 | 0 | 0 | 0 | 0 | 0 | 0 | 0 | 0 | 0 | 0 | 0 | 0 | 0 | 0
F10_Industrial_Stone, Clay, and Glass_Existing_Process_Natural Gas_Gas Boiler - Insulate Hot Water Lines_A_Achievable Technical Potential | F10 | Industrial | Stone, Clay, and Glass | Existing | Process | Natural Gas | Gas Boiler - Insulate Hot Water Lines | A | Cumulative Energy Savings (MWh or mTherms) | Achievable Technical Potential | 0 | 0 | 0 | 0 | 0 | 0.061243 | 0.12245 | 0.1833 | 0.24418 | 0.30512 | 0.36527 | 0.42527 | 0.48514 | 0.54406 | 0.60321 | 0.66179 | 0.72038 | 0.77867 | 0.83645 | 0.89429 | 0.9519 | 1.0093 | 1.0664 | 1.1234 | 1.1802 | 1.1802 | 1.1802 | 1.1802 | 1.1802 | 1.1802 | 1.1802
F11_Industrial_Stone, Clay, and Glass_Existing_Process_Natural Gas_Gas Boiler - Insulate Hot Water Lines_A_Achievable Technical Potential | F11 | Industrial | Stone, Clay, and Glass | Existing | Process | Natural Gas | Gas Boiler - Insulate Hot Water Lines | A | Cumulative Summer Peak Savings (MW) | Achievable Technical Potential | 0 | 0 | 0 | 0 | 0 | 0 | 0 | 0 | 0 | 0 | 0 | 0 | 0 | 0 | 0 | 0 | 0 | 0 | 0 | 0 | 0 | 0 | 0 | 0 | 0 | 0 | 0 | 0 | 0 | 0 | 0
F12_Industrial_Stone, Clay, and Glass_Existing_Process_Natural Gas_Gas Boiler - Insulate Hot Water Lines_A_Achievable Technical Potential | F12 | Industrial | Stone, Clay, and Glass | Existing | Process | Natural Gas | Gas Boiler - Insulate Hot Water Lines | A | Cumulative Winter Peak Savings (MW) | Achievable Technical Potential | 0 | 0 | 0 | 0 | 0 | 0 | 0 | 0 | 0 | 0 | 0 | 0 | 0 | 0 | 0 | 0 | 0 | 0 | 0 | 0 | 0 | 0 | 0 | 0 | 0 | 0 | 0 | 0 | 0 | 0 | 0
F13_Industrial_Stone, Clay, and Glass_Existing_Process_Natural Gas_Gas Boiler - Insulate Hot Water Lines_A_Achievable Technical Potential | F13 | Industrial | Stone, Clay, and Glass | Existing | Process | Natural Gas | Gas Boiler - Insulate Hot Water Lines | A | Purchases (Incremental) | Achievable Technical Potential | 0 | 0 | 0 | 0 | 0 | 1.1885 | 1.1878 | 1.1808 | 1.1815 | 1.1824 | 1.1674 | 1.1642 | 1.1619 | 1.1434 | 1.1478 | 1.1368 | 1.137 | 1.1313 | 1.1212 | 1.1225 | 1.1179 | 1.1135 | 1.1095 | 1.1057 | 1.1022 | 0 | 0 | 0 | 0 | 0 | 0
F14_Industrial_Stone, Clay, and Glass_Existing_Process_Natural Gas_Gas Boiler - Insulate Hot Water Lines_A_Achievable Technical Potential | F14 | Industrial | Stone, Clay, and Glass | Existing | Process | Natural Gas | Gas Boiler - Insulate Hot Water Lines | A | Purchases (Cumulative) | Achievable Technical Potential | 0 | 0 | 0 | 0 | 0 | 1.1885 | 2.3763 | 3.5572 | 4.7386 | 5.9211 | 7.0885 | 8.2527 | 9.4146 | 10.5581 | 11.7058 | 12.8427 | 13.9797 | 15.111 | 16.2321 | 17.3547 | 18.4725 | 19.586 | 20.6955 | 21.8012 | 22.9034 | 22.9034 | 22.9034 | 22.9034 | 22.9034 | 22.9034 | 22.9034
F1_Industrial_Stone, Clay, and Glass_Existing_Process_Natural Gas_Process - Insulate Heated Process Fluids_A_Achievable Technical Potential | F1 | Industrial | Stone, Clay, and Glass | Existing | Process | Natural Gas | Process - Insulate Heated Process Fluids | A | Original Unit Energy Savings (kWh or therms) | Achievable Technical Potential | 0 | 0 | 0 | 0 | 0 | 1280.913 | 1280.913 | 1280.913 | 1280.913 | 1280.913 | 1280.913 | 1280.913 | 1280.913 | 1280.913 | 1280.913 | 1280.913 | 1280.913 | 1280.913 | 1280.913 | 1280.913 | 1280.913 | 1280.913 | 1280.913 | 1280.913 | 1280.913 | 1280.913 | 1280.913 | 1280.913 | 1280.913 | 1280.913 | 1280.913
F2_Industrial_Stone, Clay, and Glass_Existing_Process_Natural Gas_Process - Insulate Heated Process Fluids_A_Achievable Technical Potential | F2 | Industrial | Stone, Clay, and Glass | Existing | Process | Natural Gas | Process - Insulate Heated Process Fluids | A | Original Unit Summer Peak Savings (kW) | Achievable Technical Potential | 0 | 0 | 0 | 0 | 0 | 0 | 0 | 0 | 0 | 0 | 0 | 0 | 0 | 0 | 0 | 0 | 0 | 0 | 0 | 0 | 0 | 0 | 0 | 0 | 0 | 0 | 0 | 0 | 0 | 0 | 0
F3_Industrial_Stone, Clay, and Glass_Existing_Process_Natural Gas_Process - Insulate Heated Process Fluids_A_Achievable Technical Potential | F3 | Industrial | Stone, Clay, and Glass | Existing | Process | Natural Gas | Process - Insulate Heated Process Fluids | A | Original Unit Winter Peak Savings (kW) | Achievable Technical Potential | 0 | 0 | 0 | 0 | 0 | 0 | 0 | 0 | 0 | 0 | 0 | 0 | 0 | 0 | 0 | 0 | 0 | 0 | 0 | 0 | 0 | 0 | 0 | 0 | 0 | 0 | 0 | 0 | 0 | 0 | 0
F4_Industrial_Stone, Clay, and Glass_Existing_Process_Natural Gas_Process - Insulate Heated Process Fluids_A_Achievable Technical Potential | F4 | Industrial | Stone, Clay, and Glass | Existing | Process | Natural Gas | Process - Insulate Heated Process Fluids | A | Standalone Impact on Baseline Energy (%) | Achievable Technical Potential | 0% | 0% | 0% | 0% | 0% | 0.1057% | 0.2115% | 0.3185% | 0.4241% | 0.5295% | 0.6315% | 0.7093% | 0.7717% | 0.8328% | 0.8687% | 0.9082% | 0.933% | 0.9577% | 0.9823% | 0.9939% | 1.008% | 1.012% | 1.016% | 1.019% | 0.010227 | 0.010257 | 0.010284 | 0.010309 | 0 | 0 | 0
F5_Industrial_Stone, Clay, and Glass_Existing_Process_Natural Gas_Process - Insulate Heated Process Fluids_A_Achievable Technical Potential | F5 | Industrial | Stone, Clay, and Glass | Existing | Process | Natural Gas | Process - Insulate Heated Process Fluids | A | Standalone Impact on Baseline Summer Peak (%) | Achievable Technical Potential | 0% | 0% | 0% | 0% | 0% | 0% | 0% | 0% | 0% | 0% | 0% | 0% | 0% | 0% | 0% | 0% | 0% | 0% | 0% | 0% | 0% | 0% | 0% | 0% | 0 | 0 | 0 | 0 | 0 | 0 | 0
F6_Industrial_Stone, Clay, and Glass_Existing_Process_Natural Gas_Process - Insulate Heated Process Fluids_A_Achievable Technical Potential | F6 | Industrial | Stone, Clay, and Glass | Existing | Process | Natural Gas | Process - Insulate Heated Process Fluids | A | Standalone Impact on Baseline Winter Peak (%) | Achievable Technical Potential | 0% | 0% | 0% | 0% | 0% | 0% | 0% | 0% | 0% | 0% | 0% | 0% | 0% | 0% | 0% | 0% | 0% | 0% | 0% | 0% | 0% | 0% | 0% | 0% | 0 | 0 | 0 | 0 | 0 | 0 | 0
F7_Industrial_Stone, Clay, and Glass_Existing_Process_Natural Gas_Process - Insulate Heated Process Fluids_A_Achievable Technical Potential | F7 | Industrial | Stone, Clay, and Glass | Existing | Process | Natural Gas | Process - Insulate Heated Process Fluids | A | Incremental Energy Savings (MWh or mTherms) | Achievable Technical Potential | 0 | 0 | 0 | 0 | 0 | 1.6651 | 1.6642 | 1.6543 | 1.6552 | 1.6566 | 1.472 | 1.1744 | 0.9376 | 0.73817 | 0.59279 | 0.46971 | 0.37582 | 0.29914 | 0.23718 | 0.18997 | 0.15135 | 0.0010283 | 0.0003659 | 0.00012432 | 4.041e-05 | 3.4249e-05 | 3.4157e-05 | 3.4074e-05 | 3.4e-05 | 3.3934e-05 | 3.3876e-05
F8_Industrial_Stone, Clay, and Glass_Existing_Process_Natural Gas_Process - Insulate Heated Process Fluids_A_Achievable Technical Potential | F8 | Industrial | Stone, Clay, and Glass | Existing | Process | Natural Gas | Process - Insulate Heated Process Fluids | A | Incremental Summer Peak Savings (MW) | Achievable Technical Potential | 0 | 0 | 0 | 0 | 0 | 0 | 0 | 0 | 0 | 0 | 0 | 0 | 0 | 0 | 0 | 0 | 0 | 0 | 0 | 0 | 0 | 0 | 0 | 0 | 0 | 0 | 0 | 0 | 0 | 0 | 0
F9_Industrial_Stone, Clay, and Glass_Existing_Process_Natural Gas_Process - Insulate Heated Process Fluids_A_Achievable Technical Potential | F9 | Industrial | Stone, Clay, and Glass | Existing | Process | Natural Gas | Process - Insulate Heated Process Fluids | A | Incremental Winter Peak Savings (MW) | Achievable Technical Potential | 0 | 0 | 0 | 0 | 0 | 0 | 0 | 0 | 0 | 0 | 0 | 0 | 0 | 0 | 0 | 0 | 0 | 0 | 0 | 0 | 0 | 0 | 0 | 0 | 0 | 0 | 0 | 0 | 0 | 0 | 0
F10_Industrial_Stone, Clay, and Glass_Existing_Process_Natural Gas_Process - Insulate Heated Process Fluids_A_Achievable Technical Potential | F10 | Industrial | Stone, Clay, and Glass | Existing | Process | Natural Gas | Process - Insulate Heated Process Fluids | A | Cumulative Energy Savings (MWh or mTherms) | Achievable Technical Potential | 0 | 0 | 0 | 0 | 0 | 1.6651 | 3.3292 | 4.9836 | 6.6388 | 8.2954 | 9.7674 | 10.9418 | 11.8794 | 12.6176 | 13.2103 | 13.6801 | 14.0559 | 14.355 | 14.5922 | 14.7822 | 14.9335 | 14.9345 | 14.9349 | 14.935 | 14.9351 | 14.9351 | 14.9351 | 14.9352 | 14.9352 | 14.9352 | 14.9353
F11_Industrial_Stone, Clay, and Glass_Existing_Process_Natural Gas_Process - Insulate Heated Process Fluids_A_Achievable Technical Potential | F11 | Industrial | Stone, Clay, and Glass | Existing | Process | Natural Gas | Process - Insulate Heated Process Fluids | A | Cumulative Summer Peak Savings (MW) | Achievable Technical Potential | 0 | 0 | 0 | 0 | 0 | 0 | 0 | 0 | 0 | 0 | 0 | 0 | 0 | 0 | 0 | 0 | 0 | 0 | 0 | 0 | 0 | 0 | 0 | 0 | 0 | 0 | 0 | 0 | 0 | 0 | 0
F12_Industrial_Stone, Clay, and Glass_Existing_Process_Natural Gas_Process - Insulate Heated Process Fluids_A_Achievable Technical Potential | F12 | Industrial | Stone, Clay, and Glass | Existing | Process | Natural Gas | Process - Insulate Heated Process Fluids | A | Cumulative Winter Peak Savings (MW) | Achievable Technical Potential | 0 | 0 | 0 | 0 | 0 | 0 | 0 | 0 | 0 | 0 | 0 | 0 | 0 | 0 | 0 | 0 | 0 | 0 | 0 | 0 | 0 | 0 | 0 | 0 | 0 | 0 | 0 | 0 | 0 | 0 | 0
F13_Industrial_Stone, Clay, and Glass_Existing_Process_Natural Gas_Process - Insulate Heated Process Fluids_A_Achievable Technical Potential | F13 | Industrial | Stone, Clay, and Glass | Existing | Process | Natural Gas | Process - Insulate Heated Process Fluids | A | Purchases (Incremental) | Achievable Technical Potential | 0 | 0 | 0 | 0 | 0 | 1.2999 | 1.2992 | 1.2915 | 1.2922 | 1.2933 | 1.1492 | 0.91684 | 0.73198 | 0.57629 | 0.46279 | 0.3667 | 0.2934 | 0.23354 | 0.18516 | 0.14831 | 0.11815 | 0.00080277 | 0.00028566 | 9.7053e-05 | 3.1548e-05 | 2.6738e-05 | 2.6666e-05 | 2.6602e-05 | 2.6544e-05 | 2.6492e-05 | 2.6447e-05
F14_Industrial_Stone, Clay, and Glass_Existing_Process_Natural Gas_Process - Insulate Heated Process Fluids_A_Achievable Technical Potential | F14 | Industrial | Stone, Clay, and Glass | Existing | Process | Natural Gas | Process - Insulate Heated Process Fluids | A | Purchases (Cumulative) | Achievable Technical Potential | 0 | 0 | 0 | 0 | 0 | 1.2999 | 2.5991 | 3.8906 | 5.1829 | 6.4762 | 7.6253 | 8.5422 | 9.2742 | 9.8504 | 10.3132 | 10.6799 | 10.9733 | 11.2069 | 11.392 | 11.5403 | 11.6585 | 11.6593 | 11.6596 | 11.6597 | 11.6597 | 11.6597 | 11.6598 | 11.6598 | 11.6598 | 11.6598 | 11.6599
F1_Industrial_Stone, Clay, and Glass_Existing_Process_Natural Gas_Process Heat Recovery_A_Achievable Technical Potential | F1 | Industrial | Stone, Clay, and Glass | Existing | Process | Natural Gas | Process Heat Recovery | A | Original Unit Energy Savings (kWh or therms) | Achievable Technical Potential | 0 | 0 | 0 | 0 | 0 | 73.39 | 73.39 | 73.39 | 73.39 | 73.39 | 73.39 | 73.39 | 73.39 | 73.39 | 73.39 | 73.39 | 73.39 | 73.39 | 73.39 | 73.39 | 73.39 | 73.39 | 73.39 | 73.39 | 73.39 | 73.39 | 73.39 | 73.39 | 0 | 0 | 0
F2_Industrial_Stone, Clay, and Glass_Existing_Process_Natural Gas_Process Heat Recovery_A_Achievable Technical Potential | F2 | Industrial | Stone, Clay, and Glass | Existing | Process | Natural Gas | Process Heat Recovery | A | Original Unit Summer Peak Savings (kW) | Achievable Technical Potential | 0 | 0 | 0 | 0 | 0 | 0 | 0 | 0 | 0 | 0 | 0 | 0 | 0 | 0 | 0 | 0 | 0 | 0 | 0 | 0 | 0 | 0 | 0 | 0 | 0 | 0 | 0 | 0 | 0 | 0 | 0
F3_Industrial_Stone, Clay, and Glass_Existing_Process_Natural Gas_Process Heat Recovery_A_Achievable Technical Potential | F3 | Industrial | Stone, Clay, and Glass | Existing | Process | Natural Gas | Process Heat Recovery | A | Original Unit Winter Peak Savings (kW) | Achievable Technical Potential | 0 | 0 | 0 | 0 | 0 | 0 | 0 | 0 | 0 | 0 | 0 | 0 | 0 | 0 | 0 | 0 | 0 | 0 | 0 | 0 | 0 | 0 | 0 | 0 | 0 | 0 | 0 | 0 | 0 | 0 | 0
F4_Industrial_Stone, Clay, and Glass_Existing_Process_Natural Gas_Process Heat Recovery_A_Achievable Technical Potential | F4 | Industrial | Stone, Clay, and Glass | Existing | Process | Natural Gas | Process Heat Recovery | A | Standalone Impact on Baseline Energy (%) | Achievable Technical Potential | 0% | 0% | 0% | 0% | 0% | 0.2181% | 0.4363% | 0.657% | 0.8747% | 1.092% | 1.302% | 1.463% | 1.592% | 1.718% | 1.792% | 1.873% | 1.924% | 1.975% | 2.026% | 2.05% | 2.08% | 2.088% | 2.096% | 2.103% | 0.021094 | 0.021156 | 0.021212 | 0.021264 | 0 | 0 | 0
F5_Industrial_Stone, Clay, and Glass_Existing_Process_Natural Gas_Process Heat Recovery_A_Achievable Technical Potential | F5 | Industrial | Stone, Clay, and Glass | Existing | Process | Natural Gas | Process Heat Recovery | A | Standalone Impact on Baseline Summer Peak (%) | Achievable Technical Potential | 0% | 0% | 0% | 0% | 0% | 0% | 0% | 0% | 0% | 0% | 0% | 0% | 0% | 0% | 0% | 0% | 0% | 0% | 0% | 0% | 0% | 0% | 0% | 0% | 0 | 0 | 0 | 0 | 0 | 0 | 0
F6_Industrial_Stone, Clay, and Glass_Existing_Process_Natural Gas_Process Heat Recovery_A_Achievable Technical Potential | F6 | Industrial | Stone, Clay, and Glass | Existing | Process | Natural Gas | Process Heat Recovery | A | Standalone Impact on Baseline Winter Peak (%) | Achievable Technical Potential | 0% | 0% | 0% | 0% | 0% | 0% | 0% | 0% | 0% | 0% | 0% | 0% | 0% | 0% | 0% | 0% | 0% | 0% | 0% | 0% | 0% | 0% | 0% | 0% | 0 | 0 | 0 | 0 | 0 | 0 | 0
F7_Industrial_Stone, Clay, and Glass_Existing_Process_Natural Gas_Process Heat Recovery_A_Achievable Technical Potential | F7 | Industrial | Stone, Clay, and Glass | Existing | Process | Natural Gas | Process Heat Recovery | A | Incremental Energy Savings (MWh or mTherms) | Achievable Technical Potential | 0 | 0 | 0 | 0 | 0 | 3.4344 | 3.4325 | 3.4123 | 3.4141 | 3.4169 | 3.0362 | 2.4223 | 1.9339 | 1.5226 | 1.2227 | 0.96884 | 0.77517 | 0.61701 | 0.48921 | 0.39183 | 0.31217 | 0.0021209 | 0.00075472 | 0.00025642 | 8.335e-05 | 7.0642e-05 | 7.0453e-05 | 7.0283e-05 | 0 | 0 | 0
F8_Industrial_Stone, Clay, and Glass_Existing_Process_Natural Gas_Process Heat Recovery_A_Achievable Technical Potential | F8 | Industrial | Stone, Clay, and Glass | Existing | Process | Natural Gas | Process Heat Recovery | A | Incremental Summer Peak Savings (MW) | Achievable Technical Potential | 0 | 0 | 0 | 0 | 0 | 0 | 0 | 0 | 0 | 0 | 0 | 0 | 0 | 0 | 0 | 0 | 0 | 0 | 0 | 0 | 0 | 0 | 0 | 0 | 0 | 0 | 0 | 0 | 0 | 0 | 0
F9_Industrial_Stone, Clay, and Glass_Existing_Process_Natural Gas_Process Heat Recovery_A_Achievable Technical Potential | F9 | Industrial | Stone, Clay, and Glass | Existing | Process | Natural Gas | Process Heat Recovery | A | Incremental Winter Peak Savings (MW) | Achievable Technical Potential | 0 | 0 | 0 | 0 | 0 | 0 | 0 | 0 | 0 | 0 | 0 | 0 | 0 | 0 | 0 | 0 | 0 | 0 | 0 | 0 | 0 | 0 | 0 | 0 | 0 | 0 | 0 | 0 | 0 | 0 | 0
F10_Industrial_Stone, Clay, and Glass_Existing_Process_Natural Gas_Process Heat Recovery_A_Achievable Technical Potential | F10 | Industrial | Stone, Clay, and Glass | Existing | Process | Natural Gas | Process Heat Recovery | A | Cumulative Energy Savings (MWh or mTherms) | Achievable Technical Potential | 0 | 0 | 0 | 0 | 0 | 3.4344 | 6.8669 | 10.2792 | 13.6933 | 17.1103 | 20.1465 | 22.5688 | 24.5027 | 26.0253 | 27.248 | 28.2168 | 28.992 | 29.609 | 30.0982 | 30.49 | 30.8022 | 30.8043 | 30.8051 | 30.8053 | 30.8054 | 30.8055 | 30.8055 | 30.8056 | 0 | 0 | 0
F11_Industrial_Stone, Clay, and Glass_Existing_Process_Natural Gas_Process Heat Recovery_A_Achievable Technical Potential | F11 | Industrial | Stone, Clay, and Glass | Existing | Process | Natural Gas | Process Heat Recovery | A | Cumulative Summer Peak Savings (MW) | Achievable Technical Potential | 0 | 0 | 0 | 0 | 0 | 0 | 0 | 0 | 0 | 0 | 0 | 0 | 0 | 0 | 0 | 0 | 0 | 0 | 0 | 0 | 0 | 0 | 0 | 0 | 0 | 0 | 0 | 0 | 0 | 0 | 0
F12_Industrial_Stone, Clay, and Glass_Existing_Process_Natural Gas_Process Heat Recovery_A_Achievable Technical Potential | F12 | Industrial | Stone, Clay, and Glass | Existing | Process | Natural Gas | Process Heat Recovery | A | Cumulative Winter Peak Savings (MW) | Achievable Technical Potential | 0 | 0 | 0 | 0 | 0 | 0 | 0 | 0 | 0 | 0 | 0 | 0 | 0 | 0 | 0 | 0 | 0 | 0 | 0 | 0 | 0 | 0 | 0 | 0 | 0 | 0 | 0 | 0 | 0 | 0 | 0
F13_Industrial_Stone, Clay, and Glass_Existing_Process_Natural Gas_Process Heat Recovery_A_Achievable Technical Potential | F13 | Industrial | Stone, Clay, and Glass | Existing | Process | Natural Gas | Process Heat Recovery | A | Purchases (Incremental) | Achievable Technical Potential | 0 | 0 | 0 | 0 | 0 | 46.7966 | 46.7709 | 46.4951 | 46.5202 | 46.5587 | 41.3707 | 33.0061 | 26.3513 | 20.7463 | 16.6604 | 13.2012 | 10.5623 | 8.4073 | 6.6659 | 5.339 | 4.2536 | 0.0289 | 0.010284 | 0.0034939 | 0.0011357 | 0.00096255 | 0.00095999 | 0.00095766 | 9.3059e-07 | 9.3059e-07 | 9.3059e-07
F14_Industrial_Stone, Clay, and Glass_Existing_Process_Natural Gas_Process Heat Recovery_A_Achievable Technical Potential | F14 | Industrial | Stone, Clay, and Glass | Existing | Process | Natural Gas | Process Heat Recovery | A | Purchases (Cumulative) | Achievable Technical Potential | 0 | 0 | 0 | 0 | 0 | 46.7966 | 93.5675 | 140.0626 | 186.5828 | 233.1415 | 274.5122 | 307.5183 | 333.8696 | 354.6159 | 371.2763 | 384.4775 | 395.0398 | 403.4471 | 410.113 | 415.452 | 419.7056 | 419.7345 | 419.7448 | 419.7483 | 419.7494 | 419.7504 | 419.7513 | 419.7523 | 419.7523 | 419.7523 | 419.7523
F1_Industrial_Stone, Clay, and Glass_Existing_Space Heating_Natural Gas_Building Automation System_A_Achievable Technical Potential | F1 | Industrial | Stone, Clay, and Glass | Existing | Space Heating | Natural Gas | Building Automation System | A | Original Unit Energy Savings (kWh or therms) | Achievable Technical Potential | 0 | 0 | 0 | 0 | 0 | 0.015466 | 0.01539 | 0.015297 | 0.015198 | 0.015094 | 0.014989 | 0.014881 | 0.014774 | 0.014667 | 0.014552 | 0.014445 | 0.01434 | 0.014242 | 0.014151 | 0.014062 | 0.013978 | 0.013892 | 0.013815 | 0.013742 | 0.013672 | 0.013608 | 0.013548 | 0.013493 | 0 | 0 | 0
F2_Industrial_Stone, Clay, and Glass_Existing_Space Heating_Natural Gas_Building Automation System_A_Achievable Technical Potential | F2 | Industrial | Stone, Clay, and Glass | Existing | Space Heating | Natural Gas | Building Automation System | A | Original Unit Summer Peak Savings (kW) | Achievable Technical Potential | 0 | 0 | 0 | 0 | 0 | 0 | 0 | 0 | 0 | 0 | 0 | 0 | 0 | 0 | 0 | 0 | 0 | 0 | 0 | 0 | 0 | 0 | 0 | 0 | 0 | 0 | 0 | 0 | 0 | 0 | 0
F3_Industrial_Stone, Clay, and Glass_Existing_Space Heating_Natural Gas_Building Automation System_A_Achievable Technical Potential | F3 | Industrial | Stone, Clay, and Glass | Existing | Space Heating | Natural Gas | Building Automation System | A | Original Unit Winter Peak Savings (kW) | Achievable Technical Potential | 0 | 0 | 0 | 0 | 0 | 0 | 0 | 0 | 0 | 0 | 0 | 0 | 0 | 0 | 0 | 0 | 0 | 0 | 0 | 0 | 0 | 0 | 0 | 0 | 0 | 0 | 0 | 0 | 0 | 0 | 0
F4_Industrial_Stone, Clay, and Glass_Existing_Space Heating_Natural Gas_Building Automation System_A_Achievable Technical Potential | F4 | Industrial | Stone, Clay, and Glass | Existing | Space Heating | Natural Gas | Building Automation System | A | Standalone Impact on Baseline Energy (%) | Achievable Technical Potential | 0% | 0% | 0% | 0% | 0% | 0.01308% | 0.03923% | 0.08588% | 0.1613% | 0.2758% | 0.4435% | 0.668% | 0.9588% | 1.332% | 1.749% | 2.24% | 2.743% | 3.263% | 3.77% | 4.184% | 4.549% | 4.832% | 5.033% | 5.167% | 0.052602 | 0.052755 | 0.052896 | 0.053025 | 0 | 0 | 0
F5_Industrial_Stone, Clay, and Glass_Existing_Space Heating_Natural Gas_Building Automation System_A_Achievable Technical Potential | F5 | Industrial | Stone, Clay, and Glass | Existing | Space Heating | Natural Gas | Building Automation System | A | Standalone Impact on Baseline Summer Peak (%) | Achievable Technical Potential | 0% | 0% | 0% | 0% | 0% | 0% | 0% | 0% | 0% | 0% | 0% | 0% | 0% | 0% | 0% | 0% | 0% | 0% | 0% | 0% | 0% | 0% | 0% | 0% | 0 | 0 | 0 | 0 | 0 | 0 | 0
F6_Industrial_Stone, Clay, and Glass_Existing_Space Heating_Natural Gas_Building Automation System_A_Achievable Technical Potential | F6 | Industrial | Stone, Clay, and Glass | Existing | Space Heating | Natural Gas | Building Automation System | A | Standalone Impact on Baseline Winter Peak (%) | Achievable Technical Potential | 0% | 0% | 0% | 0% | 0% | 0% | 0% | 0% | 0% | 0% | 0% | 0% | 0% | 0% | 0% | 0% | 0% | 0% | 0% | 0% | 0% | 0% | 0% | 0% | 0 | 0 | 0 | 0 | 0 | 0 | 0
F7_Industrial_Stone, Clay, and Glass_Existing_Space Heating_Natural Gas_Building Automation System_A_Achievable Technical Potential | F7 | Industrial | Stone, Clay, and Glass | Existing | Space Heating | Natural Gas | Building Automation System | A | Incremental Energy Savings (MWh or mTherms) | Achievable Technical Potential | 0 | 0 | 0 | 0 | 0 | 0.010412 | 0.020701 | 0.036316 | 0.058723 | 0.0886 | 0.12441 | 0.16756 | 0.21521 | 0.26006 | 0.30542 | 0.3369 | 0.35583 | 0.35309 | 0.32777 | 0.28671 | 0.23472 | 0.1777 | 0.12189 | 0.077198 | 0.049933 | 0 | 0 | 0 | 0 | 0 | 0
F8_Industrial_Stone, Clay, and Glass_Existing_Space Heating_Natural Gas_Building Automation System_A_Achievable Technical Potential | F8 | Industrial | Stone, Clay, and Glass | Existing | Space Heating | Natural Gas | Building Automation System | A | Incremental Summer Peak Savings (MW) | Achievable Technical Potential | 0 | 0 | 0 | 0 | 0 | 0 | 0 | 0 | 0 | 0 | 0 | 0 | 0 | 0 | 0 | 0 | 0 | 0 | 0 | 0 | 0 | 0 | 0 | 0 | 0 | 0 | 0 | 0 | 0 | 0 | 0
F9_Industrial_Stone, Clay, and Glass_Existing_Space Heating_Natural Gas_Building Automation System_A_Achievable Technical Potential | F9 | Industrial | Stone, Clay, and Glass | Existing | Space Heating | Natural Gas | Building Automation System | A | Incremental Winter Peak Savings (MW) | Achievable Technical Potential | 0 | 0 | 0 | 0 | 0 | 0 | 0 | 0 | 0 | 0 | 0 | 0 | 0 | 0 | 0 | 0 | 0 | 0 | 0 | 0 | 0 | 0 | 0 | 0 | 0 | 0 | 0 | 0 | 0 | 0 | 0
F10_Industrial_Stone, Clay, and Glass_Existing_Space Heating_Natural Gas_Building Automation System_A_Achievable Technical Potential | F10 | Industrial | Stone, Clay, and Glass | Existing | Space Heating | Natural Gas | Building Automation System | A | Cumulative Energy Savings (MWh or mTherms) | Achievable Technical Potential | 0 | 0 | 0 | 0 | 0 | 0.010412 | 0.031062 | 0.06719 | 0.12548 | 0.21322 | 0.33615 | 0.50129 | 0.71289 | 0.96779 | 1.2656 | 1.5932 | 1.9374 | 2.2773 | 2.5905 | 2.8609 | 3.0786 | 3.2374 | 3.3412 | 3.4007 | 3.4335 | 3.4173 | 3.4023 | 3.3885 | 0 | 0 | 0
F11_Industrial_Stone, Clay, and Glass_Existing_Space Heating_Natural Gas_Building Automation System_A_Achievable Technical Potential | F11 | Industrial | Stone, Clay, and Glass | Existing | Space Heating | Natural Gas | Building Automation System | A | Cumulative Summer Peak Savings (MW) | Achievable Technical Potential | 0 | 0 | 0 | 0 | 0 | 0 | 0 | 0 | 0 | 0 | 0 | 0 | 0 | 0 | 0 | 0 | 0 | 0 | 0 | 0 | 0 | 0 | 0 | 0 | 0 | 0 | 0 | 0 | 0 | 0 | 0
F12_Industrial_Stone, Clay, and Glass_Existing_Space Heating_Natural Gas_Building Automation System_A_Achievable Technical Potential | F12 | Industrial | Stone, Clay, and Glass | Existing | Space Heating | Natural Gas | Building Automation System | A | Cumulative Winter Peak Savings (MW) | Achievable Technical Potential | 0 | 0 | 0 | 0 | 0 | 0 | 0 | 0 | 0 | 0 | 0 | 0 | 0 | 0 | 0 | 0 | 0 | 0 | 0 | 0 | 0 | 0 | 0 | 0 | 0 | 0 | 0 | 0 | 0 | 0 | 0
F13_Industrial_Stone, Clay, and Glass_Existing_Space Heating_Natural Gas_Building Automation System_A_Achievable Technical Potential | F13 | Industrial | Stone, Clay, and Glass | Existing | Space Heating | Natural Gas | Building Automation System | A | Purchases (Incremental) | Achievable Technical Potential | 0 | 0 | 0 | 0 | 0 | 673.2573 | 1345.0587 | 2374.1284 | 3863.9331 | 5869.7604 | 8299.994 | 11259.4186 | 14566.6364 | 17730.3242 | 20988.0926 | 23322.7219 | 24814.2048 | 24792.3885 | 23162.5393 | 20389.176 | 16791.8964 | 12790.9196 | 8822.9866 | 5617.7521 | 3652.1979 | 0 | 0 | 0 | 0 | 0 | 0
F14_Industrial_Stone, Clay, and Glass_Existing_Space Heating_Natural Gas_Building Automation System_A_Achievable Technical Potential | F14 | Industrial | Stone, Clay, and Glass | Existing | Space Heating | Natural Gas | Building Automation System | A | Purchases (Cumulative) | Achievable Technical Potential | 0 | 0 | 0 | 0 | 0 | 673.2573 | 2018.316 | 4392.4444 | 8256.3775 | 14126.1379 | 22426.1319 | 33685.5506 | 48252.187 | 65982.5112 | 86970.6038 | 110293.3257 | 135107.5305 | 159899.919 | 183062.4583 | 203451.6343 | 220243.5307 | 233034.4503 | 241857.437 | 247475.1891 | 251127.387 | 251127.387 | 251127.387 | 251127.387 | 251127.387 | 251127.387 | 251127.387
F1_Industrial_Stone, Clay, and Glass_Existing_Space Heating_Natural Gas_Steam System Efficiency Improvements_A_Achievable Technical Potential | F1 | Industrial | Stone, Clay, and Glass | Existing | Space Heating | Natural Gas | Steam System Efficiency Improvements | A | Original Unit Energy Savings (kWh or therms) | Achievable Technical Potential | 0 | 0 | 0 | 0 | 0 | 0.13779 | 0.13686 | 0.13593 | 0.135 | 0.13407 | 0.13317 | 0.13227 | 0.13139 | 0.13051 | 0.12958 | 0.12873 | 0.12789 | 0.12707 | 0.12625 | 0.12544 | 0.12465 | 0.12383 | 0.12303 | 0.12227 | 0.12149 | 0.12079 | 0.12015 | 0.11956 | 0.11902 | 0.11854 | 0.11809
F2_Industrial_Stone, Clay, and Glass_Existing_Space Heating_Natural Gas_Steam System Efficiency Improvements_A_Achievable Technical Potential | F2 | Industrial | Stone, Clay, and Glass | Existing | Space Heating | Natural Gas | Steam System Efficiency Improvements | A | Original Unit Summer Peak Savings (kW) | Achievable Technical Potential | 0 | 0 | 0 | 0 | 0 | 0 | 0 | 0 | 0 | 0 | 0 | 0 | 0 | 0 | 0 | 0 | 0 | 0 | 0 | 0 | 0 | 0 | 0 | 0 | 0 | 0 | 0 | 0 | 0 | 0 | 0
F3_Industrial_Stone, Clay, and Glass_Existing_Space Heating_Natural Gas_Steam System Efficiency Improvements_A_Achievable Technical Potential | F3 | Industrial | Stone, Clay, and Glass | Existing | Space Heating | Natural Gas | Steam System Efficiency Improvements | A | Original Unit Winter Peak Savings (kW) | Achievable Technical Potential | 0 | 0 | 0 | 0 | 0 | 0 | 0 | 0 | 0 | 0 | 0 | 0 | 0 | 0 | 0 | 0 | 0 | 0 | 0 | 0 | 0 | 0 | 0 | 0 | 0 | 0 | 0 | 0 | 0 | 0 | 0
F4_Industrial_Stone, Clay, and Glass_Existing_Space Heating_Natural Gas_Steam System Efficiency Improvements_A_Achievable Technical Potential | F4 | Industrial | Stone, Clay, and Glass | Existing | Space Heating | Natural Gas | Steam System Efficiency Improvements | A | Standalone Impact on Baseline Energy (%) | Achievable Technical Potential | 0% | 0% | 0% | 0% | 0% | 0.0008258% | 0.002472% | 0.005409% | 0.01016% | 0.01736% | 0.02792% | 0.04208% | 0.06043% | 0.08401% | 0.1104% | 0.1415% | 0.1734% | 0.2063% | 0.2384% | 0.2645% | 0.2875% | 0.3052% | 0.3177% | 0.3258% | 0.0033128 | 0.0033188 | 0.0033245 | 0.0033299 | 0 | 0 | 0
F5_Industrial_Stone, Clay, and Glass_Existing_Space Heating_Natural Gas_Steam System Efficiency Improvements_A_Achievable Technical Potential | F5 | Industrial | Stone, Clay, and Glass | Existing | Space Heating | Natural Gas | Steam System Efficiency Improvements | A | Standalone Impact on Baseline Summer Peak (%) | Achievable Technical Potential | 0% | 0% | 0% | 0% | 0% | 0% | 0% | 0% | 0% | 0% | 0% | 0% | 0% | 0% | 0% | 0% | 0% | 0% | 0% | 0% | 0% | 0% | 0% | 0% | 0 | 0 | 0 | 0 | 0 | 0 | 0
F6_Industrial_Stone, Clay, and Glass_Existing_Space Heating_Natural Gas_Steam System Efficiency Improvements_A_Achievable Technical Potential | F6 | Industrial | Stone, Clay, and Glass | Existing | Space Heating | Natural Gas | Steam System Efficiency Improvements | A | Standalone Impact on Baseline Winter Peak (%) | Achievable Technical Potential | 0% | 0% | 0% | 0% | 0% | 0% | 0% | 0% | 0% | 0% | 0% | 0% | 0% | 0% | 0% | 0% | 0% | 0% | 0% | 0% | 0% | 0% | 0% | 0% | 0 | 0 | 0 | 0 | 0 | 0 | 0
F7_Industrial_Stone, Clay, and Glass_Existing_Space Heating_Natural Gas_Steam System Efficiency Improvements_A_Achievable Technical Potential | F7 | Industrial | Stone, Clay, and Glass | Existing | Space Heating | Natural Gas | Steam System Efficiency Improvements | A | Incremental Energy Savings (MWh or mTherms) | Achievable Technical Potential | 0 | 0 | 0 | 0 | 0 | 0.00065748 | 0.0013046 | 0.0022872 | 0.0036969 | 0.0055773 | 0.0078333 | 0.010555 | 0.013564 | 0.0164 | 0.019275 | 0.021279 | 0.022492 | 0.022327 | 0.020725 | 0.018126 | 0.014834 | 0.011225 | 0.0076933 | 0.0048679 | 0.0031447 | 0 | 0 | 0 | 0 | 0 | 0
F8_Industrial_Stone, Clay, and Glass_Existing_Space Heating_Natural Gas_Steam System Efficiency Improvements_A_Achievable Technical Potential | F8 | Industrial | Stone, Clay, and Glass | Existing | Space Heating | Natural Gas | Steam System Efficiency Improvements | A | Incremental Summer Peak Savings (MW) | Achievable Technical Potential | 0 | 0 | 0 | 0 | 0 | 0 | 0 | 0 | 0 | 0 | 0 | 0 | 0 | 0 | 0 | 0 | 0 | 0 | 0 | 0 | 0 | 0 | 0 | 0 | 0 | 0 | 0 | 0 | 0 | 0 | 0
F9_Industrial_Stone, Clay, and Glass_Existing_Space Heating_Natural Gas_Steam System Efficiency Improvements_A_Achievable Technical Potential | F9 | Industrial | Stone, Clay, and Glass | Existing | Space Heating | Natural Gas | Steam System Efficiency Improvements | A | Incremental Winter Peak Savings (MW) | Achievable Technical Potential | 0 | 0 | 0 | 0 | 0 | 0 | 0 | 0 | 0 | 0 | 0 | 0 | 0 | 0 | 0 | 0 | 0 | 0 | 0 | 0 | 0 | 0 | 0 | 0 | 0 | 0 | 0 | 0 | 0 | 0 | 0
F10_Industrial_Stone, Clay, and Glass_Existing_Space Heating_Natural Gas_Steam System Efficiency Improvements_A_Achievable Technical Potential | F10 | Industrial | Stone, Clay, and Glass | Existing | Space Heating | Natural Gas | Steam System Efficiency Improvements | A | Cumulative Energy Savings (MWh or mTherms) | Achievable Technical Potential | 0 | 0 | 0 | 0 | 0 | 0.00065748 | 0.0019577 | 0.0042316 | 0.0078994 | 0.013422 | 0.021165 | 0.031578 | 0.04493 | 0.061031 | 0.079872 | 0.10063 | 0.12246 | 0.144 | 0.1638 | 0.18086 | 0.19456 | 0.2045 | 0.21089 | 0.21444 | 0.21623 | 0.21498 | 0.21383 | 0.21279 | 0.21184 | 0.21097 | 0.21017
F11_Industrial_Stone, Clay, and Glass_Existing_Space Heating_Natural Gas_Steam System Efficiency Improvements_A_Achievable Technical Potential | F11 | Industrial | Stone, Clay, and Glass | Existing | Space Heating | Natural Gas | Steam System Efficiency Improvements | A | Cumulative Summer Peak Savings (MW) | Achievable Technical Potential | 0 | 0 | 0 | 0 | 0 | 0 | 0 | 0 | 0 | 0 | 0 | 0 | 0 | 0 | 0 | 0 | 0 | 0 | 0 | 0 | 0 | 0 | 0 | 0 | 0 | 0 | 0 | 0 | 0 | 0 | 0
F12_Industrial_Stone, Clay, and Glass_Existing_Space Heating_Natural Gas_Steam System Efficiency Improvements_A_Achievable Technical Potential | F12 | Industrial | Stone, Clay, and Glass | Existing | Space Heating | Natural Gas | Steam System Efficiency Improvements | A | Cumulative Winter Peak Savings (MW) | Achievable Technical Potential | 0 | 0 | 0 | 0 | 0 | 0 | 0 | 0 | 0 | 0 | 0 | 0 | 0 | 0 | 0 | 0 | 0 | 0 | 0 | 0 | 0 | 0 | 0 | 0 | 0 | 0 | 0 | 0 | 0 | 0 | 0
F13_Industrial_Stone, Clay, and Glass_Existing_Space Heating_Natural Gas_Steam System Efficiency Improvements_A_Achievable Technical Potential | F13 | Industrial | Stone, Clay, and Glass | Existing | Space Heating | Natural Gas | Steam System Efficiency Improvements | A | Purchases (Incremental) | Achievable Technical Potential | 0 | 0 | 0 | 0 | 0 | 4.7715 | 9.5326 | 16.8257 | 27.3842 | 41.5997 | 58.8231 | 79.7969 | 103.2355 | 125.657 | 148.7452 | 165.291 | 175.8613 | 175.7067 | 164.1557 | 144.5006 | 119.0062 | 90.6508 | 62.5296 | 39.8137 | 25.8836 | 0 | 0 | 0 | 0 | 0 | 0
F14_Industrial_Stone, Clay, and Glass_Existing_Space Heating_Natural Gas_Steam System Efficiency Improvements_A_Achievable Technical Potential | F14 | Industrial | Stone, Clay, and Glass | Existing | Space Heating | Natural Gas | Steam System Efficiency Improvements | A | Purchases (Cumulative) | Achievable Technical Potential | 0 | 0 | 0 | 0 | 0 | 4.7715 | 14.3041 | 31.1298 | 58.514 | 100.1137 | 158.9367 | 238.7336 | 341.9692 | 467.6261 | 616.3713 | 781.6623 | 957.5236 | 1133.2303 | 1297.386 | 1441.8866 | 1560.8928 | 1651.5437 | 1714.0732 | 1753.8869 | 1779.7705 | 1779.7705 | 1779.7705 | 1779.7705 | 1779.7705 | 1779.7705 | 1779.7705
F1_Industrial_Stone, Clay, and Glass_Existing_Process_Natural Gas_Steam System Efficiency Improvements_A_Achievable Technical Potential | F1 | Industrial | Stone, Clay, and Glass | Existing | Process | Natural Gas | Steam System Efficiency Improvements | A | Original Unit Energy Savings (kWh or therms) | Achievable Technical Potential | 0 | 0 | 0 | 0 | 0 | 0.082679 | 0.082679 | 0.082679 | 0.082679 | 0.082679 | 0.082679 | 0.082679 | 0.082679 | 0.082679 | 0.082679 | 0.082679 | 0.082679 | 0.082679 | 0.082679 | 0.082679 | 0.082679 | 0.082679 | 0.082679 | 0.082679 | 0.082679 | 0.082679 | 0.082679 | 0.082679 | 0.082679 | 0.082679 | 0.082679
F2_Industrial_Stone, Clay, and Glass_Existing_Process_Natural Gas_Steam System Efficiency Improvements_A_Achievable Technical Potential | F2 | Industrial | Stone, Clay, and Glass | Existing | Process | Natural Gas | Steam System Efficiency Improvements | A | Original Unit Summer Peak Savings (kW) | Achievable Technical Potential | 0 | 0 | 0 | 0 | 0 | 0 | 0 | 0 | 0 | 0 | 0 | 0 | 0 | 0 | 0 | 0 | 0 | 0 | 0 | 0 | 0 | 0 | 0 | 0 | 0 | 0 | 0 | 0 | 0 | 0 | 0
F3_Industrial_Stone, Clay, and Glass_Existing_Process_Natural Gas_Steam System Efficiency Improvements_A_Achievable Technical Potential | F3 | Industrial | Stone, Clay, and Glass | Existing | Process | Natural Gas | Steam System Efficiency Improvements | A | Original Unit Winter Peak Savings (kW) | Achievable Technical Potential | 0 | 0 | 0 | 0 | 0 | 0 | 0 | 0 | 0 | 0 | 0 | 0 | 0 | 0 | 0 | 0 | 0 | 0 | 0 | 0 | 0 | 0 | 0 | 0 | 0 | 0 | 0 | 0 | 0 | 0 | 0
F4_Industrial_Stone, Clay, and Glass_Existing_Process_Natural Gas_Steam System Efficiency Improvements_A_Achievable Technical Potential | F4 | Industrial | Stone, Clay, and Glass | Existing | Process | Natural Gas | Steam System Efficiency Improvements | A | Standalone Impact on Baseline Energy (%) | Achievable Technical Potential | 0% | 0% | 0% | 0% | 0% | 9.601e-07% | 2.88e-06% | 6.305e-06% | 1.184e-05% | 2.025e-05% | 3.256e-05% | 4.904e-05% | 7.039e-05% | 9.78e-05% | 0.0001284% | 0.0001644% | 0.0002014% | 0.0002396% | 0.0002767% | 0.0003072% | 0.0003339% | 0.0003547% | 0.0003695% | 0.0003793% | 3.8616e-06 | 3.8729e-06 | 3.8833e-06 | 3.8927e-06 | 0 | 0 | 0
F5_Industrial_Stone, Clay, and Glass_Existing_Process_Natural Gas_Steam System Efficiency Improvements_A_Achievable Technical Potential | F5 | Industrial | Stone, Clay, and Glass | Existing | Process | Natural Gas | Steam System Efficiency Improvements | A | Standalone Impact on Baseline Summer Peak (%) | Achievable Technical Potential | 0% | 0% | 0% | 0% | 0% | 0% | 0% | 0% | 0% | 0% | 0% | 0% | 0% | 0% | 0% | 0% | 0% | 0% | 0% | 0% | 0% | 0% | 0% | 0% | 0 | 0 | 0 | 0 | 0 | 0 | 0
F6_Industrial_Stone, Clay, and Glass_Existing_Process_Natural Gas_Steam System Efficiency Improvements_A_Achievable Technical Potential | F6 | Industrial | Stone, Clay, and Glass | Existing | Process | Natural Gas | Steam System Efficiency Improvements | A | Standalone Impact on Baseline Winter Peak (%) | Achievable Technical Potential | 0% | 0% | 0% | 0% | 0% | 0% | 0% | 0% | 0% | 0% | 0% | 0% | 0% | 0% | 0% | 0% | 0% | 0% | 0% | 0% | 0% | 0% | 0% | 0% | 0 | 0 | 0 | 0 | 0 | 0 | 0
F7_Industrial_Stone, Clay, and Glass_Existing_Process_Natural Gas_Steam System Efficiency Improvements_A_Achievable Technical Potential | F7 | Industrial | Stone, Clay, and Glass | Existing | Process | Natural Gas | Steam System Efficiency Improvements | A | Incremental Energy Savings (MWh or mTherms) | Achievable Technical Potential | 0 | 0 | 0 | 0 | 0 | 1.5119e-05 | 3.0205e-05 | 5.3315e-05 | 8.6771e-05 | 0.00013181 | 0.00018639 | 0.00025285 | 0.00032712 | 0.00039816 | 0.00047132 | 0.00052375 | 0.00055724 | 0.00055675 | 0.00052015 | 0.00045787 | 0.00037709 | 0.00028724 | 0.00019813 | 0.00012616 | 8.2016e-05 | 0 | 0 | 0 | 0 | 0 | 0
F8_Industrial_Stone, Clay, and Glass_Existing_Process_Natural Gas_Steam System Efficiency Improvements_A_Achievable Technical Potential | F8 | Industrial | Stone, Clay, and Glass | Existing | Process | Natural Gas | Steam System Efficiency Improvements | A | Incremental Summer Peak Savings (MW) | Achievable Technical Potential | 0 | 0 | 0 | 0 | 0 | 0 | 0 | 0 | 0 | 0 | 0 | 0 | 0 | 0 | 0 | 0 | 0 | 0 | 0 | 0 | 0 | 0 | 0 | 0 | 0 | 0 | 0 | 0 | 0 | 0 | 0
F9_Industrial_Stone, Clay, and Glass_Existing_Process_Natural Gas_Steam System Efficiency Improvements_A_Achievable Technical Potential | F9 | Industrial | Stone, Clay, and Glass | Existing | Process | Natural Gas | Steam System Efficiency Improvements | A | Incremental Winter Peak Savings (MW) | Achievable Technical Potential | 0 | 0 | 0 | 0 | 0 | 0 | 0 | 0 | 0 | 0 | 0 | 0 | 0 | 0 | 0 | 0 | 0 | 0 | 0 | 0 | 0 | 0 | 0 | 0 | 0 | 0 | 0 | 0 | 0 | 0 | 0
F10_Industrial_Stone, Clay, and Glass_Existing_Process_Natural Gas_Steam System Efficiency Improvements_A_Achievable Technical Potential | F10 | Industrial | Stone, Clay, and Glass | Existing | Process | Natural Gas | Steam System Efficiency Improvements | A | Cumulative Energy Savings (MWh or mTherms) | Achievable Technical Potential | 0 | 0 | 0 | 0 | 0 | 1.5119e-05 | 4.5324e-05 | 9.8639e-05 | 0.00018541 | 0.00031722 | 0.00050361 | 0.00075646 | 0.0010836 | 0.0014817 | 0.0019531 | 0.0024768 | 0.0030341 | 0.0035908 | 0.004111 | 0.0045688 | 0.0049459 | 0.0052332 | 0.0054313 | 0.0055574 | 0.0056395 | 0.0056395 | 0.0056395 | 0.0056395 | 0.0056395 | 0.0056395 | 0.0056395
F11_Industrial_Stone, Clay, and Glass_Existing_Process_Natural Gas_Steam System Efficiency Improvements_A_Achievable Technical Potential | F11 | Industrial | Stone, Clay, and Glass | Existing | Process | Natural Gas | Steam System Efficiency Improvements | A | Cumulative Summer Peak Savings (MW) | Achievable Technical Potential | 0 | 0 | 0 | 0 | 0 | 0 | 0 | 0 | 0 | 0 | 0 | 0 | 0 | 0 | 0 | 0 | 0 | 0 | 0 | 0 | 0 | 0 | 0 | 0 | 0 | 0 | 0 | 0 | 0 | 0 | 0
F12_Industrial_Stone, Clay, and Glass_Existing_Process_Natural Gas_Steam System Efficiency Improvements_A_Achievable Technical Potential | F12 | Industrial | Stone, Clay, and Glass | Existing | Process | Natural Gas | Steam System Efficiency Improvements | A | Cumulative Winter Peak Savings (MW) | Achievable Technical Potential | 0 | 0 | 0 | 0 | 0 | 0 | 0 | 0 | 0 | 0 | 0 | 0 | 0 | 0 | 0 | 0 | 0 | 0 | 0 | 0 | 0 | 0 | 0 | 0 | 0 | 0 | 0 | 0 | 0 | 0 | 0
F13_Industrial_Stone, Clay, and Glass_Existing_Process_Natural Gas_Steam System Efficiency Improvements_A_Achievable Technical Potential | F13 | Industrial | Stone, Clay, and Glass | Existing | Process | Natural Gas | Steam System Efficiency Improvements | A | Purchases (Incremental) | Achievable Technical Potential | 0 | 0 | 0 | 0 | 0 | 0.18287 | 0.36534 | 0.64484 | 1.0495 | 1.5943 | 2.2544 | 3.0582 | 3.9565 | 4.8158 | 5.7006 | 6.3348 | 6.7399 | 6.7339 | 6.2912 | 5.538 | 4.5609 | 3.4742 | 2.3964 | 1.5259 | 0.99198 | 0 | 0 | 0 | 0 | 0 | 0
F14_Industrial_Stone, Clay, and Glass_Existing_Process_Natural Gas_Steam System Efficiency Improvements_A_Achievable Technical Potential | F14 | Industrial | Stone, Clay, and Glass | Existing | Process | Natural Gas | Steam System Efficiency Improvements | A | Purchases (Cumulative) | Achievable Technical Potential | 0 | 0 | 0 | 0 | 0 | 0.18287 | 0.5482 | 1.193 | 2.2425 | 3.8368 | 6.0912 | 9.1494 | 13.1059 | 17.9217 | 23.6224 | 29.9571 | 36.697 | 43.4309 | 49.7222 | 55.2601 | 59.821 | 63.2952 | 65.6917 | 67.2175 | 68.2095 | 68.2095 | 68.2095 | 68.2095 | 68.2095 | 68.2095 | 68.2095
F1_Industrial_Stone, Clay, and Glass_Existing_Space Heating_Natural Gas_Strategic Energy Management_A_Achievable Technical Potential | F1 | Industrial | Stone, Clay, and Glass | Existing | Space Heating | Natural Gas | Strategic Energy Management | A | Original Unit Energy Savings (kWh or therms) | Achievable Technical Potential | 0 | 0 | 0 | 0 | 0 | 19.4315 | 19.3365 | 19.219 | 19.0948 | 18.9647 | 18.8328 | 18.6973 | 18.5625 | 18.4283 | 18.2833 | 18.1492 | 18.0168 | 17.8939 | 17.7794 | 17.6677 | 17.5623 | 17.4545 | 17.3573 | 17.2653 | 17.1779 | 17.097 | 17.0221 | 16.9528 | 0 | 0 | 0
F2_Industrial_Stone, Clay, and Glass_Existing_Space Heating_Natural Gas_Strategic Energy Management_A_Achievable Technical Potential | F2 | Industrial | Stone, Clay, and Glass | Existing | Space Heating | Natural Gas | Strategic Energy Management | A | Original Unit Summer Peak Savings (kW) | Achievable Technical Potential | 0 | 0 | 0 | 0 | 0 | 0 | 0 | 0 | 0 | 0 | 0 | 0 | 0 | 0 | 0 | 0 | 0 | 0 | 0 | 0 | 0 | 0 | 0 | 0 | 0 | 0 | 0 | 0 | 0 | 0 | 0
F3_Industrial_Stone, Clay, and Glass_Existing_Space Heating_Natural Gas_Strategic Energy Management_A_Achievable Technical Potential | F3 | Industrial | Stone, Clay, and Glass | Existing | Space Heating | Natural Gas | Strategic Energy Management | A | Original Unit Winter Peak Savings (kW) | Achievable Technical Potential | 0 | 0 | 0 | 0 | 0 | 0 | 0 | 0 | 0 | 0 | 0 | 0 | 0 | 0 | 0 | 0 | 0 | 0 | 0 | 0 | 0 | 0 | 0 | 0 | 0 | 0 | 0 | 0 | 0 | 0 | 0
F4_Industrial_Stone, Clay, and Glass_Existing_Space Heating_Natural Gas_Strategic Energy Management_A_Achievable Technical Potential | F4 | Industrial | Stone, Clay, and Glass | Existing | Space Heating | Natural Gas | Strategic Energy Management | A | Standalone Impact on Baseline Energy (%) | Achievable Technical Potential | 0% | 0% | 0% | 0% | 0% | 0.08224% | 0.1645% | 0.2477% | 0.3298% | 0.4118% | 0.4993% | 0.5829% | 0.6664% | 0.7594% | 0.8387% | 0.929% | 1.011% | 1.098% | 1.191% | 1.271% | 1.359% | 1.447% | 1.534% | 1.621% | 0.017089 | 0.017138 | 0.017184 | 0.017226 | 0 | 0 | 0
F5_Industrial_Stone, Clay, and Glass_Existing_Space Heating_Natural Gas_Strategic Energy Management_A_Achievable Technical Potential | F5 | Industrial | Stone, Clay, and Glass | Existing | Space Heating | Natural Gas | Strategic Energy Management | A | Standalone Impact on Baseline Summer Peak (%) | Achievable Technical Potential | 0% | 0% | 0% | 0% | 0% | 0% | 0% | 0% | 0% | 0% | 0% | 0% | 0% | 0% | 0% | 0% | 0% | 0% | 0% | 0% | 0% | 0% | 0% | 0% | 0 | 0 | 0 | 0 | 0 | 0 | 0
F6_Industrial_Stone, Clay, and Glass_Existing_Space Heating_Natural Gas_Strategic Energy Management_A_Achievable Technical Potential | F6 | Industrial | Stone, Clay, and Glass | Existing | Space Heating | Natural Gas | Strategic Energy Management | A | Standalone Impact on Baseline Winter Peak (%) | Achievable Technical Potential | 0% | 0% | 0% | 0% | 0% | 0% | 0% | 0% | 0% | 0% | 0% | 0% | 0% | 0% | 0% | 0% | 0% | 0% | 0% | 0% | 0% | 0% | 0% | 0% | 0 | 0 | 0 | 0 | 0 | 0 | 0
F7_Industrial_Stone, Clay, and Glass_Existing_Space Heating_Natural Gas_Strategic Energy Management_A_Achievable Technical Potential | F7 | Industrial | Stone, Clay, and Glass | Existing | Space Heating | Natural Gas | Strategic Energy Management | A | Incremental Energy Savings (MWh or mTherms) | Achievable Technical Potential | 0 | 0 | 0 | 0 | 0 | 0.065474 | 0.065118 | 0.064341 | 0.063959 | 0.063576 | 0.062332 | 0.061715 | 0.061145 | 0.059739 | 0.059496 | 0.058496 | 0.058077 | 0.05739 | 0.056514 | 0.056226 | 0.055659 | 0.055103 | 0.054596 | 0.054122 | 0.053678 | 0 | 0 | 0 | 0 | 0 | 0
F8_Industrial_Stone, Clay, and Glass_Existing_Space Heating_Natural Gas_Strategic Energy Management_A_Achievable Technical Potential | F8 | Industrial | Stone, Clay, and Glass | Existing | Space Heating | Natural Gas | Strategic Energy Management | A | Incremental Summer Peak Savings (MW) | Achievable Technical Potential | 0 | 0 | 0 | 0 | 0 | 0 | 0 | 0 | 0 | 0 | 0 | 0 | 0 | 0 | 0 | 0 | 0 | 0 | 0 | 0 | 0 | 0 | 0 | 0 | 0 | 0 | 0 | 0 | 0 | 0 | 0
F9_Industrial_Stone, Clay, and Glass_Existing_Space Heating_Natural Gas_Strategic Energy Management_A_Achievable Technical Potential | F9 | Industrial | Stone, Clay, and Glass | Existing | Space Heating | Natural Gas | Strategic Energy Management | A | Incremental Winter Peak Savings (MW) | Achievable Technical Potential | 0 | 0 | 0 | 0 | 0 | 0 | 0 | 0 | 0 | 0 | 0 | 0 | 0 | 0 | 0 | 0 | 0 | 0 | 0 | 0 | 0 | 0 | 0 | 0 | 0 | 0 | 0 | 0 | 0 | 0 | 0
F10_Industrial_Stone, Clay, and Glass_Existing_Space Heating_Natural Gas_Strategic Energy Management_A_Achievable Technical Potential | F10 | Industrial | Stone, Clay, and Glass | Existing | Space Heating | Natural Gas | Strategic Energy Management | A | Cumulative Energy Savings (MWh or mTherms) | Achievable Technical Potential | 0 | 0 | 0 | 0 | 0 | 0.065474 | 0.13027 | 0.19382 | 0.25653 | 0.31836 | 0.37848 | 0.43747 | 0.49546 | 0.55161 | 0.60677 | 0.66082 | 0.71407 | 0.76659 | 0.8182 | 0.86929 | 0.91976 | 0.96922 | 1.0184 | 1.0671 | 1.1154 | 1.1102 | 1.1053 | 1.1008 | 0 | 0 | 0
F11_Industrial_Stone, Clay, and Glass_Existing_Space Heating_Natural Gas_Strategic Energy Management_A_Achievable Technical Potential | F11 | Industrial | Stone, Clay, and Glass | Existing | Space Heating | Natural Gas | Strategic Energy Management | A | Cumulative Summer Peak Savings (MW) | Achievable Technical Potential | 0 | 0 | 0 | 0 | 0 | 0 | 0 | 0 | 0 | 0 | 0 | 0 | 0 | 0 | 0 | 0 | 0 | 0 | 0 | 0 | 0 | 0 | 0 | 0 | 0 | 0 | 0 | 0 | 0 | 0 | 0
F12_Industrial_Stone, Clay, and Glass_Existing_Space Heating_Natural Gas_Strategic Energy Management_A_Achievable Technical Potential | F12 | Industrial | Stone, Clay, and Glass | Existing | Space Heating | Natural Gas | Strategic Energy Management | A | Cumulative Winter Peak Savings (MW) | Achievable Technical Potential | 0 | 0 | 0 | 0 | 0 | 0 | 0 | 0 | 0 | 0 | 0 | 0 | 0 | 0 | 0 | 0 | 0 | 0 | 0 | 0 | 0 | 0 | 0 | 0 | 0 | 0 | 0 | 0 | 0 | 0 | 0
F13_Industrial_Stone, Clay, and Glass_Existing_Space Heating_Natural Gas_Strategic Energy Management_A_Achievable Technical Potential | F13 | Industrial | Stone, Clay, and Glass | Existing | Space Heating | Natural Gas | Strategic Energy Management | A | Purchases (Incremental) | Achievable Technical Potential | 0 | 0 | 0 | 0 | 0 | 3.3695 | 3.3676 | 3.3478 | 3.3496 | 3.3523 | 3.3098 | 3.3007 | 3.294 | 3.2417 | 3.2541 | 3.2231 | 3.2235 | 3.2073 | 3.1786 | 3.1824 | 3.1693 | 3.1569 | 3.1454 | 3.1347 | 3.1249 | 0 | 0 | 0 | 0 | 0 | 0
F14_Industrial_Stone, Clay, and Glass_Existing_Space Heating_Natural Gas_Strategic Energy Management_A_Achievable Technical Potential | F14 | Industrial | Stone, Clay, and Glass | Existing | Space Heating | Natural Gas | Strategic Energy Management | A | Purchases (Cumulative) | Achievable Technical Potential | 0 | 0 | 0 | 0 | 0 | 3.3695 | 6.7371 | 10.0849 | 13.4344 | 16.7868 | 20.0966 | 23.3973 | 26.6913 | 29.933 | 33.1871 | 36.4102 | 39.6337 | 42.8409 | 46.0196 | 49.202 | 52.3712 | 55.5282 | 58.6736 | 61.8083 | 64.9332 | 64.9332 | 64.9332 | 64.9332 | 64.9332 | 64.9332 | 64.9332
F1_Industrial_Stone, Clay, and Glass_Existing_Process_Natural Gas_Strategic Energy Management_A_Achievable Technical Potential | F1 | Industrial | Stone, Clay, and Glass | Existing | Process | Natural Gas | Strategic Energy Management | A | Original Unit Energy Savings (kWh or therms) | Achievable Technical Potential | 0 | 0 | 0 | 0 | 0 | 60.5342 | 60.5342 | 60.5342 | 60.5342 | 60.5342 | 60.5342 | 60.5342 | 60.5342 | 60.5342 | 60.5342 | 60.5342 | 60.5342 | 60.5342 | 60.5342 | 60.5342 | 60.5342 | 60.5342 | 60.5342 | 60.5342 | 60.5342 | 60.5342 | 60.5342 | 60.5342 | 0 | 0 | 0
F2_Industrial_Stone, Clay, and Glass_Existing_Process_Natural Gas_Strategic Energy Management_A_Achievable Technical Potential | F2 | Industrial | Stone, Clay, and Glass | Existing | Process | Natural Gas | Strategic Energy Management | A | Original Unit Summer Peak Savings (kW) | Achievable Technical Potential | 0 | 0 | 0 | 0 | 0 | 0 | 0 | 0 | 0 | 0 | 0 | 0 | 0 | 0 | 0 | 0 | 0 | 0 | 0 | 0 | 0 | 0 | 0 | 0 | 0 | 0 | 0 | 0 | 0 | 0 | 0
F3_Industrial_Stone, Clay, and Glass_Existing_Process_Natural Gas_Strategic Energy Management_A_Achievable Technical Potential | F3 | Industrial | Stone, Clay, and Glass | Existing | Process | Natural Gas | Strategic Energy Management | A | Original Unit Winter Peak Savings (kW) | Achievable Technical Potential | 0 | 0 | 0 | 0 | 0 | 0 | 0 | 0 | 0 | 0 | 0 | 0 | 0 | 0 | 0 | 0 | 0 | 0 | 0 | 0 | 0 | 0 | 0 | 0 | 0 | 0 | 0 | 0 | 0 | 0 | 0
F4_Industrial_Stone, Clay, and Glass_Existing_Process_Natural Gas_Strategic Energy Management_A_Achievable Technical Potential | F4 | Industrial | Stone, Clay, and Glass | Existing | Process | Natural Gas | Strategic Energy Management | A | Standalone Impact on Baseline Energy (%) | Achievable Technical Potential | 0% | 0% | 0% | 0% | 0% | 0.08224% | 0.1645% | 0.2477% | 0.3298% | 0.4118% | 0.4993% | 0.5829% | 0.6664% | 0.7594% | 0.8387% | 0.929% | 1.011% | 1.098% | 1.191% | 1.271% | 1.359% | 1.447% | 1.534% | 1.621% | 0.017089 | 0.017138 | 0.017184 | 0.017226 | 0 | 0 | 0
F5_Industrial_Stone, Clay, and Glass_Existing_Process_Natural Gas_Strategic Energy Management_A_Achievable Technical Potential | F5 | Industrial | Stone, Clay, and Glass | Existing | Process | Natural Gas | Strategic Energy Management | A | Standalone Impact on Baseline Summer Peak (%) | Achievable Technical Potential | 0% | 0% | 0% | 0% | 0% | 0% | 0% | 0% | 0% | 0% | 0% | 0% | 0% | 0% | 0% | 0% | 0% | 0% | 0% | 0% | 0% | 0% | 0% | 0% | 0 | 0 | 0 | 0 | 0 | 0 | 0
F6_Industrial_Stone, Clay, and Glass_Existing_Process_Natural Gas_Strategic Energy Management_A_Achievable Technical Potential | F6 | Industrial | Stone, Clay, and Glass | Existing | Process | Natural Gas | Strategic Energy Management | A | Standalone Impact on Baseline Winter Peak (%) | Achievable Technical Potential | 0% | 0% | 0% | 0% | 0% | 0% | 0% | 0% | 0% | 0% | 0% | 0% | 0% | 0% | 0% | 0% | 0% | 0% | 0% | 0% | 0% | 0% | 0% | 0% | 0 | 0 | 0 | 0 | 0 | 0 | 0
F7_Industrial_Stone, Clay, and Glass_Existing_Process_Natural Gas_Strategic Energy Management_A_Achievable Technical Potential | F7 | Industrial | Stone, Clay, and Glass | Existing | Process | Natural Gas | Strategic Energy Management | A | Incremental Energy Savings (MWh or mTherms) | Achievable Technical Potential | 0 | 0 | 0 | 0 | 0 | 1.295 | 1.2943 | 1.2867 | 1.2873 | 1.2884 | 1.2721 | 1.2686 | 1.266 | 1.2459 | 1.2507 | 1.2387 | 1.2389 | 1.2327 | 1.2217 | 1.2231 | 1.218 | 1.2133 | 1.2089 | 1.2048 | 1.201 | 0 | 0 | 0 | 0 | 0 | 0
F8_Industrial_Stone, Clay, and Glass_Existing_Process_Natural Gas_Strategic Energy Management_A_Achievable Technical Potential | F8 | Industrial | Stone, Clay, and Glass | Existing | Process | Natural Gas | Strategic Energy Management | A | Incremental Summer Peak Savings (MW) | Achievable Technical Potential | 0 | 0 | 0 | 0 | 0 | 0 | 0 | 0 | 0 | 0 | 0 | 0 | 0 | 0 | 0 | 0 | 0 | 0 | 0 | 0 | 0 | 0 | 0 | 0 | 0 | 0 | 0 | 0 | 0 | 0 | 0
F9_Industrial_Stone, Clay, and Glass_Existing_Process_Natural Gas_Strategic Energy Management_A_Achievable Technical Potential | F9 | Industrial | Stone, Clay, and Glass | Existing | Process | Natural Gas | Strategic Energy Management | A | Incremental Winter Peak Savings (MW) | Achievable Technical Potential | 0 | 0 | 0 | 0 | 0 | 0 | 0 | 0 | 0 | 0 | 0 | 0 | 0 | 0 | 0 | 0 | 0 | 0 | 0 | 0 | 0 | 0 | 0 | 0 | 0 | 0 | 0 | 0 | 0 | 0 | 0
F10_Industrial_Stone, Clay, and Glass_Existing_Process_Natural Gas_Strategic Energy Management_A_Achievable Technical Potential | F10 | Industrial | Stone, Clay, and Glass | Existing | Process | Natural Gas | Strategic Energy Management | A | Cumulative Energy Savings (MWh or mTherms) | Achievable Technical Potential | 0 | 0 | 0 | 0 | 0 | 1.295 | 2.5893 | 3.8759 | 5.1633 | 6.4517 | 7.7237 | 8.9923 | 10.2583 | 11.5042 | 12.7549 | 13.9936 | 15.2325 | 16.4651 | 17.6868 | 18.9099 | 20.1279 | 21.3412 | 22.5501 | 23.7549 | 24.9559 | 24.9559 | 24.9559 | 24.9559 | 0 | 0 | 0
F11_Industrial_Stone, Clay, and Glass_Existing_Process_Natural Gas_Strategic Energy Management_A_Achievable Technical Potential | F11 | Industrial | Stone, Clay, and Glass | Existing | Process | Natural Gas | Strategic Energy Management | A | Cumulative Summer Peak Savings (MW) | Achievable Technical Potential | 0 | 0 | 0 | 0 | 0 | 0 | 0 | 0 | 0 | 0 | 0 | 0 | 0 | 0 | 0 | 0 | 0 | 0 | 0 | 0 | 0 | 0 | 0 | 0 | 0 | 0 | 0 | 0 | 0 | 0 | 0
F12_Industrial_Stone, Clay, and Glass_Existing_Process_Natural Gas_Strategic Energy Management_A_Achievable Technical Potential | F12 | Industrial | Stone, Clay, and Glass | Existing | Process | Natural Gas | Strategic Energy Management | A | Cumulative Winter Peak Savings (MW) | Achievable Technical Potential | 0 | 0 | 0 | 0 | 0 | 0 | 0 | 0 | 0 | 0 | 0 | 0 | 0 | 0 | 0 | 0 | 0 | 0 | 0 | 0 | 0 | 0 | 0 | 0 | 0 | 0 | 0 | 0 | 0 | 0 | 0
F13_Industrial_Stone, Clay, and Glass_Existing_Process_Natural Gas_Strategic Energy Management_A_Achievable Technical Potential | F13 | Industrial | Stone, Clay, and Glass | Existing | Process | Natural Gas | Strategic Energy Management | A | Purchases (Incremental) | Achievable Technical Potential | 0 | 0 | 0 | 0 | 0 | 21.3928 | 21.3811 | 21.255 | 21.2665 | 21.2841 | 21.0138 | 20.9563 | 20.9138 | 20.5817 | 20.6603 | 20.4632 | 20.4659 | 20.3629 | 20.1813 | 20.2052 | 20.1216 | 20.0434 | 19.9703 | 19.9025 | 19.8397 | 0 | 0 | 0 | 0 | 0 | 0
F14_Industrial_Stone, Clay, and Glass_Existing_Process_Natural Gas_Strategic Energy Management_A_Achievable Technical Potential | F14 | Industrial | Stone, Clay, and Glass | Existing | Process | Natural Gas | Strategic Energy Management | A | Purchases (Cumulative) | Achievable Technical Potential | 0 | 0 | 0 | 0 | 0 | 21.3928 | 42.7739 | 64.0289 | 85.2953 | 106.5794 | 127.5931 | 148.5495 | 169.4633 | 190.045 | 210.7052 | 231.1685 | 251.6344 | 271.9973 | 292.1786 | 312.3837 | 332.5053 | 352.5487 | 372.519 | 392.4215 | 412.2612 | 412.2612 | 412.2612 | 412.2612 | 412.2612 | 412.2612 | 412.2612
F1_Industrial_Stone, Clay, and Glass_Existing_Miscellaneous_Natural Gas_Strategic Energy Management_A_Achievable Technical Potential | F1 | Industrial | Stone, Clay, and Glass | Existing | Miscellaneous | Natural Gas | Strategic Energy Management | A | Original Unit Energy Savings (kWh or therms) | Achievable Technical Potential | 0 | 0 | 0 | 0 | 0 | 16.2609 | 16.2609 | 16.2609 | 16.2609 | 16.2609 | 16.2609 | 16.2609 | 16.2609 | 16.2609 | 16.2609 | 16.2609 | 16.2609 | 16.2609 | 16.2609 | 16.2609 | 16.2609 | 16.2609 | 16.2609 | 16.2609 | 16.2609 | 16.2609 | 16.2609 | 16.2609 | 0 | 0 | 0
F2_Industrial_Stone, Clay, and Glass_Existing_Miscellaneous_Natural Gas_Strategic Energy Management_A_Achievable Technical Potential | F2 | Industrial | Stone, Clay, and Glass | Existing | Miscellaneous | Natural Gas | Strategic Energy Management | A | Original Unit Summer Peak Savings (kW) | Achievable Technical Potential | 0 | 0 | 0 | 0 | 0 | 0 | 0 | 0 | 0 | 0 | 0 | 0 | 0 | 0 | 0 | 0 | 0 | 0 | 0 | 0 | 0 | 0 | 0 | 0 | 0 | 0 | 0 | 0 | 0 | 0 | 0
F3_Industrial_Stone, Clay, and Glass_Existing_Miscellaneous_Natural Gas_Strategic Energy Management_A_Achievable Technical Potential | F3 | Industrial | Stone, Clay, and Glass | Existing | Miscellaneous | Natural Gas | Strategic Energy Management | A | Original Unit Winter Peak Savings (kW) | Achievable Technical Potential | 0 | 0 | 0 | 0 | 0 | 0 | 0 | 0 | 0 | 0 | 0 | 0 | 0 | 0 | 0 | 0 | 0 | 0 | 0 | 0 | 0 | 0 | 0 | 0 | 0 | 0 | 0 | 0 | 0 | 0 | 0
F4_Industrial_Stone, Clay, and Glass_Existing_Miscellaneous_Natural Gas_Strategic Energy Management_A_Achievable Technical Potential | F4 | Industrial | Stone, Clay, and Glass | Existing | Miscellaneous | Natural Gas | Strategic Energy Management | A | Standalone Impact on Baseline Energy (%) | Achievable Technical Potential | 0% | 0% | 0% | 0% | 0% | 0.08224% | 0.1645% | 0.2477% | 0.3298% | 0.4118% | 0.4993% | 0.5829% | 0.6664% | 0.7594% | 0.8387% | 0.929% | 1.011% | 1.098% | 1.191% | 1.271% | 1.359% | 1.447% | 1.534% | 1.621% | 0.017089 | 0.017138 | 0.017184 | 0.017226 | 0 | 0 | 0
F5_Industrial_Stone, Clay, and Glass_Existing_Miscellaneous_Natural Gas_Strategic Energy Management_A_Achievable Technical Potential | F5 | Industrial | Stone, Clay, and Glass | Existing | Miscellaneous | Natural Gas | Strategic Energy Management | A | Standalone Impact on Baseline Summer Peak (%) | Achievable Technical Potential | 0% | 0% | 0% | 0% | 0% | 0% | 0% | 0% | 0% | 0% | 0% | 0% | 0% | 0% | 0% | 0% | 0% | 0% | 0% | 0% | 0% | 0% | 0% | 0% | 0 | 0 | 0 | 0 | 0 | 0 | 0
F6_Industrial_Stone, Clay, and Glass_Existing_Miscellaneous_Natural Gas_Strategic Energy Management_A_Achievable Technical Potential | F6 | Industrial | Stone, Clay, and Glass | Existing | Miscellaneous | Natural Gas | Strategic Energy Management | A | Standalone Impact on Baseline Winter Peak (%) | Achievable Technical Potential | 0% | 0% | 0% | 0% | 0% | 0% | 0% | 0% | 0% | 0% | 0% | 0% | 0% | 0% | 0% | 0% | 0% | 0% | 0% | 0% | 0% | 0% | 0% | 0% | 0 | 0 | 0 | 0 | 0 | 0 | 0
F7_Industrial_Stone, Clay, and Glass_Existing_Miscellaneous_Natural Gas_Strategic Energy Management_A_Achievable Technical Potential | F7 | Industrial | Stone, Clay, and Glass | Existing | Miscellaneous | Natural Gas | Strategic Energy Management | A | Incremental Energy Savings (MWh or mTherms) | Achievable Technical Potential | 0 | 0 | 0 | 0 | 0 | 0.086967 | 0.086919 | 0.086406 | 0.086453 | 0.086524 | 0.085426 | 0.085192 | 0.085019 | 0.083669 | 0.083989 | 0.083188 | 0.083199 | 0.08278 | 0.082041 | 0.082139 | 0.081799 | 0.081481 | 0.081184 | 0.080908 | 0.080653 | 0 | 0 | 0 | 0 | 0 | 0
F8_Industrial_Stone, Clay, and Glass_Existing_Miscellaneous_Natural Gas_Strategic Energy Management_A_Achievable Technical Potential | F8 | Industrial | Stone, Clay, and Glass | Existing | Miscellaneous | Natural Gas | Strategic Energy Management | A | Incremental Summer Peak Savings (MW) | Achievable Technical Potential | 0 | 0 | 0 | 0 | 0 | 0 | 0 | 0 | 0 | 0 | 0 | 0 | 0 | 0 | 0 | 0 | 0 | 0 | 0 | 0 | 0 | 0 | 0 | 0 | 0 | 0 | 0 | 0 | 0 | 0 | 0
F9_Industrial_Stone, Clay, and Glass_Existing_Miscellaneous_Natural Gas_Strategic Energy Management_A_Achievable Technical Potential | F9 | Industrial | Stone, Clay, and Glass | Existing | Miscellaneous | Natural Gas | Strategic Energy Management | A | Incremental Winter Peak Savings (MW) | Achievable Technical Potential | 0 | 0 | 0 | 0 | 0 | 0 | 0 | 0 | 0 | 0 | 0 | 0 | 0 | 0 | 0 | 0 | 0 | 0 | 0 | 0 | 0 | 0 | 0 | 0 | 0 | 0 | 0 | 0 | 0 | 0 | 0
F10_Industrial_Stone, Clay, and Glass_Existing_Miscellaneous_Natural Gas_Strategic Energy Management_A_Achievable Technical Potential | F10 | Industrial | Stone, Clay, and Glass | Existing | Miscellaneous | Natural Gas | Strategic Energy Management | A | Cumulative Energy Savings (MWh or mTherms) | Achievable Technical Potential | 0 | 0 | 0 | 0 | 0 | 0.086967 | 0.17389 | 0.26029 | 0.34674 | 0.43327 | 0.51869 | 0.60389 | 0.68891 | 0.77258 | 0.85656 | 0.93975 | 1.023 | 1.1057 | 1.1878 | 1.2699 | 1.3517 | 1.4332 | 1.5144 | 1.5953 | 1.6759 | 1.6759 | 1.6759 | 1.6759 | 0 | 0 | 0
F11_Industrial_Stone, Clay, and Glass_Existing_Miscellaneous_Natural Gas_Strategic Energy Management_A_Achievable Technical Potential | F11 | Industrial | Stone, Clay, and Glass | Existing | Miscellaneous | Natural Gas | Strategic Energy Management | A | Cumulative Summer Peak Savings (MW) | Achievable Technical Potential | 0 | 0 | 0 | 0 | 0 | 0 | 0 | 0 | 0 | 0 | 0 | 0 | 0 | 0 | 0 | 0 | 0 | 0 | 0 | 0 | 0 | 0 | 0 | 0 | 0 | 0 | 0 | 0 | 0 | 0 | 0
F12_Industrial_Stone, Clay, and Glass_Existing_Miscellaneous_Natural Gas_Strategic Energy Management_A_Achievable Technical Potential | F12 | Industrial | Stone, Clay, and Glass | Existing | Miscellaneous | Natural Gas | Strategic Energy Management | A | Cumulative Winter Peak Savings (MW) | Achievable Technical Potential | 0 | 0 | 0 | 0 | 0 | 0 | 0 | 0 | 0 | 0 | 0 | 0 | 0 | 0 | 0 | 0 | 0 | 0 | 0 | 0 | 0 | 0 | 0 | 0 | 0 | 0 | 0 | 0 | 0 | 0 | 0
F13_Industrial_Stone, Clay, and Glass_Existing_Miscellaneous_Natural Gas_Strategic Energy Management_A_Achievable Technical Potential | F13 | Industrial | Stone, Clay, and Glass | Existing | Miscellaneous | Natural Gas | Strategic Energy Management | A | Purchases (Incremental) | Achievable Technical Potential | 0 | 0 | 0 | 0 | 0 | 5.3482 | 5.3453 | 5.3137 | 5.3166 | 5.321 | 5.2534 | 5.2391 | 5.2284 | 5.1454 | 5.1651 | 5.1158 | 5.1165 | 5.0907 | 5.0453 | 5.0513 | 5.0304 | 5.0108 | 4.9926 | 4.9756 | 4.9599 | 0 | 0 | 0 | 0 | 0 | 0
F14_Industrial_Stone, Clay, and Glass_Existing_Miscellaneous_Natural Gas_Strategic Energy Management_A_Achievable Technical Potential | F14 | Industrial | Stone, Clay, and Glass | Existing | Miscellaneous | Natural Gas | Strategic Energy Management | A | Purchases (Cumulative) | Achievable Technical Potential | 0 | 0 | 0 | 0 | 0 | 5.3482 | 10.6935 | 16.0072 | 21.3238 | 26.6448 | 31.8983 | 37.1374 | 42.3658 | 47.5112 | 52.6763 | 57.7921 | 62.9086 | 67.9993 | 73.0446 | 78.0959 | 83.1263 | 88.1372 | 93.1298 | 98.1054 | 103.0653 | 103.0653 | 103.0653 | 103.0653 | 103.0653 | 103.0653 | 103.0653
F1_Industrial_Stone, Clay, and Glass_Existing_Space Heating_Natural Gas_Commissioning_A_Achievable Technical Potential | F1 | Industrial | Stone, Clay, and Glass | Existing | Space Heating | Natural Gas | Commissioning | A | Original Unit Energy Savings (kWh or therms) | Achievable Technical Potential | 0 | 0 | 0 | 0 | 0 | 17.0822 | 16.9987 | 16.8954 | 16.7862 | 16.6718 | 16.5559 | 16.4368 | 16.3183 | 16.2003 | 16.0728 | 15.9549 | 15.8385 | 15.7305 | 15.6298 | 15.5317 | 15.4389 | 15.3442 | 15.2587 | 15.1779 | 15.1011 | 15.03 | 14.9641 | 14.9032 | 0 | 0 | 0
F2_Industrial_Stone, Clay, and Glass_Existing_Space Heating_Natural Gas_Commissioning_A_Achievable Technical Potential | F2 | Industrial | Stone, Clay, and Glass | Existing | Space Heating | Natural Gas | Commissioning | A | Original Unit Summer Peak Savings (kW) | Achievable Technical Potential | 0 | 0 | 0 | 0 | 0 | 0 | 0 | 0 | 0 | 0 | 0 | 0 | 0 | 0 | 0 | 0 | 0 | 0 | 0 | 0 | 0 | 0 | 0 | 0 | 0 | 0 | 0 | 0 | 0 | 0 | 0
F3_Industrial_Stone, Clay, and Glass_Existing_Space Heating_Natural Gas_Commissioning_A_Achievable Technical Potential | F3 | Industrial | Stone, Clay, and Glass | Existing | Space Heating | Natural Gas | Commissioning | A | Original Unit Winter Peak Savings (kW) | Achievable Technical Potential | 0 | 0 | 0 | 0 | 0 | 0 | 0 | 0 | 0 | 0 | 0 | 0 | 0 | 0 | 0 | 0 | 0 | 0 | 0 | 0 | 0 | 0 | 0 | 0 | 0 | 0 | 0 | 0 | 0 | 0 | 0
F4_Industrial_Stone, Clay, and Glass_Existing_Space Heating_Natural Gas_Commissioning_A_Achievable Technical Potential | F4 | Industrial | Stone, Clay, and Glass | Existing | Space Heating | Natural Gas | Commissioning | A | Standalone Impact on Baseline Energy (%) | Achievable Technical Potential | 0% | 0% | 0% | 0% | 0% | 0% | 0% | 0% | 0% | 0% | 0% | 0% | 0% | 0% | 0% | 0% | 0% | 0% | 0% | 0% | 0% | 0% | 0% | 0% | 0 | 0 | 0 | 0 | 0 | 0 | 0
F5_Industrial_Stone, Clay, and Glass_Existing_Space Heating_Natural Gas_Commissioning_A_Achievable Technical Potential | F5 | Industrial | Stone, Clay, and Glass | Existing | Space Heating | Natural Gas | Commissioning | A | Standalone Impact on Baseline Summer Peak (%) | Achievable Technical Potential | 0% | 0% | 0% | 0% | 0% | 0% | 0% | 0% | 0% | 0% | 0% | 0% | 0% | 0% | 0% | 0% | 0% | 0% | 0% | 0% | 0% | 0% | 0% | 0% | 0 | 0 | 0 | 0 | 0 | 0 | 0
F6_Industrial_Stone, Clay, and Glass_Existing_Space Heating_Natural Gas_Commissioning_A_Achievable Technical Potential | F6 | Industrial | Stone, Clay, and Glass | Existing | Space Heating | Natural Gas | Commissioning | A | Standalone Impact on Baseline Winter Peak (%) | Achievable Technical Potential | 0% | 0% | 0% | 0% | 0% | 0% | 0% | 0% | 0% | 0% | 0% | 0% | 0% | 0% | 0% | 0% | 0% | 0% | 0% | 0% | 0% | 0% | 0% | 0% | 0 | 0 | 0 | 0 | 0 | 0 | 0
F7_Industrial_Stone, Clay, and Glass_Existing_Space Heating_Natural Gas_Commissioning_A_Achievable Technical Potential | F7 | Industrial | Stone, Clay, and Glass | Existing | Space Heating | Natural Gas | Commissioning | A | Incremental Energy Savings (MWh or mTherms) | Achievable Technical Potential | 0 | 0 | 0 | 0 | 0 | 0 | 0 | 0 | 0 | 0 | 0 | 0 | 0 | 0 | 0 | 0 | 0 | 0 | 0 | 0 | 0 | 0 | 0 | 0 | 0 | 0 | 0 | 0 | 0 | 0 | 0
F8_Industrial_Stone, Clay, and Glass_Existing_Space Heating_Natural Gas_Commissioning_A_Achievable Technical Potential | F8 | Industrial | Stone, Clay, and Glass | Existing | Space Heating | Natural Gas | Commissioning | A | Incremental Summer Peak Savings (MW) | Achievable Technical Potential | 0 | 0 | 0 | 0 | 0 | 0 | 0 | 0 | 0 | 0 | 0 | 0 | 0 | 0 | 0 | 0 | 0 | 0 | 0 | 0 | 0 | 0 | 0 | 0 | 0 | 0 | 0 | 0 | 0 | 0 | 0
F9_Industrial_Stone, Clay, and Glass_Existing_Space Heating_Natural Gas_Commissioning_A_Achievable Technical Potential | F9 | Industrial | Stone, Clay, and Glass | Existing | Space Heating | Natural Gas | Commissioning | A | Incremental Winter Peak Savings (MW) | Achievable Technical Potential | 0 | 0 | 0 | 0 | 0 | 0 | 0 | 0 | 0 | 0 | 0 | 0 | 0 | 0 | 0 | 0 | 0 | 0 | 0 | 0 | 0 | 0 | 0 | 0 | 0 | 0 | 0 | 0 | 0 | 0 | 0
F10_Industrial_Stone, Clay, and Glass_Existing_Space Heating_Natural Gas_Commissioning_A_Achievable Technical Potential | F10 | Industrial | Stone, Clay, and Glass | Existing | Space Heating | Natural Gas | Commissioning | A | Cumulative Energy Savings (MWh or mTherms) | Achievable Technical Potential | 0 | 0 | 0 | 0 | 0 | 0 | 0 | 0 | 0 | 0 | 0 | 0 | 0 | 0 | 0 | 0 | 0 | 0 | 0 | 0 | 0 | 0 | 0 | 0 | 0 | 0 | 0 | 0 | 0 | 0 | 0
F11_Industrial_Stone, Clay, and Glass_Existing_Space Heating_Natural Gas_Commissioning_A_Achievable Technical Potential | F11 | Industrial | Stone, Clay, and Glass | Existing | Space Heating | Natural Gas | Commissioning | A | Cumulative Summer Peak Savings (MW) | Achievable Technical Potential | 0 | 0 | 0 | 0 | 0 | 0 | 0 | 0 | 0 | 0 | 0 | 0 | 0 | 0 | 0 | 0 | 0 | 0 | 0 | 0 | 0 | 0 | 0 | 0 | 0 | 0 | 0 | 0 | 0 | 0 | 0
F12_Industrial_Stone, Clay, and Glass_Existing_Space Heating_Natural Gas_Commissioning_A_Achievable Technical Potential | F12 | Industrial | Stone, Clay, and Glass | Existing | Space Heating | Natural Gas | Commissioning | A | Cumulative Winter Peak Savings (MW) | Achievable Technical Potential | 0 | 0 | 0 | 0 | 0 | 0 | 0 | 0 | 0 | 0 | 0 | 0 | 0 | 0 | 0 | 0 | 0 | 0 | 0 | 0 | 0 | 0 | 0 | 0 | 0 | 0 | 0 | 0 | 0 | 0 | 0
F13_Industrial_Stone, Clay, and Glass_Existing_Space Heating_Natural Gas_Commissioning_A_Achievable Technical Potential | F13 | Industrial | Stone, Clay, and Glass | Existing | Space Heating | Natural Gas | Commissioning | A | Purchases (Incremental) | Achievable Technical Potential | 0 | 0 | 0 | 0 | 0 | 0 | 0 | 0 | 0 | 0 | 0 | 0 | 0 | 0 | 0 | 0 | 0 | 0 | 0 | 0 | 0 | 0 | 0 | 0 | 0 | 0 | 0 | 0 | 0 | 0 | 0
F14_Industrial_Stone, Clay, and Glass_Existing_Space Heating_Natural Gas_Commissioning_A_Achievable Technical Potential | F14 | Industrial | Stone, Clay, and Glass | Existing | Space Heating | Natural Gas | Commissioning | A | Purchases (Cumulative) | Achievable Technical Potential | 0 | 0 | 0 | 0 | 0 | 0 | 0 | 0 | 0 | 0 | 0 | 0 | 0 | 0 | 0 | 0 | 0 | 0 | 0 | 0 | 0 | 0 | 0 | 0 | 0 | 0 | 0 | 0 | 0 | 0 | 0
F1_Industrial_Stone, Clay, and Glass_Existing_Process_Natural Gas_Commissioning_A_Achievable Technical Potential | F1 | Industrial | Stone, Clay, and Glass | Existing | Process | Natural Gas | Commissioning | A | Original Unit Energy Savings (kWh or therms) | Achievable Technical Potential | 0 | 0 | 0 | 0 | 0 | 337.8652 | 337.8652 | 337.8652 | 337.8652 | 337.8652 | 337.8652 | 337.8652 | 337.8652 | 337.8652 | 337.8652 | 337.8652 | 337.8652 | 337.8652 | 337.8652 | 337.8652 | 337.8652 | 337.8652 | 337.8652 | 337.8652 | 337.8652 | 337.8652 | 337.8652 | 337.8652 | 0 | 0 | 0
F2_Industrial_Stone, Clay, and Glass_Existing_Process_Natural Gas_Commissioning_A_Achievable Technical Potential | F2 | Industrial | Stone, Clay, and Glass | Existing | Process | Natural Gas | Commissioning | A | Original Unit Summer Peak Savings (kW) | Achievable Technical Potential | 0 | 0 | 0 | 0 | 0 | 0 | 0 | 0 | 0 | 0 | 0 | 0 | 0 | 0 | 0 | 0 | 0 | 0 | 0 | 0 | 0 | 0 | 0 | 0 | 0 | 0 | 0 | 0 | 0 | 0 | 0
F3_Industrial_Stone, Clay, and Glass_Existing_Process_Natural Gas_Commissioning_A_Achievable Technical Potential | F3 | Industrial | Stone, Clay, and Glass | Existing | Process | Natural Gas | Commissioning | A | Original Unit Winter Peak Savings (kW) | Achievable Technical Potential | 0 | 0 | 0 | 0 | 0 | 0 | 0 | 0 | 0 | 0 | 0 | 0 | 0 | 0 | 0 | 0 | 0 | 0 | 0 | 0 | 0 | 0 | 0 | 0 | 0 | 0 | 0 | 0 | 0 | 0 | 0
F4_Industrial_Stone, Clay, and Glass_Existing_Process_Natural Gas_Commissioning_A_Achievable Technical Potential | F4 | Industrial | Stone, Clay, and Glass | Existing | Process | Natural Gas | Commissioning | A | Standalone Impact on Baseline Energy (%) | Achievable Technical Potential | 0% | 0% | 0% | 0% | 0% | 0% | 0% | 0% | 0% | 0% | 0% | 0% | 0% | 0% | 0% | 0% | 0% | 0% | 0% | 0% | 0% | 0% | 0% | 0% | 0 | 0 | 0 | 0 | 0 | 0 | 0
F5_Industrial_Stone, Clay, and Glass_Existing_Process_Natural Gas_Commissioning_A_Achievable Technical Potential | F5 | Industrial | Stone, Clay, and Glass | Existing | Process | Natural Gas | Commissioning | A | Standalone Impact on Baseline Summer Peak (%) | Achievable Technical Potential | 0% | 0% | 0% | 0% | 0% | 0% | 0% | 0% | 0% | 0% | 0% | 0% | 0% | 0% | 0% | 0% | 0% | 0% | 0% | 0% | 0% | 0% | 0% | 0% | 0 | 0 | 0 | 0 | 0 | 0 | 0
F6_Industrial_Stone, Clay, and Glass_Existing_Process_Natural Gas_Commissioning_A_Achievable Technical Potential | F6 | Industrial | Stone, Clay, and Glass | Existing | Process | Natural Gas | Commissioning | A | Standalone Impact on Baseline Winter Peak (%) | Achievable Technical Potential | 0% | 0% | 0% | 0% | 0% | 0% | 0% | 0% | 0% | 0% | 0% | 0% | 0% | 0% | 0% | 0% | 0% | 0% | 0% | 0% | 0% | 0% | 0% | 0% | 0 | 0 | 0 | 0 | 0 | 0 | 0
F7_Industrial_Stone, Clay, and Glass_Existing_Process_Natural Gas_Commissioning_A_Achievable Technical Potential | F7 | Industrial | Stone, Clay, and Glass | Existing | Process | Natural Gas | Commissioning | A | Incremental Energy Savings (MWh or mTherms) | Achievable Technical Potential | 0 | 0 | 0 | 0 | 0 | 0 | 0 | 0 | 0 | 0 | 0 | 0 | 0 | 0 | 0 | 0 | 0 | 0 | 0 | 0 | 0 | 0 | 0 | 0 | 0 | 0 | 0 | 0 | 0 | 0 | 0
F8_Industrial_Stone, Clay, and Glass_Existing_Process_Natural Gas_Commissioning_A_Achievable Technical Potential | F8 | Industrial | Stone, Clay, and Glass | Existing | Process | Natural Gas | Commissioning | A | Incremental Summer Peak Savings (MW) | Achievable Technical Potential | 0 | 0 | 0 | 0 | 0 | 0 | 0 | 0 | 0 | 0 | 0 | 0 | 0 | 0 | 0 | 0 | 0 | 0 | 0 | 0 | 0 | 0 | 0 | 0 | 0 | 0 | 0 | 0 | 0 | 0 | 0
F9_Industrial_Stone, Clay, and Glass_Existing_Process_Natural Gas_Commissioning_A_Achievable Technical Potential | F9 | Industrial | Stone, Clay, and Glass | Existing | Process | Natural Gas | Commissioning | A | Incremental Winter Peak Savings (MW) | Achievable Technical Potential | 0 | 0 | 0 | 0 | 0 | 0 | 0 | 0 | 0 | 0 | 0 | 0 | 0 | 0 | 0 | 0 | 0 | 0 | 0 | 0 | 0 | 0 | 0 | 0 | 0 | 0 | 0 | 0 | 0 | 0 | 0
F10_Industrial_Stone, Clay, and Glass_Existing_Process_Natural Gas_Commissioning_A_Achievable Technical Potential | F10 | Industrial | Stone, Clay, and Glass | Existing | Process | Natural Gas | Commissioning | A | Cumulative Energy Savings (MWh or mTherms) | Achievable Technical Potential | 0 | 0 | 0 | 0 | 0 | 0 | 0 | 0 | 0 | 0 | 0 | 0 | 0 | 0 | 0 | 0 | 0 | 0 | 0 | 0 | 0 | 0 | 0 | 0 | 0 | 0 | 0 | 0 | 0 | 0 | 0
F11_Industrial_Stone, Clay, and Glass_Existing_Process_Natural Gas_Commissioning_A_Achievable Technical Potential | F11 | Industrial | Stone, Clay, and Glass | Existing | Process | Natural Gas | Commissioning | A | Cumulative Summer Peak Savings (MW) | Achievable Technical Potential | 0 | 0 | 0 | 0 | 0 | 0 | 0 | 0 | 0 | 0 | 0 | 0 | 0 | 0 | 0 | 0 | 0 | 0 | 0 | 0 | 0 | 0 | 0 | 0 | 0 | 0 | 0 | 0 | 0 | 0 | 0
F12_Industrial_Stone, Clay, and Glass_Existing_Process_Natural Gas_Commissioning_A_Achievable Technical Potential | F12 | Industrial | Stone, Clay, and Glass | Existing | Process | Natural Gas | Commissioning | A | Cumulative Winter Peak Savings (MW) | Achievable Technical Potential | 0 | 0 | 0 | 0 | 0 | 0 | 0 | 0 | 0 | 0 | 0 | 0 | 0 | 0 | 0 | 0 | 0 | 0 | 0 | 0 | 0 | 0 | 0 | 0 | 0 | 0 | 0 | 0 | 0 | 0 | 0
F13_Industrial_Stone, Clay, and Glass_Existing_Process_Natural Gas_Commissioning_A_Achievable Technical Potential | F13 | Industrial | Stone, Clay, and Glass | Existing | Process | Natural Gas | Commissioning | A | Purchases (Incremental) | Achievable Technical Potential | 0 | 0 | 0 | 0 | 0 | 0 | 0 | 0 | 0 | 0 | 0 | 0 | 0 | 0 | 0 | 0 | 0 | 0 | 0 | 0 | 0 | 0 | 0 | 0 | 0 | 0 | 0 | 0 | 0 | 0 | 0
F14_Industrial_Stone, Clay, and Glass_Existing_Process_Natural Gas_Commissioning_A_Achievable Technical Potential | F14 | Industrial | Stone, Clay, and Glass | Existing | Process | Natural Gas | Commissioning | A | Purchases (Cumulative) | Achievable Technical Potential | 0 | 0 | 0 | 0 | 0 | 0 | 0 | 0 | 0 | 0 | 0 | 0 | 0 | 0 | 0 | 0 | 0 | 0 | 0 | 0 | 0 | 0 | 0 | 0 | 0 | 0 | 0 | 0 | 0 | 0 | 0
F1_Industrial_Stone, Clay, and Glass_Existing_Space Heating_Natural Gas_Retrocommissioning_A_Achievable Technical Potential | F1 | Industrial | Stone, Clay, and Glass | Existing | Space Heating | Natural Gas | Retrocommissioning | A | Original Unit Energy Savings (kWh or therms) | Achievable Technical Potential | 0 | 0 | 0 | 0 | 0 | 2.3726 | 2.361 | 2.3467 | 2.3315 | 2.3156 | 2.2995 | 2.283 | 2.2665 | 2.2501 | 2.2324 | 2.216 | 2.1999 | 2.1849 | 2.1709 | 2.1572 | 2.1444 | 2.1312 | 2.1193 | 2.1081 | 2.0974 | 2.0876 | 2.0784 | 2.0699 | 0 | 0 | 0
F2_Industrial_Stone, Clay, and Glass_Existing_Space Heating_Natural Gas_Retrocommissioning_A_Achievable Technical Potential | F2 | Industrial | Stone, Clay, and Glass | Existing | Space Heating | Natural Gas | Retrocommissioning | A | Original Unit Summer Peak Savings (kW) | Achievable Technical Potential | 0 | 0 | 0 | 0 | 0 | 0 | 0 | 0 | 0 | 0 | 0 | 0 | 0 | 0 | 0 | 0 | 0 | 0 | 0 | 0 | 0 | 0 | 0 | 0 | 0 | 0 | 0 | 0 | 0 | 0 | 0
F3_Industrial_Stone, Clay, and Glass_Existing_Space Heating_Natural Gas_Retrocommissioning_A_Achievable Technical Potential | F3 | Industrial | Stone, Clay, and Glass | Existing | Space Heating | Natural Gas | Retrocommissioning | A | Original Unit Winter Peak Savings (kW) | Achievable Technical Potential | 0 | 0 | 0 | 0 | 0 | 0 | 0 | 0 | 0 | 0 | 0 | 0 | 0 | 0 | 0 | 0 | 0 | 0 | 0 | 0 | 0 | 0 | 0 | 0 | 0 | 0 | 0 | 0 | 0 | 0 | 0
F4_Industrial_Stone, Clay, and Glass_Existing_Space Heating_Natural Gas_Retrocommissioning_A_Achievable Technical Potential | F4 | Industrial | Stone, Clay, and Glass | Existing | Space Heating | Natural Gas | Retrocommissioning | A | Standalone Impact on Baseline Energy (%) | Achievable Technical Potential | 0% | 0% | 0% | 0% | 0% | 0.0124% | 0.0248% | 0.03734% | 0.04972% | 0.06207% | 0.07527% | 0.08787% | 0.1004% | 0.1145% | 0.1264% | 0.14% | 0.1524% | 0.1656% | 0.1795% | 0.1917% | 0.2048% | 0.218% | 0.2312% | 0.2444% | 0.0025759 | 0.0025834 | 0.0025903 | 0.0025966 | 0 | 0 | 0
F5_Industrial_Stone, Clay, and Glass_Existing_Space Heating_Natural Gas_Retrocommissioning_A_Achievable Technical Potential | F5 | Industrial | Stone, Clay, and Glass | Existing | Space Heating | Natural Gas | Retrocommissioning | A | Standalone Impact on Baseline Summer Peak (%) | Achievable Technical Potential | 0% | 0% | 0% | 0% | 0% | 0% | 0% | 0% | 0% | 0% | 0% | 0% | 0% | 0% | 0% | 0% | 0% | 0% | 0% | 0% | 0% | 0% | 0% | 0% | 0 | 0 | 0 | 0 | 0 | 0 | 0
F6_Industrial_Stone, Clay, and Glass_Existing_Space Heating_Natural Gas_Retrocommissioning_A_Achievable Technical Potential | F6 | Industrial | Stone, Clay, and Glass | Existing | Space Heating | Natural Gas | Retrocommissioning | A | Standalone Impact on Baseline Winter Peak (%) | Achievable Technical Potential | 0% | 0% | 0% | 0% | 0% | 0% | 0% | 0% | 0% | 0% | 0% | 0% | 0% | 0% | 0% | 0% | 0% | 0% | 0% | 0% | 0% | 0% | 0% | 0% | 0 | 0 | 0 | 0 | 0 | 0 | 0
F7_Industrial_Stone, Clay, and Glass_Existing_Space Heating_Natural Gas_Retrocommissioning_A_Achievable Technical Potential | F7 | Industrial | Stone, Clay, and Glass | Existing | Space Heating | Natural Gas | Retrocommissioning | A | Incremental Energy Savings (MWh or mTherms) | Achievable Technical Potential | 0 | 0 | 0 | 0 | 0 | 0.0098693 | 0.0098157 | 0.0096985 | 0.009641 | 0.0095833 | 0.0093958 | 0.0093027 | 0.0092169 | 0.0090049 | 0.0089681 | 0.0088175 | 0.0087543 | 0.0086508 | 0.0085188 | 0.0084753 | 0.0083899 | 0.008306 | 0.0082296 | 0.0081582 | 0.0080913 | 0 | 0 | 0 | 0 | 0 | 0
F8_Industrial_Stone, Clay, and Glass_Existing_Space Heating_Natural Gas_Retrocommissioning_A_Achievable Technical Potential | F8 | Industrial | Stone, Clay, and Glass | Existing | Space Heating | Natural Gas | Retrocommissioning | A | Incremental Summer Peak Savings (MW) | Achievable Technical Potential | 0 | 0 | 0 | 0 | 0 | 0 | 0 | 0 | 0 | 0 | 0 | 0 | 0 | 0 | 0 | 0 | 0 | 0 | 0 | 0 | 0 | 0 | 0 | 0 | 0 | 0 | 0 | 0 | 0 | 0 | 0
F9_Industrial_Stone, Clay, and Glass_Existing_Space Heating_Natural Gas_Retrocommissioning_A_Achievable Technical Potential | F9 | Industrial | Stone, Clay, and Glass | Existing | Space Heating | Natural Gas | Retrocommissioning | A | Incremental Winter Peak Savings (MW) | Achievable Technical Potential | 0 | 0 | 0 | 0 | 0 | 0 | 0 | 0 | 0 | 0 | 0 | 0 | 0 | 0 | 0 | 0 | 0 | 0 | 0 | 0 | 0 | 0 | 0 | 0 | 0 | 0 | 0 | 0 | 0 | 0 | 0
F10_Industrial_Stone, Clay, and Glass_Existing_Space Heating_Natural Gas_Retrocommissioning_A_Achievable Technical Potential | F10 | Industrial | Stone, Clay, and Glass | Existing | Space Heating | Natural Gas | Retrocommissioning | A | Cumulative Energy Savings (MWh or mTherms) | Achievable Technical Potential | 0 | 0 | 0 | 0 | 0 | 0.0098693 | 0.019637 | 0.029216 | 0.038668 | 0.047988 | 0.05705 | 0.065942 | 0.074684 | 0.083148 | 0.091462 | 0.099609 | 0.10764 | 0.11555 | 0.12333 | 0.13103 | 0.13864 | 0.1461 | 0.15351 | 0.16086 | 0.16813 | 0.16734 | 0.16661 | 0.16593 | 0 | 0 | 0
F11_Industrial_Stone, Clay, and Glass_Existing_Space Heating_Natural Gas_Retrocommissioning_A_Achievable Technical Potential | F11 | Industrial | Stone, Clay, and Glass | Existing | Space Heating | Natural Gas | Retrocommissioning | A | Cumulative Summer Peak Savings (MW) | Achievable Technical Potential | 0 | 0 | 0 | 0 | 0 | 0 | 0 | 0 | 0 | 0 | 0 | 0 | 0 | 0 | 0 | 0 | 0 | 0 | 0 | 0 | 0 | 0 | 0 | 0 | 0 | 0 | 0 | 0 | 0 | 0 | 0
F12_Industrial_Stone, Clay, and Glass_Existing_Space Heating_Natural Gas_Retrocommissioning_A_Achievable Technical Potential | F12 | Industrial | Stone, Clay, and Glass | Existing | Space Heating | Natural Gas | Retrocommissioning | A | Cumulative Winter Peak Savings (MW) | Achievable Technical Potential | 0 | 0 | 0 | 0 | 0 | 0 | 0 | 0 | 0 | 0 | 0 | 0 | 0 | 0 | 0 | 0 | 0 | 0 | 0 | 0 | 0 | 0 | 0 | 0 | 0 | 0 | 0 | 0 | 0 | 0 | 0
F13_Industrial_Stone, Clay, and Glass_Existing_Space Heating_Natural Gas_Retrocommissioning_A_Achievable Technical Potential | F13 | Industrial | Stone, Clay, and Glass | Existing | Space Heating | Natural Gas | Retrocommissioning | A | Purchases (Incremental) | Achievable Technical Potential | 0 | 0 | 0 | 0 | 0 | 4.1597 | 4.1574 | 4.1329 | 4.1351 | 4.1386 | 4.086 | 4.0748 | 4.0666 | 4.002 | 4.0173 | 3.979 | 3.9795 | 3.9595 | 3.9241 | 3.9288 | 3.9125 | 3.8973 | 3.8831 | 3.8699 | 3.8577 | 0 | 0 | 0 | 0 | 0 | 0
F14_Industrial_Stone, Clay, and Glass_Existing_Space Heating_Natural Gas_Retrocommissioning_A_Achievable Technical Potential | F14 | Industrial | Stone, Clay, and Glass | Existing | Space Heating | Natural Gas | Retrocommissioning | A | Purchases (Cumulative) | Achievable Technical Potential | 0 | 0 | 0 | 0 | 0 | 4.1597 | 8.3171 | 12.4501 | 16.5852 | 20.7238 | 24.8098 | 28.8846 | 32.9512 | 36.9532 | 40.9705 | 44.9494 | 48.9289 | 52.8884 | 56.8125 | 60.7413 | 64.6538 | 68.5511 | 72.4343 | 76.3042 | 80.1619 | 80.1619 | 80.1619 | 80.1619 | 80.1619 | 80.1619 | 80.1619
F1_Industrial_Stone, Clay, and Glass_Existing_Process_Natural Gas_Retrocommissioning_A_Achievable Technical Potential | F1 | Industrial | Stone, Clay, and Glass | Existing | Process | Natural Gas | Retrocommissioning | A | Original Unit Energy Savings (kWh or therms) | Achievable Technical Potential | 0 | 0 | 0 | 0 | 0 | 0 | 0 | 0 | 0 | 0 | 0 | 0 | 0 | 0 | 0 | 0 | 0 | 0 | 0 | 0 | 0 | 0 | 0 | 0 | 0 | 0 | 0 | 0 | 0 | 0 | 0
F2_Industrial_Stone, Clay, and Glass_Existing_Process_Natural Gas_Retrocommissioning_A_Achievable Technical Potential | F2 | Industrial | Stone, Clay, and Glass | Existing | Process | Natural Gas | Retrocommissioning | A | Original Unit Summer Peak Savings (kW) | Achievable Technical Potential | 0 | 0 | 0 | 0 | 0 | 0 | 0 | 0 | 0 | 0 | 0 | 0 | 0 | 0 | 0 | 0 | 0 | 0 | 0 | 0 | 0 | 0 | 0 | 0 | 0 | 0 | 0 | 0 | 0 | 0 | 0
F3_Industrial_Stone, Clay, and Glass_Existing_Process_Natural Gas_Retrocommissioning_A_Achievable Technical Potential | F3 | Industrial | Stone, Clay, and Glass | Existing | Process | Natural Gas | Retrocommissioning | A | Original Unit Winter Peak Savings (kW) | Achievable Technical Potential | 0 | 0 | 0 | 0 | 0 | 0 | 0 | 0 | 0 | 0 | 0 | 0 | 0 | 0 | 0 | 0 | 0 | 0 | 0 | 0 | 0 | 0 | 0 | 0 | 0 | 0 | 0 | 0 | 0 | 0 | 0
F4_Industrial_Stone, Clay, and Glass_Existing_Process_Natural Gas_Retrocommissioning_A_Achievable Technical Potential | F4 | Industrial | Stone, Clay, and Glass | Existing | Process | Natural Gas | Retrocommissioning | A | Standalone Impact on Baseline Energy (%) | Achievable Technical Potential | 0% | 0% | 0% | 0% | 0% | 0% | 0% | 0% | 0% | 0% | 0% | 0% | 0% | 0% | 0% | 0% | 0% | 0% | 0% | 0% | 0% | 0% | 0% | 0% | 0 | 0 | 0 | 0 | 0 | 0 | 0
F5_Industrial_Stone, Clay, and Glass_Existing_Process_Natural Gas_Retrocommissioning_A_Achievable Technical Potential | F5 | Industrial | Stone, Clay, and Glass | Existing | Process | Natural Gas | Retrocommissioning | A | Standalone Impact on Baseline Summer Peak (%) | Achievable Technical Potential | 0% | 0% | 0% | 0% | 0% | 0% | 0% | 0% | 0% | 0% | 0% | 0% | 0% | 0% | 0% | 0% | 0% | 0% | 0% | 0% | 0% | 0% | 0% | 0% | 0 | 0 | 0 | 0 | 0 | 0 | 0
F6_Industrial_Stone, Clay, and Glass_Existing_Process_Natural Gas_Retrocommissioning_A_Achievable Technical Potential | F6 | Industrial | Stone, Clay, and Glass | Existing | Process | Natural Gas | Retrocommissioning | A | Standalone Impact on Baseline Winter Peak (%) | Achievable Technical Potential | 0% | 0% | 0% | 0% | 0% | 0% | 0% | 0% | 0% | 0% | 0% | 0% | 0% | 0% | 0% | 0% | 0% | 0% | 0% | 0% | 0% | 0% | 0% | 0% | 0 | 0 | 0 | 0 | 0 | 0 | 0
F7_Industrial_Stone, Clay, and Glass_Existing_Process_Natural Gas_Retrocommissioning_A_Achievable Technical Potential | F7 | Industrial | Stone, Clay, and Glass | Existing | Process | Natural Gas | Retrocommissioning | A | Incremental Energy Savings (MWh or mTherms) | Achievable Technical Potential | 0 | 0 | 0 | 0 | 0 | 0 | 0 | 0 | 0 | 0 | 0 | 0 | 0 | 0 | 0 | 0 | 0 | 0 | 0 | 0 | 0 | 0 | 0 | 0 | 0 | 0 | 0 | 0 | 0 | 0 | 0
F8_Industrial_Stone, Clay, and Glass_Existing_Process_Natural Gas_Retrocommissioning_A_Achievable Technical Potential | F8 | Industrial | Stone, Clay, and Glass | Existing | Process | Natural Gas | Retrocommissioning | A | Incremental Summer Peak Savings (MW) | Achievable Technical Potential | 0 | 0 | 0 | 0 | 0 | 0 | 0 | 0 | 0 | 0 | 0 | 0 | 0 | 0 | 0 | 0 | 0 | 0 | 0 | 0 | 0 | 0 | 0 | 0 | 0 | 0 | 0 | 0 | 0 | 0 | 0
F9_Industrial_Stone, Clay, and Glass_Existing_Process_Natural Gas_Retrocommissioning_A_Achievable Technical Potential | F9 | Industrial | Stone, Clay, and Glass | Existing | Process | Natural Gas | Retrocommissioning | A | Incremental Winter Peak Savings (MW) | Achievable Technical Potential | 0 | 0 | 0 | 0 | 0 | 0 | 0 | 0 | 0 | 0 | 0 | 0 | 0 | 0 | 0 | 0 | 0 | 0 | 0 | 0 | 0 | 0 | 0 | 0 | 0 | 0 | 0 | 0 | 0 | 0 | 0
F10_Industrial_Stone, Clay, and Glass_Existing_Process_Natural Gas_Retrocommissioning_A_Achievable Technical Potential | F10 | Industrial | Stone, Clay, and Glass | Existing | Process | Natural Gas | Retrocommissioning | A | Cumulative Energy Savings (MWh or mTherms) | Achievable Technical Potential | 0 | 0 | 0 | 0 | 0 | 0 | 0 | 0 | 0 | 0 | 0 | 0 | 0 | 0 | 0 | 0 | 0 | 0 | 0 | 0 | 0 | 0 | 0 | 0 | 0 | 0 | 0 | 0 | 0 | 0 | 0
F11_Industrial_Stone, Clay, and Glass_Existing_Process_Natural Gas_Retrocommissioning_A_Achievable Technical Potential | F11 | Industrial | Stone, Clay, and Glass | Existing | Process | Natural Gas | Retrocommissioning | A | Cumulative Summer Peak Savings (MW) | Achievable Technical Potential | 0 | 0 | 0 | 0 | 0 | 0 | 0 | 0 | 0 | 0 | 0 | 0 | 0 | 0 | 0 | 0 | 0 | 0 | 0 | 0 | 0 | 0 | 0 | 0 | 0 | 0 | 0 | 0 | 0 | 0 | 0
F12_Industrial_Stone, Clay, and Glass_Existing_Process_Natural Gas_Retrocommissioning_A_Achievable Technical Potential | F12 | Industrial | Stone, Clay, and Glass | Existing | Process | Natural Gas | Retrocommissioning | A | Cumulative Winter Peak Savings (MW) | Achievable Technical Potential | 0 | 0 | 0 | 0 | 0 | 0 | 0 | 0 | 0 | 0 | 0 | 0 | 0 | 0 | 0 | 0 | 0 | 0 | 0 | 0 | 0 | 0 | 0 | 0 | 0 | 0 | 0 | 0 | 0 | 0 | 0
F13_Industrial_Stone, Clay, and Glass_Existing_Process_Natural Gas_Retrocommissioning_A_Achievable Technical Potential | F13 | Industrial | Stone, Clay, and Glass | Existing | Process | Natural Gas | Retrocommissioning | A | Purchases (Incremental) | Achievable Technical Potential | 0 | 0 | 0 | 0 | 0 | 4.1597 | 4.1574 | 4.1329 | 4.1351 | 4.1386 | 4.086 | 4.0748 | 4.0666 | 4.002 | 4.0173 | 3.979 | 3.9795 | 3.9595 | 3.9241 | 3.9288 | 3.9125 | 3.8973 | 3.8831 | 3.8699 | 3.8577 | 0 | 0 | 0 | 0 | 0 | 0
F14_Industrial_Stone, Clay, and Glass_Existing_Process_Natural Gas_Retrocommissioning_A_Achievable Technical Potential | F14 | Industrial | Stone, Clay, and Glass | Existing | Process | Natural Gas | Retrocommissioning | A | Purchases (Cumulative) | Achievable Technical Potential | 0 | 0 | 0 | 0 | 0 | 4.1597 | 8.3171 | 12.4501 | 16.5852 | 20.7238 | 24.8098 | 28.8846 | 32.9512 | 36.9532 | 40.9705 | 44.9494 | 48.9289 | 52.8884 | 56.8125 | 60.7413 | 64.6538 | 68.5511 | 72.4343 | 76.3042 | 80.1619 | 80.1619 | 80.1619 | 80.1619 | 80.1619 | 80.1619 | 80.1619
F1_Industrial_Stone, Clay, and Glass_New_Space Heating_Natural Gas_Insulation - Roof/Ceiling_A_Achievable Technical Potential | F1 | Industrial | Stone, Clay, and Glass | New | Space Heating | Natural Gas | Insulation - Roof/Ceiling | A | Original Unit Energy Savings (kWh or therms) | Achievable Technical Potential | 0 | 0 | 0 | 0 | 0 | 0.093892 | 0.092679 | 0.091794 | 0.091122 | 0.090592 | 0.090164 | 0.089662 | 0.089136 | 0.088616 | 0.088114 | 0.08772 | 0.087409 | 0.087162 | 0.08677 | 0.086483 | 0.086275 | 0.086113 | 0.086113 | 0.086113 | 0.086113 | 0.086113 | 0.086113 | 0.086113 | 0 | 0 | 0
F2_Industrial_Stone, Clay, and Glass_New_Space Heating_Natural Gas_Insulation - Roof/Ceiling_A_Achievable Technical Potential | F2 | Industrial | Stone, Clay, and Glass | New | Space Heating | Natural Gas | Insulation - Roof/Ceiling | A | Original Unit Summer Peak Savings (kW) | Achievable Technical Potential | 0 | 0 | 0 | 0 | 0 | 0 | 0 | 0 | 0 | 0 | 0 | 0 | 0 | 0 | 0 | 0 | 0 | 0 | 0 | 0 | 0 | 0 | 0 | 0 | 0 | 0 | 0 | 0 | 0 | 0 | 0
F3_Industrial_Stone, Clay, and Glass_New_Space Heating_Natural Gas_Insulation - Roof/Ceiling_A_Achievable Technical Potential | F3 | Industrial | Stone, Clay, and Glass | New | Space Heating | Natural Gas | Insulation - Roof/Ceiling | A | Original Unit Winter Peak Savings (kW) | Achievable Technical Potential | 0 | 0 | 0 | 0 | 0 | 0 | 0 | 0 | 0 | 0 | 0 | 0 | 0 | 0 | 0 | 0 | 0 | 0 | 0 | 0 | 0 | 0 | 0 | 0 | 0 | 0 | 0 | 0 | 0 | 0 | 0
F4_Industrial_Stone, Clay, and Glass_New_Space Heating_Natural Gas_Insulation - Roof/Ceiling_A_Achievable Technical Potential | F4 | Industrial | Stone, Clay, and Glass | New | Space Heating | Natural Gas | Insulation - Roof/Ceiling | A | Standalone Impact on Baseline Energy (%) | Achievable Technical Potential | 0% | 0% | 0% | 0% | 0% | 0% | 0% | 0% | 0% | 0% | 0% | 0% | 0% | 0% | 0% | 0% | 0% | 0% | 0% | 0% | 0% | 0% | 0% | 0% | 0 | 0 | 0 | 0 | 0 | 0 | 0
F5_Industrial_Stone, Clay, and Glass_New_Space Heating_Natural Gas_Insulation - Roof/Ceiling_A_Achievable Technical Potential | F5 | Industrial | Stone, Clay, and Glass | New | Space Heating | Natural Gas | Insulation - Roof/Ceiling | A | Standalone Impact on Baseline Summer Peak (%) | Achievable Technical Potential | 0% | 0% | 0% | 0% | 0% | 0% | 0% | 0% | 0% | 0% | 0% | 0% | 0% | 0% | 0% | 0% | 0% | 0% | 0% | 0% | 0% | 0% | 0% | 0% | 0 | 0 | 0 | 0 | 0 | 0 | 0
F6_Industrial_Stone, Clay, and Glass_New_Space Heating_Natural Gas_Insulation - Roof/Ceiling_A_Achievable Technical Potential | F6 | Industrial | Stone, Clay, and Glass | New | Space Heating | Natural Gas | Insulation - Roof/Ceiling | A | Standalone Impact on Baseline Winter Peak (%) | Achievable Technical Potential | 0% | 0% | 0% | 0% | 0% | 0% | 0% | 0% | 0% | 0% | 0% | 0% | 0% | 0% | 0% | 0% | 0% | 0% | 0% | 0% | 0% | 0% | 0% | 0% | 0 | 0 | 0 | 0 | 0 | 0 | 0
F7_Industrial_Stone, Clay, and Glass_New_Space Heating_Natural Gas_Insulation - Roof/Ceiling_A_Achievable Technical Potential | F7 | Industrial | Stone, Clay, and Glass | New | Space Heating | Natural Gas | Insulation - Roof/Ceiling | A | Incremental Energy Savings (MWh or mTherms) | Achievable Technical Potential | 0 | 0 | 0 | 0 | 0 | 0 | 0 | 0 | 0 | 0 | 0 | 0 | 0 | 0 | 0 | 0 | 0 | 0 | 0 | 0 | 0 | 0 | 0 | 0 | 0 | 0 | 0 | 0 | 0 | 0 | 0
F8_Industrial_Stone, Clay, and Glass_New_Space Heating_Natural Gas_Insulation - Roof/Ceiling_A_Achievable Technical Potential | F8 | Industrial | Stone, Clay, and Glass | New | Space Heating | Natural Gas | Insulation - Roof/Ceiling | A | Incremental Summer Peak Savings (MW) | Achievable Technical Potential | 0 | 0 | 0 | 0 | 0 | 0 | 0 | 0 | 0 | 0 | 0 | 0 | 0 | 0 | 0 | 0 | 0 | 0 | 0 | 0 | 0 | 0 | 0 | 0 | 0 | 0 | 0 | 0 | 0 | 0 | 0
F9_Industrial_Stone, Clay, and Glass_New_Space Heating_Natural Gas_Insulation - Roof/Ceiling_A_Achievable Technical Potential | F9 | Industrial | Stone, Clay, and Glass | New | Space Heating | Natural Gas | Insulation - Roof/Ceiling | A | Incremental Winter Peak Savings (MW) | Achievable Technical Potential | 0 | 0 | 0 | 0 | 0 | 0 | 0 | 0 | 0 | 0 | 0 | 0 | 0 | 0 | 0 | 0 | 0 | 0 | 0 | 0 | 0 | 0 | 0 | 0 | 0 | 0 | 0 | 0 | 0 | 0 | 0
F10_Industrial_Stone, Clay, and Glass_New_Space Heating_Natural Gas_Insulation - Roof/Ceiling_A_Achievable Technical Potential | F10 | Industrial | Stone, Clay, and Glass | New | Space Heating | Natural Gas | Insulation - Roof/Ceiling | A | Cumulative Energy Savings (MWh or mTherms) | Achievable Technical Potential | 0 | 0 | 0 | 0 | 0 | 0 | 0 | 0 | 0 | 0 | 0 | 0 | 0 | 0 | 0 | 0 | 0 | 0 | 0 | 0 | 0 | 0 | 0 | 0 | 0 | 0 | 0 | 0 | 0 | 0 | 0
F11_Industrial_Stone, Clay, and Glass_New_Space Heating_Natural Gas_Insulation - Roof/Ceiling_A_Achievable Technical Potential | F11 | Industrial | Stone, Clay, and Glass | New | Space Heating | Natural Gas | Insulation - Roof/Ceiling | A | Cumulative Summer Peak Savings (MW) | Achievable Technical Potential | 0 | 0 | 0 | 0 | 0 | 0 | 0 | 0 | 0 | 0 | 0 | 0 | 0 | 0 | 0 | 0 | 0 | 0 | 0 | 0 | 0 | 0 | 0 | 0 | 0 | 0 | 0 | 0 | 0 | 0 | 0
F12_Industrial_Stone, Clay, and Glass_New_Space Heating_Natural Gas_Insulation - Roof/Ceiling_A_Achievable Technical Potential | F12 | Industrial | Stone, Clay, and Glass | New | Space Heating | Natural Gas | Insulation - Roof/Ceiling | A | Cumulative Winter Peak Savings (MW) | Achievable Technical Potential | 0 | 0 | 0 | 0 | 0 | 0 | 0 | 0 | 0 | 0 | 0 | 0 | 0 | 0 | 0 | 0 | 0 | 0 | 0 | 0 | 0 | 0 | 0 | 0 | 0 | 0 | 0 | 0 | 0 | 0 | 0
F13_Industrial_Stone, Clay, and Glass_New_Space Heating_Natural Gas_Insulation - Roof/Ceiling_A_Achievable Technical Potential | F13 | Industrial | Stone, Clay, and Glass | New | Space Heating | Natural Gas | Insulation - Roof/Ceiling | A | Purchases (Incremental) | Achievable Technical Potential | 0 | 0 | 0 | 0 | 0 | 0 | 0 | 0 | 0 | 0 | 0 | 0 | 0 | 0 | 0 | 0 | 0 | 0 | 0 | 0 | 0 | 0 | 0 | 0 | 0 | 0 | 0 | 0 | 0 | 0 | 0
F14_Industrial_Stone, Clay, and Glass_New_Space Heating_Natural Gas_Insulation - Roof/Ceiling_A_Achievable Technical Potential | F14 | Industrial | Stone, Clay, and Glass | New | Space Heating | Natural Gas | Insulation - Roof/Ceiling | A | Purchases (Cumulative) | Achievable Technical Potential | 0 | 0 | 0 | 0 | 0 | 0 | 0 | 0 | 0 | 0 | 0 | 0 | 0 | 0 | 0 | 0 | 0 | 0 | 0 | 0 | 0 | 0 | 0 | 0 | 0 | 0 | 0 | 0 | 0 | 0 | 0
F1_Industrial_Stone, Clay, and Glass_New_Space Heating_Natural Gas_Insulation - Wall Cavity_A_Achievable Technical Potential | F1 | Industrial | Stone, Clay, and Glass | New | Space Heating | Natural Gas | Insulation - Wall Cavity | A | Original Unit Energy Savings (kWh or therms) | Achievable Technical Potential | 0 | 0 | 0 | 0 | 0 | 0.016909 | 0.016691 | 0.016531 | 0.01641 | 0.016315 | 0.016238 | 0.016147 | 0.016053 | 0.015959 | 0.015869 | 0.015798 | 0.015742 | 0.015697 | 0.015627 | 0.015575 | 0.015537 | 0.015508 | 0.015508 | 0.015508 | 0.015508 | 0.015508 | 0.015508 | 0.015508 | 0 | 0 | 0
F2_Industrial_Stone, Clay, and Glass_New_Space Heating_Natural Gas_Insulation - Wall Cavity_A_Achievable Technical Potential | F2 | Industrial | Stone, Clay, and Glass | New | Space Heating | Natural Gas | Insulation - Wall Cavity | A | Original Unit Summer Peak Savings (kW) | Achievable Technical Potential | 0 | 0 | 0 | 0 | 0 | 0 | 0 | 0 | 0 | 0 | 0 | 0 | 0 | 0 | 0 | 0 | 0 | 0 | 0 | 0 | 0 | 0 | 0 | 0 | 0 | 0 | 0 | 0 | 0 | 0 | 0
F3_Industrial_Stone, Clay, and Glass_New_Space Heating_Natural Gas_Insulation - Wall Cavity_A_Achievable Technical Potential | F3 | Industrial | Stone, Clay, and Glass | New | Space Heating | Natural Gas | Insulation - Wall Cavity | A | Original Unit Winter Peak Savings (kW) | Achievable Technical Potential | 0 | 0 | 0 | 0 | 0 | 0 | 0 | 0 | 0 | 0 | 0 | 0 | 0 | 0 | 0 | 0 | 0 | 0 | 0 | 0 | 0 | 0 | 0 | 0 | 0 | 0 | 0 | 0 | 0 | 0 | 0
F4_Industrial_Stone, Clay, and Glass_New_Space Heating_Natural Gas_Insulation - Wall Cavity_A_Achievable Technical Potential | F4 | Industrial | Stone, Clay, and Glass | New | Space Heating | Natural Gas | Insulation - Wall Cavity | A | Standalone Impact on Baseline Energy (%) | Achievable Technical Potential | 0% | 0% | 0% | 0% | 0% | 0% | 0% | 0% | 0% | 0% | 0% | 0% | 0% | 0% | 0% | 0% | 0% | 0% | 0% | 0% | 0% | 0% | 0% | 0% | 0 | 0 | 0 | 0 | 0 | 0 | 0
F5_Industrial_Stone, Clay, and Glass_New_Space Heating_Natural Gas_Insulation - Wall Cavity_A_Achievable Technical Potential | F5 | Industrial | Stone, Clay, and Glass | New | Space Heating | Natural Gas | Insulation - Wall Cavity | A | Standalone Impact on Baseline Summer Peak (%) | Achievable Technical Potential | 0% | 0% | 0% | 0% | 0% | 0% | 0% | 0% | 0% | 0% | 0% | 0% | 0% | 0% | 0% | 0% | 0% | 0% | 0% | 0% | 0% | 0% | 0% | 0% | 0 | 0 | 0 | 0 | 0 | 0 | 0
F6_Industrial_Stone, Clay, and Glass_New_Space Heating_Natural Gas_Insulation - Wall Cavity_A_Achievable Technical Potential | F6 | Industrial | Stone, Clay, and Glass | New | Space Heating | Natural Gas | Insulation - Wall Cavity | A | Standalone Impact on Baseline Winter Peak (%) | Achievable Technical Potential | 0% | 0% | 0% | 0% | 0% | 0% | 0% | 0% | 0% | 0% | 0% | 0% | 0% | 0% | 0% | 0% | 0% | 0% | 0% | 0% | 0% | 0% | 0% | 0% | 0 | 0 | 0 | 0 | 0 | 0 | 0
F7_Industrial_Stone, Clay, and Glass_New_Space Heating_Natural Gas_Insulation - Wall Cavity_A_Achievable Technical Potential | F7 | Industrial | Stone, Clay, and Glass | New | Space Heating | Natural Gas | Insulation - Wall Cavity | A | Incremental Energy Savings (MWh or mTherms) | Achievable Technical Potential | 0 | 0 | 0 | 0 | 0 | 0 | 0 | 0 | 0 | 0 | 0 | 0 | 0 | 0 | 0 | 0 | 0 | 0 | 0 | 0 | 0 | 0 | 0 | 0 | 0 | 0 | 0 | 0 | 0 | 0 | 0
F8_Industrial_Stone, Clay, and Glass_New_Space Heating_Natural Gas_Insulation - Wall Cavity_A_Achievable Technical Potential | F8 | Industrial | Stone, Clay, and Glass | New | Space Heating | Natural Gas | Insulation - Wall Cavity | A | Incremental Summer Peak Savings (MW) | Achievable Technical Potential | 0 | 0 | 0 | 0 | 0 | 0 | 0 | 0 | 0 | 0 | 0 | 0 | 0 | 0 | 0 | 0 | 0 | 0 | 0 | 0 | 0 | 0 | 0 | 0 | 0 | 0 | 0 | 0 | 0 | 0 | 0
F9_Industrial_Stone, Clay, and Glass_New_Space Heating_Natural Gas_Insulation - Wall Cavity_A_Achievable Technical Potential | F9 | Industrial | Stone, Clay, and Glass | New | Space Heating | Natural Gas | Insulation - Wall Cavity | A | Incremental Winter Peak Savings (MW) | Achievable Technical Potential | 0 | 0 | 0 | 0 | 0 | 0 | 0 | 0 | 0 | 0 | 0 | 0 | 0 | 0 | 0 | 0 | 0 | 0 | 0 | 0 | 0 | 0 | 0 | 0 | 0 | 0 | 0 | 0 | 0 | 0 | 0
F10_Industrial_Stone, Clay, and Glass_New_Space Heating_Natural Gas_Insulation - Wall Cavity_A_Achievable Technical Potential | F10 | Industrial | Stone, Clay, and Glass | New | Space Heating | Natural Gas | Insulation - Wall Cavity | A | Cumulative Energy Savings (MWh or mTherms) | Achievable Technical Potential | 0 | 0 | 0 | 0 | 0 | 0 | 0 | 0 | 0 | 0 | 0 | 0 | 0 | 0 | 0 | 0 | 0 | 0 | 0 | 0 | 0 | 0 | 0 | 0 | 0 | 0 | 0 | 0 | 0 | 0 | 0
F11_Industrial_Stone, Clay, and Glass_New_Space Heating_Natural Gas_Insulation - Wall Cavity_A_Achievable Technical Potential | F11 | Industrial | Stone, Clay, and Glass | New | Space Heating | Natural Gas | Insulation - Wall Cavity | A | Cumulative Summer Peak Savings (MW) | Achievable Technical Potential | 0 | 0 | 0 | 0 | 0 | 0 | 0 | 0 | 0 | 0 | 0 | 0 | 0 | 0 | 0 | 0 | 0 | 0 | 0 | 0 | 0 | 0 | 0 | 0 | 0 | 0 | 0 | 0 | 0 | 0 | 0
F12_Industrial_Stone, Clay, and Glass_New_Space Heating_Natural Gas_Insulation - Wall Cavity_A_Achievable Technical Potential | F12 | Industrial | Stone, Clay, and Glass | New | Space Heating | Natural Gas | Insulation - Wall Cavity | A | Cumulative Winter Peak Savings (MW) | Achievable Technical Potential | 0 | 0 | 0 | 0 | 0 | 0 | 0 | 0 | 0 | 0 | 0 | 0 | 0 | 0 | 0 | 0 | 0 | 0 | 0 | 0 | 0 | 0 | 0 | 0 | 0 | 0 | 0 | 0 | 0 | 0 | 0
F13_Industrial_Stone, Clay, and Glass_New_Space Heating_Natural Gas_Insulation - Wall Cavity_A_Achievable Technical Potential | F13 | Industrial | Stone, Clay, and Glass | New | Space Heating | Natural Gas | Insulation - Wall Cavity | A | Purchases (Incremental) | Achievable Technical Potential | 0 | 0 | 0 | 0 | 0 | 0 | 0 | 0 | 0 | 0 | 0 | 0 | 0 | 0 | 0 | 0 | 0 | 0 | 0 | 0 | 0 | 0 | 0 | 0 | 0 | 0 | 0 | 0 | 0 | 0 | 0
F14_Industrial_Stone, Clay, and Glass_New_Space Heating_Natural Gas_Insulation - Wall Cavity_A_Achievable Technical Potential | F14 | Industrial | Stone, Clay, and Glass | New | Space Heating | Natural Gas | Insulation - Wall Cavity | A | Purchases (Cumulative) | Achievable Technical Potential | 0 | 0 | 0 | 0 | 0 | 0 | 0 | 0 | 0 | 0 | 0 | 0 | 0 | 0 | 0 | 0 | 0 | 0 | 0 | 0 | 0 | 0 | 0 | 0 | 0 | 0 | 0 | 0 | 0 | 0 | 0
F1_Industrial_Stone, Clay, and Glass_New_Space Heating_Natural Gas_Insulation - Ducting_A_Achievable Technical Potential | F1 | Industrial | Stone, Clay, and Glass | New | Space Heating | Natural Gas | Insulation - Ducting | A | Original Unit Energy Savings (kWh or therms) | Achievable Technical Potential | 0 | 0 | 0 | 0 | 0 | 0 | 0 | 0 | 0 | 0 | 0 | 0 | 0 | 0 | 0 | 0 | 0 | 0 | 0 | 0 | 0 | 0 | 0 | 0 | 0 | 0 | 0 | 0 | 0 | 0 | 0
F2_Industrial_Stone, Clay, and Glass_New_Space Heating_Natural Gas_Insulation - Ducting_A_Achievable Technical Potential | F2 | Industrial | Stone, Clay, and Glass | New | Space Heating | Natural Gas | Insulation - Ducting | A | Original Unit Summer Peak Savings (kW) | Achievable Technical Potential | 0 | 0 | 0 | 0 | 0 | 0 | 0 | 0 | 0 | 0 | 0 | 0 | 0 | 0 | 0 | 0 | 0 | 0 | 0 | 0 | 0 | 0 | 0 | 0 | 0 | 0 | 0 | 0 | 0 | 0 | 0
F3_Industrial_Stone, Clay, and Glass_New_Space Heating_Natural Gas_Insulation - Ducting_A_Achievable Technical Potential | F3 | Industrial | Stone, Clay, and Glass | New | Space Heating | Natural Gas | Insulation - Ducting | A | Original Unit Winter Peak Savings (kW) | Achievable Technical Potential | 0 | 0 | 0 | 0 | 0 | 0 | 0 | 0 | 0 | 0 | 0 | 0 | 0 | 0 | 0 | 0 | 0 | 0 | 0 | 0 | 0 | 0 | 0 | 0 | 0 | 0 | 0 | 0 | 0 | 0 | 0
F4_Industrial_Stone, Clay, and Glass_New_Space Heating_Natural Gas_Insulation - Ducting_A_Achievable Technical Potential | F4 | Industrial | Stone, Clay, and Glass | New | Space Heating | Natural Gas | Insulation - Ducting | A | Standalone Impact on Baseline Energy (%) | Achievable Technical Potential | 0% | 0% | 0% | 0% | 0% | 0% | 0% | 0% | 0% | 0% | 0% | 0% | 0% | 0% | 0% | 0% | 0% | 0% | 0% | 0% | 0% | 0% | 0% | 0% | 0 | 0 | 0 | 0 | 0 | 0 | 0
F5_Industrial_Stone, Clay, and Glass_New_Space Heating_Natural Gas_Insulation - Ducting_A_Achievable Technical Potential | F5 | Industrial | Stone, Clay, and Glass | New | Space Heating | Natural Gas | Insulation - Ducting | A | Standalone Impact on Baseline Summer Peak (%) | Achievable Technical Potential | 0% | 0% | 0% | 0% | 0% | 0% | 0% | 0% | 0% | 0% | 0% | 0% | 0% | 0% | 0% | 0% | 0% | 0% | 0% | 0% | 0% | 0% | 0% | 0% | 0 | 0 | 0 | 0 | 0 | 0 | 0
F6_Industrial_Stone, Clay, and Glass_New_Space Heating_Natural Gas_Insulation - Ducting_A_Achievable Technical Potential | F6 | Industrial | Stone, Clay, and Glass | New | Space Heating | Natural Gas | Insulation - Ducting | A | Standalone Impact on Baseline Winter Peak (%) | Achievable Technical Potential | 0% | 0% | 0% | 0% | 0% | 0% | 0% | 0% | 0% | 0% | 0% | 0% | 0% | 0% | 0% | 0% | 0% | 0% | 0% | 0% | 0% | 0% | 0% | 0% | 0 | 0 | 0 | 0 | 0 | 0 | 0
F7_Industrial_Stone, Clay, and Glass_New_Space Heating_Natural Gas_Insulation - Ducting_A_Achievable Technical Potential | F7 | Industrial | Stone, Clay, and Glass | New | Space Heating | Natural Gas | Insulation - Ducting | A | Incremental Energy Savings (MWh or mTherms) | Achievable Technical Potential | 0 | 0 | 0 | 0 | 0 | 0 | 0 | 0 | 0 | 0 | 0 | 0 | 0 | 0 | 0 | 0 | 0 | 0 | 0 | 0 | 0 | 0 | 0 | 0 | 0 | 0 | 0 | 0 | 0 | 0 | 0
F8_Industrial_Stone, Clay, and Glass_New_Space Heating_Natural Gas_Insulation - Ducting_A_Achievable Technical Potential | F8 | Industrial | Stone, Clay, and Glass | New | Space Heating | Natural Gas | Insulation - Ducting | A | Incremental Summer Peak Savings (MW) | Achievable Technical Potential | 0 | 0 | 0 | 0 | 0 | 0 | 0 | 0 | 0 | 0 | 0 | 0 | 0 | 0 | 0 | 0 | 0 | 0 | 0 | 0 | 0 | 0 | 0 | 0 | 0 | 0 | 0 | 0 | 0 | 0 | 0
F9_Industrial_Stone, Clay, and Glass_New_Space Heating_Natural Gas_Insulation - Ducting_A_Achievable Technical Potential | F9 | Industrial | Stone, Clay, and Glass | New | Space Heating | Natural Gas | Insulation - Ducting | A | Incremental Winter Peak Savings (MW) | Achievable Technical Potential | 0 | 0 | 0 | 0 | 0 | 0 | 0 | 0 | 0 | 0 | 0 | 0 | 0 | 0 | 0 | 0 | 0 | 0 | 0 | 0 | 0 | 0 | 0 | 0 | 0 | 0 | 0 | 0 | 0 | 0 | 0
F10_Industrial_Stone, Clay, and Glass_New_Space Heating_Natural Gas_Insulation - Ducting_A_Achievable Technical Potential | F10 | Industrial | Stone, Clay, and Glass | New | Space Heating | Natural Gas | Insulation - Ducting | A | Cumulative Energy Savings (MWh or mTherms) | Achievable Technical Potential | 0 | 0 | 0 | 0 | 0 | 0 | 0 | 0 | 0 | 0 | 0 | 0 | 0 | 0 | 0 | 0 | 0 | 0 | 0 | 0 | 0 | 0 | 0 | 0 | 0 | 0 | 0 | 0 | 0 | 0 | 0
F11_Industrial_Stone, Clay, and Glass_New_Space Heating_Natural Gas_Insulation - Ducting_A_Achievable Technical Potential | F11 | Industrial | Stone, Clay, and Glass | New | Space Heating | Natural Gas | Insulation - Ducting | A | Cumulative Summer Peak Savings (MW) | Achievable Technical Potential | 0 | 0 | 0 | 0 | 0 | 0 | 0 | 0 | 0 | 0 | 0 | 0 | 0 | 0 | 0 | 0 | 0 | 0 | 0 | 0 | 0 | 0 | 0 | 0 | 0 | 0 | 0 | 0 | 0 | 0 | 0
F12_Industrial_Stone, Clay, and Glass_New_Space Heating_Natural Gas_Insulation - Ducting_A_Achievable Technical Potential | F12 | Industrial | Stone, Clay, and Glass | New | Space Heating | Natural Gas | Insulation - Ducting | A | Cumulative Winter Peak Savings (MW) | Achievable Technical Potential | 0 | 0 | 0 | 0 | 0 | 0 | 0 | 0 | 0 | 0 | 0 | 0 | 0 | 0 | 0 | 0 | 0 | 0 | 0 | 0 | 0 | 0 | 0 | 0 | 0 | 0 | 0 | 0 | 0 | 0 | 0
F13_Industrial_Stone, Clay, and Glass_New_Space Heating_Natural Gas_Insulation - Ducting_A_Achievable Technical Potential | F13 | Industrial | Stone, Clay, and Glass | New | Space Heating | Natural Gas | Insulation - Ducting | A | Purchases (Incremental) | Achievable Technical Potential | 0 | 0 | 0 | 0 | 0 | 0 | 0 | 0 | 0 | 0 | 0 | 0 | 0 | 0 | 0 | 0 | 0 | 0 | 0 | 0 | 0 | 0 | 0 | 0 | 0 | 0 | 0 | 0 | 0 | 0 | 0
F14_Industrial_Stone, Clay, and Glass_New_Space Heating_Natural Gas_Insulation - Ducting_A_Achievable Technical Potential | F14 | Industrial | Stone, Clay, and Glass | New | Space Heating | Natural Gas | Insulation - Ducting | A | Purchases (Cumulative) | Achievable Technical Potential | 0 | 0 | 0 | 0 | 0 | 0 | 0 | 0 | 0 | 0 | 0 | 0 | 0 | 0 | 0 | 0 | 0 | 0 | 0 | 0 | 0 | 0 | 0 | 0 | 0 | 0 | 0 | 0 | 0 | 0 | 0
F1_Industrial_Stone, Clay, and Glass_New_Space Heating_Natural Gas_HVAC - Duct Repair and Sealing_A_Achievable Technical Potential | F1 | Industrial | Stone, Clay, and Glass | New | Space Heating | Natural Gas | HVAC - Duct Repair and Sealing | A | Original Unit Energy Savings (kWh or therms) | Achievable Technical Potential | 0 | 0 | 0 | 0 | 0 | 0 | 0 | 0 | 0 | 0 | 0 | 0 | 0 | 0 | 0 | 0 | 0 | 0 | 0 | 0 | 0 | 0 | 0 | 0 | 0 | 0 | 0 | 0 | 0 | 0 | 0
F2_Industrial_Stone, Clay, and Glass_New_Space Heating_Natural Gas_HVAC - Duct Repair and Sealing_A_Achievable Technical Potential | F2 | Industrial | Stone, Clay, and Glass | New | Space Heating | Natural Gas | HVAC - Duct Repair and Sealing | A | Original Unit Summer Peak Savings (kW) | Achievable Technical Potential | 0 | 0 | 0 | 0 | 0 | 0 | 0 | 0 | 0 | 0 | 0 | 0 | 0 | 0 | 0 | 0 | 0 | 0 | 0 | 0 | 0 | 0 | 0 | 0 | 0 | 0 | 0 | 0 | 0 | 0 | 0
F3_Industrial_Stone, Clay, and Glass_New_Space Heating_Natural Gas_HVAC - Duct Repair and Sealing_A_Achievable Technical Potential | F3 | Industrial | Stone, Clay, and Glass | New | Space Heating | Natural Gas | HVAC - Duct Repair and Sealing | A | Original Unit Winter Peak Savings (kW) | Achievable Technical Potential | 0 | 0 | 0 | 0 | 0 | 0 | 0 | 0 | 0 | 0 | 0 | 0 | 0 | 0 | 0 | 0 | 0 | 0 | 0 | 0 | 0 | 0 | 0 | 0 | 0 | 0 | 0 | 0 | 0 | 0 | 0
F4_Industrial_Stone, Clay, and Glass_New_Space Heating_Natural Gas_HVAC - Duct Repair and Sealing_A_Achievable Technical Potential | F4 | Industrial | Stone, Clay, and Glass | New | Space Heating | Natural Gas | HVAC - Duct Repair and Sealing | A | Standalone Impact on Baseline Energy (%) | Achievable Technical Potential | 0% | 0% | 0% | 0% | 0% | 0% | 0% | 0% | 0% | 0% | 0% | 0% | 0% | 0% | 0% | 0% | 0% | 0% | 0% | 0% | 0% | 0% | 0% | 0% | 0 | 0 | 0 | 0 | 0 | 0 | 0
F5_Industrial_Stone, Clay, and Glass_New_Space Heating_Natural Gas_HVAC - Duct Repair and Sealing_A_Achievable Technical Potential | F5 | Industrial | Stone, Clay, and Glass | New | Space Heating | Natural Gas | HVAC - Duct Repair and Sealing | A | Standalone Impact on Baseline Summer Peak (%) | Achievable Technical Potential | 0% | 0% | 0% | 0% | 0% | 0% | 0% | 0% | 0% | 0% | 0% | 0% | 0% | 0% | 0% | 0% | 0% | 0% | 0% | 0% | 0% | 0% | 0% | 0% | 0 | 0 | 0 | 0 | 0 | 0 | 0
F6_Industrial_Stone, Clay, and Glass_New_Space Heating_Natural Gas_HVAC - Duct Repair and Sealing_A_Achievable Technical Potential | F6 | Industrial | Stone, Clay, and Glass | New | Space Heating | Natural Gas | HVAC - Duct Repair and Sealing | A | Standalone Impact on Baseline Winter Peak (%) | Achievable Technical Potential | 0% | 0% | 0% | 0% | 0% | 0% | 0% | 0% | 0% | 0% | 0% | 0% | 0% | 0% | 0% | 0% | 0% | 0% | 0% | 0% | 0% | 0% | 0% | 0% | 0 | 0 | 0 | 0 | 0 | 0 | 0
F7_Industrial_Stone, Clay, and Glass_New_Space Heating_Natural Gas_HVAC - Duct Repair and Sealing_A_Achievable Technical Potential | F7 | Industrial | Stone, Clay, and Glass | New | Space Heating | Natural Gas | HVAC - Duct Repair and Sealing | A | Incremental Energy Savings (MWh or mTherms) | Achievable Technical Potential | 0 | 0 | 0 | 0 | 0 | 0 | 0 | 0 | 0 | 0 | 0 | 0 | 0 | 0 | 0 | 0 | 0 | 0 | 0 | 0 | 0 | 0 | 0 | 0 | 0 | 0 | 0 | 0 | 0 | 0 | 0
F8_Industrial_Stone, Clay, and Glass_New_Space Heating_Natural Gas_HVAC - Duct Repair and Sealing_A_Achievable Technical Potential | F8 | Industrial | Stone, Clay, and Glass | New | Space Heating | Natural Gas | HVAC - Duct Repair and Sealing | A | Incremental Summer Peak Savings (MW) | Achievable Technical Potential | 0 | 0 | 0 | 0 | 0 | 0 | 0 | 0 | 0 | 0 | 0 | 0 | 0 | 0 | 0 | 0 | 0 | 0 | 0 | 0 | 0 | 0 | 0 | 0 | 0 | 0 | 0 | 0 | 0 | 0 | 0
F9_Industrial_Stone, Clay, and Glass_New_Space Heating_Natural Gas_HVAC - Duct Repair and Sealing_A_Achievable Technical Potential | F9 | Industrial | Stone, Clay, and Glass | New | Space Heating | Natural Gas | HVAC - Duct Repair and Sealing | A | Incremental Winter Peak Savings (MW) | Achievable Technical Potential | 0 | 0 | 0 | 0 | 0 | 0 | 0 | 0 | 0 | 0 | 0 | 0 | 0 | 0 | 0 | 0 | 0 | 0 | 0 | 0 | 0 | 0 | 0 | 0 | 0 | 0 | 0 | 0 | 0 | 0 | 0
F10_Industrial_Stone, Clay, and Glass_New_Space Heating_Natural Gas_HVAC - Duct Repair and Sealing_A_Achievable Technical Potential | F10 | Industrial | Stone, Clay, and Glass | New | Space Heating | Natural Gas | HVAC - Duct Repair and Sealing | A | Cumulative Energy Savings (MWh or mTherms) | Achievable Technical Potential | 0 | 0 | 0 | 0 | 0 | 0 | 0 | 0 | 0 | 0 | 0 | 0 | 0 | 0 | 0 | 0 | 0 | 0 | 0 | 0 | 0 | 0 | 0 | 0 | 0 | 0 | 0 | 0 | 0 | 0 | 0
F11_Industrial_Stone, Clay, and Glass_New_Space Heating_Natural Gas_HVAC - Duct Repair and Sealing_A_Achievable Technical Potential | F11 | Industrial | Stone, Clay, and Glass | New | Space Heating | Natural Gas | HVAC - Duct Repair and Sealing | A | Cumulative Summer Peak Savings (MW) | Achievable Technical Potential | 0 | 0 | 0 | 0 | 0 | 0 | 0 | 0 | 0 | 0 | 0 | 0 | 0 | 0 | 0 | 0 | 0 | 0 | 0 | 0 | 0 | 0 | 0 | 0 | 0 | 0 | 0 | 0 | 0 | 0 | 0
F12_Industrial_Stone, Clay, and Glass_New_Space Heating_Natural Gas_HVAC - Duct Repair and Sealing_A_Achievable Technical Potential | F12 | Industrial | Stone, Clay, and Glass | New | Space Heating | Natural Gas | HVAC - Duct Repair and Sealing | A | Cumulative Winter Peak Savings (MW) | Achievable Technical Potential | 0 | 0 | 0 | 0 | 0 | 0 | 0 | 0 | 0 | 0 | 0 | 0 | 0 | 0 | 0 | 0 | 0 | 0 | 0 | 0 | 0 | 0 | 0 | 0 | 0 | 0 | 0 | 0 | 0 | 0 | 0
F13_Industrial_Stone, Clay, and Glass_New_Space Heating_Natural Gas_HVAC - Duct Repair and Sealing_A_Achievable Technical Potential | F13 | Industrial | Stone, Clay, and Glass | New | Space Heating | Natural Gas | HVAC - Duct Repair and Sealing | A | Purchases (Incremental) | Achievable Technical Potential | 0 | 0 | 0 | 0 | 0 | 0 | 0 | 0 | 0 | 0 | 0 | 0 | 0 | 0 | 0 | 0 | 0 | 0 | 0 | 0 | 0 | 0 | 0 | 0 | 0 | 0 | 0 | 0 | 0 | 0 | 0
F14_Industrial_Stone, Clay, and Glass_New_Space Heating_Natural Gas_HVAC - Duct Repair and Sealing_A_Achievable Technical Potential | F14 | Industrial | Stone, Clay, and Glass | New | Space Heating | Natural Gas | HVAC - Duct Repair and Sealing | A | Purchases (Cumulative) | Achievable Technical Potential | 0 | 0 | 0 | 0 | 0 | 0 | 0 | 0 | 0 | 0 | 0 | 0 | 0 | 0 | 0 | 0 | 0 | 0 | 0 | 0 | 0 | 0 | 0 | 0 | 0 | 0 | 0 | 0 | 0 | 0 | 0
F1_Industrial_Stone, Clay, and Glass_New_Space Heating_Natural Gas_Windows - High Efficiency_A_Achievable Technical Potential | F1 | Industrial | Stone, Clay, and Glass | New | Space Heating | Natural Gas | Windows - High Efficiency | A | Original Unit Energy Savings (kWh or therms) | Achievable Technical Potential | 0 | 0 | 0 | 0 | 0 | 0.0053664 | 0.005297 | 0.0052464 | 0.0052081 | 0.0051778 | 0.0051533 | 0.0051246 | 0.0050945 | 0.0050648 | 0.0050361 | 0.0050136 | 0.0049958 | 0.0049817 | 0.0049593 | 0.0049429 | 0.004931 | 0.0049217 | 0.0049217 | 0.0049217 | 0.0049217 | 0.0049217 | 0.0049217 | 0.0049217 | 0 | 0 | 0
F2_Industrial_Stone, Clay, and Glass_New_Space Heating_Natural Gas_Windows - High Efficiency_A_Achievable Technical Potential | F2 | Industrial | Stone, Clay, and Glass | New | Space Heating | Natural Gas | Windows - High Efficiency | A | Original Unit Summer Peak Savings (kW) | Achievable Technical Potential | 0 | 0 | 0 | 0 | 0 | 0 | 0 | 0 | 0 | 0 | 0 | 0 | 0 | 0 | 0 | 0 | 0 | 0 | 0 | 0 | 0 | 0 | 0 | 0 | 0 | 0 | 0 | 0 | 0 | 0 | 0
F3_Industrial_Stone, Clay, and Glass_New_Space Heating_Natural Gas_Windows - High Efficiency_A_Achievable Technical Potential | F3 | Industrial | Stone, Clay, and Glass | New | Space Heating | Natural Gas | Windows - High Efficiency | A | Original Unit Winter Peak Savings (kW) | Achievable Technical Potential | 0 | 0 | 0 | 0 | 0 | 0 | 0 | 0 | 0 | 0 | 0 | 0 | 0 | 0 | 0 | 0 | 0 | 0 | 0 | 0 | 0 | 0 | 0 | 0 | 0 | 0 | 0 | 0 | 0 | 0 | 0
F4_Industrial_Stone, Clay, and Glass_New_Space Heating_Natural Gas_Windows - High Efficiency_A_Achievable Technical Potential | F4 | Industrial | Stone, Clay, and Glass | New | Space Heating | Natural Gas | Windows - High Efficiency | A | Standalone Impact on Baseline Energy (%) | Achievable Technical Potential | 0% | 0% | 0% | 0% | 0% | 0% | 0% | 0% | 0% | 0% | 0% | 0% | 0% | 0% | 0% | 0% | 0% | 0% | 0% | 0% | 0% | 0% | 0% | 0% | 0 | 0 | 0 | 0 | 0 | 0 | 0
F5_Industrial_Stone, Clay, and Glass_New_Space Heating_Natural Gas_Windows - High Efficiency_A_Achievable Technical Potential | F5 | Industrial | Stone, Clay, and Glass | New | Space Heating | Natural Gas | Windows - High Efficiency | A | Standalone Impact on Baseline Summer Peak (%) | Achievable Technical Potential | 0% | 0% | 0% | 0% | 0% | 0% | 0% | 0% | 0% | 0% | 0% | 0% | 0% | 0% | 0% | 0% | 0% | 0% | 0% | 0% | 0% | 0% | 0% | 0% | 0 | 0 | 0 | 0 | 0 | 0 | 0
F6_Industrial_Stone, Clay, and Glass_New_Space Heating_Natural Gas_Windows - High Efficiency_A_Achievable Technical Potential | F6 | Industrial | Stone, Clay, and Glass | New | Space Heating | Natural Gas | Windows - High Efficiency | A | Standalone Impact on Baseline Winter Peak (%) | Achievable Technical Potential | 0% | 0% | 0% | 0% | 0% | 0% | 0% | 0% | 0% | 0% | 0% | 0% | 0% | 0% | 0% | 0% | 0% | 0% | 0% | 0% | 0% | 0% | 0% | 0% | 0 | 0 | 0 | 0 | 0 | 0 | 0
F7_Industrial_Stone, Clay, and Glass_New_Space Heating_Natural Gas_Windows - High Efficiency_A_Achievable Technical Potential | F7 | Industrial | Stone, Clay, and Glass | New | Space Heating | Natural Gas | Windows - High Efficiency | A | Incremental Energy Savings (MWh or mTherms) | Achievable Technical Potential | 0 | 0 | 0 | 0 | 0 | 0 | 0 | 0 | 0 | 0 | 0 | 0 | 0 | 0 | 0 | 0 | 0 | 0 | 0 | 0 | 0 | 0 | 0 | 0 | 0 | 0 | 0 | 0 | 0 | 0 | 0
F8_Industrial_Stone, Clay, and Glass_New_Space Heating_Natural Gas_Windows - High Efficiency_A_Achievable Technical Potential | F8 | Industrial | Stone, Clay, and Glass | New | Space Heating | Natural Gas | Windows - High Efficiency | A | Incremental Summer Peak Savings (MW) | Achievable Technical Potential | 0 | 0 | 0 | 0 | 0 | 0 | 0 | 0 | 0 | 0 | 0 | 0 | 0 | 0 | 0 | 0 | 0 | 0 | 0 | 0 | 0 | 0 | 0 | 0 | 0 | 0 | 0 | 0 | 0 | 0 | 0
F9_Industrial_Stone, Clay, and Glass_New_Space Heating_Natural Gas_Windows - High Efficiency_A_Achievable Technical Potential | F9 | Industrial | Stone, Clay, and Glass | New | Space Heating | Natural Gas | Windows - High Efficiency | A | Incremental Winter Peak Savings (MW) | Achievable Technical Potential | 0 | 0 | 0 | 0 | 0 | 0 | 0 | 0 | 0 | 0 | 0 | 0 | 0 | 0 | 0 | 0 | 0 | 0 | 0 | 0 | 0 | 0 | 0 | 0 | 0 | 0 | 0 | 0 | 0 | 0 | 0
F10_Industrial_Stone, Clay, and Glass_New_Space Heating_Natural Gas_Windows - High Efficiency_A_Achievable Technical Potential | F10 | Industrial | Stone, Clay, and Glass | New | Space Heating | Natural Gas | Windows - High Efficiency | A | Cumulative Energy Savings (MWh or mTherms) | Achievable Technical Potential | 0 | 0 | 0 | 0 | 0 | 0 | 0 | 0 | 0 | 0 | 0 | 0 | 0 | 0 | 0 | 0 | 0 | 0 | 0 | 0 | 0 | 0 | 0 | 0 | 0 | 0 | 0 | 0 | 0 | 0 | 0
F11_Industrial_Stone, Clay, and Glass_New_Space Heating_Natural Gas_Windows - High Efficiency_A_Achievable Technical Potential | F11 | Industrial | Stone, Clay, and Glass | New | Space Heating | Natural Gas | Windows - High Efficiency | A | Cumulative Summer Peak Savings (MW) | Achievable Technical Potential | 0 | 0 | 0 | 0 | 0 | 0 | 0 | 0 | 0 | 0 | 0 | 0 | 0 | 0 | 0 | 0 | 0 | 0 | 0 | 0 | 0 | 0 | 0 | 0 | 0 | 0 | 0 | 0 | 0 | 0 | 0
F12_Industrial_Stone, Clay, and Glass_New_Space Heating_Natural Gas_Windows - High Efficiency_A_Achievable Technical Potential | F12 | Industrial | Stone, Clay, and Glass | New | Space Heating | Natural Gas | Windows - High Efficiency | A | Cumulative Winter Peak Savings (MW) | Achievable Technical Potential | 0 | 0 | 0 | 0 | 0 | 0 | 0 | 0 | 0 | 0 | 0 | 0 | 0 | 0 | 0 | 0 | 0 | 0 | 0 | 0 | 0 | 0 | 0 | 0 | 0 | 0 | 0 | 0 | 0 | 0 | 0
F13_Industrial_Stone, Clay, and Glass_New_Space Heating_Natural Gas_Windows - High Efficiency_A_Achievable Technical Potential | F13 | Industrial | Stone, Clay, and Glass | New | Space Heating | Natural Gas | Windows - High Efficiency | A | Purchases (Incremental) | Achievable Technical Potential | 0 | 0 | 0 | 0 | 0 | 0 | 0 | 0 | 0 | 0 | 0 | 0 | 0 | 0 | 0 | 0 | 0 | 0 | 0 | 0 | 0 | 0 | 0 | 0 | 0 | 0 | 0 | 0 | 0 | 0 | 0
F14_Industrial_Stone, Clay, and Glass_New_Space Heating_Natural Gas_Windows - High Efficiency_A_Achievable Technical Potential | F14 | Industrial | Stone, Clay, and Glass | New | Space Heating | Natural Gas | Windows - High Efficiency | A | Purchases (Cumulative) | Achievable Technical Potential | 0 | 0 | 0 | 0 | 0 | 0 | 0 | 0 | 0 | 0 | 0 | 0 | 0 | 0 | 0 | 0 | 0 | 0 | 0 | 0 | 0 | 0 | 0 | 0 | 0 | 0 | 0 | 0 | 0 | 0 | 0
F1_Industrial_Stone, Clay, and Glass_New_Space Heating_Natural Gas_Gas Boiler - Maintenance_A_Achievable Technical Potential | F1 | Industrial | Stone, Clay, and Glass | New | Space Heating | Natural Gas | Gas Boiler - Maintenance | A | Original Unit Energy Savings (kWh or therms) | Achievable Technical Potential | 0 | 0 | 0 | 0 | 0 | 0 | 0 | 0 | 0 | 0 | 0 | 0 | 0 | 0 | 0 | 0 | 0 | 0 | 0 | 0 | 0 | 0 | 0 | 0 | 0 | 0 | 0 | 0 | 0 | 0 | 0
F2_Industrial_Stone, Clay, and Glass_New_Space Heating_Natural Gas_Gas Boiler - Maintenance_A_Achievable Technical Potential | F2 | Industrial | Stone, Clay, and Glass | New | Space Heating | Natural Gas | Gas Boiler - Maintenance | A | Original Unit Summer Peak Savings (kW) | Achievable Technical Potential | 0 | 0 | 0 | 0 | 0 | 0 | 0 | 0 | 0 | 0 | 0 | 0 | 0 | 0 | 0 | 0 | 0 | 0 | 0 | 0 | 0 | 0 | 0 | 0 | 0 | 0 | 0 | 0 | 0 | 0 | 0
F3_Industrial_Stone, Clay, and Glass_New_Space Heating_Natural Gas_Gas Boiler - Maintenance_A_Achievable Technical Potential | F3 | Industrial | Stone, Clay, and Glass | New | Space Heating | Natural Gas | Gas Boiler - Maintenance | A | Original Unit Winter Peak Savings (kW) | Achievable Technical Potential | 0 | 0 | 0 | 0 | 0 | 0 | 0 | 0 | 0 | 0 | 0 | 0 | 0 | 0 | 0 | 0 | 0 | 0 | 0 | 0 | 0 | 0 | 0 | 0 | 0 | 0 | 0 | 0 | 0 | 0 | 0
F4_Industrial_Stone, Clay, and Glass_New_Space Heating_Natural Gas_Gas Boiler - Maintenance_A_Achievable Technical Potential | F4 | Industrial | Stone, Clay, and Glass | New | Space Heating | Natural Gas | Gas Boiler - Maintenance | A | Standalone Impact on Baseline Energy (%) | Achievable Technical Potential | 0% | 0% | 0% | 0% | 0% | 0% | 0% | 0% | 0% | 0% | 0% | 0% | 0% | 0% | 0% | 0% | 0% | 0% | 0% | 0% | 0% | 0% | 0% | 0% | 0 | 0 | 0 | 0 | 0 | 0 | 0
F5_Industrial_Stone, Clay, and Glass_New_Space Heating_Natural Gas_Gas Boiler - Maintenance_A_Achievable Technical Potential | F5 | Industrial | Stone, Clay, and Glass | New | Space Heating | Natural Gas | Gas Boiler - Maintenance | A | Standalone Impact on Baseline Summer Peak (%) | Achievable Technical Potential | 0% | 0% | 0% | 0% | 0% | 0% | 0% | 0% | 0% | 0% | 0% | 0% | 0% | 0% | 0% | 0% | 0% | 0% | 0% | 0% | 0% | 0% | 0% | 0% | 0 | 0 | 0 | 0 | 0 | 0 | 0
F6_Industrial_Stone, Clay, and Glass_New_Space Heating_Natural Gas_Gas Boiler - Maintenance_A_Achievable Technical Potential | F6 | Industrial | Stone, Clay, and Glass | New | Space Heating | Natural Gas | Gas Boiler - Maintenance | A | Standalone Impact on Baseline Winter Peak (%) | Achievable Technical Potential | 0% | 0% | 0% | 0% | 0% | 0% | 0% | 0% | 0% | 0% | 0% | 0% | 0% | 0% | 0% | 0% | 0% | 0% | 0% | 0% | 0% | 0% | 0% | 0% | 0 | 0 | 0 | 0 | 0 | 0 | 0
F7_Industrial_Stone, Clay, and Glass_New_Space Heating_Natural Gas_Gas Boiler - Maintenance_A_Achievable Technical Potential | F7 | Industrial | Stone, Clay, and Glass | New | Space Heating | Natural Gas | Gas Boiler - Maintenance | A | Incremental Energy Savings (MWh or mTherms) | Achievable Technical Potential | 0 | 0 | 0 | 0 | 0 | 0 | 0 | 0 | 0 | 0 | 0 | 0 | 0 | 0 | 0 | 0 | 0 | 0 | 0 | 0 | 0 | 0 | 0 | 0 | 0 | 0 | 0 | 0 | 0 | 0 | 0
F8_Industrial_Stone, Clay, and Glass_New_Space Heating_Natural Gas_Gas Boiler - Maintenance_A_Achievable Technical Potential | F8 | Industrial | Stone, Clay, and Glass | New | Space Heating | Natural Gas | Gas Boiler - Maintenance | A | Incremental Summer Peak Savings (MW) | Achievable Technical Potential | 0 | 0 | 0 | 0 | 0 | 0 | 0 | 0 | 0 | 0 | 0 | 0 | 0 | 0 | 0 | 0 | 0 | 0 | 0 | 0 | 0 | 0 | 0 | 0 | 0 | 0 | 0 | 0 | 0 | 0 | 0
F9_Industrial_Stone, Clay, and Glass_New_Space Heating_Natural Gas_Gas Boiler - Maintenance_A_Achievable Technical Potential | F9 | Industrial | Stone, Clay, and Glass | New | Space Heating | Natural Gas | Gas Boiler - Maintenance | A | Incremental Winter Peak Savings (MW) | Achievable Technical Potential | 0 | 0 | 0 | 0 | 0 | 0 | 0 | 0 | 0 | 0 | 0 | 0 | 0 | 0 | 0 | 0 | 0 | 0 | 0 | 0 | 0 | 0 | 0 | 0 | 0 | 0 | 0 | 0 | 0 | 0 | 0
F10_Industrial_Stone, Clay, and Glass_New_Space Heating_Natural Gas_Gas Boiler - Maintenance_A_Achievable Technical Potential | F10 | Industrial | Stone, Clay, and Glass | New | Space Heating | Natural Gas | Gas Boiler - Maintenance | A | Cumulative Energy Savings (MWh or mTherms) | Achievable Technical Potential | 0 | 0 | 0 | 0 | 0 | 0 | 0 | 0 | 0 | 0 | 0 | 0 | 0 | 0 | 0 | 0 | 0 | 0 | 0 | 0 | 0 | 0 | 0 | 0 | 0 | 0 | 0 | 0 | 0 | 0 | 0
F11_Industrial_Stone, Clay, and Glass_New_Space Heating_Natural Gas_Gas Boiler - Maintenance_A_Achievable Technical Potential | F11 | Industrial | Stone, Clay, and Glass | New | Space Heating | Natural Gas | Gas Boiler - Maintenance | A | Cumulative Summer Peak Savings (MW) | Achievable Technical Potential | 0 | 0 | 0 | 0 | 0 | 0 | 0 | 0 | 0 | 0 | 0 | 0 | 0 | 0 | 0 | 0 | 0 | 0 | 0 | 0 | 0 | 0 | 0 | 0 | 0 | 0 | 0 | 0 | 0 | 0 | 0
F12_Industrial_Stone, Clay, and Glass_New_Space Heating_Natural Gas_Gas Boiler - Maintenance_A_Achievable Technical Potential | F12 | Industrial | Stone, Clay, and Glass | New | Space Heating | Natural Gas | Gas Boiler - Maintenance | A | Cumulative Winter Peak Savings (MW) | Achievable Technical Potential | 0 | 0 | 0 | 0 | 0 | 0 | 0 | 0 | 0 | 0 | 0 | 0 | 0 | 0 | 0 | 0 | 0 | 0 | 0 | 0 | 0 | 0 | 0 | 0 | 0 | 0 | 0 | 0 | 0 | 0 | 0
F13_Industrial_Stone, Clay, and Glass_New_Space Heating_Natural Gas_Gas Boiler - Maintenance_A_Achievable Technical Potential | F13 | Industrial | Stone, Clay, and Glass | New | Space Heating | Natural Gas | Gas Boiler - Maintenance | A | Purchases (Incremental) | Achievable Technical Potential | 0 | 0 | 0 | 0 | 0 | 0 | 0 | 0 | 0 | 0 | 0 | 0 | 0 | 0 | 0 | 0 | 0 | 0 | 0 | 0 | 0 | 0 | 0 | 0 | 0 | 0 | 0 | 0 | 0 | 0 | 0
F14_Industrial_Stone, Clay, and Glass_New_Space Heating_Natural Gas_Gas Boiler - Maintenance_A_Achievable Technical Potential | F14 | Industrial | Stone, Clay, and Glass | New | Space Heating | Natural Gas | Gas Boiler - Maintenance | A | Purchases (Cumulative) | Achievable Technical Potential | 0 | 0 | 0 | 0 | 0 | 0 | 0 | 0 | 0 | 0 | 0 | 0 | 0 | 0 | 0 | 0 | 0 | 0 | 0 | 0 | 0 | 0 | 0 | 0 | 0 | 0 | 0 | 0 | 0 | 0 | 0
F1_Industrial_Stone, Clay, and Glass_New_Process_Natural Gas_Gas Boiler - Maintenance_A_Achievable Technical Potential | F1 | Industrial | Stone, Clay, and Glass | New | Process | Natural Gas | Gas Boiler - Maintenance | A | Original Unit Energy Savings (kWh or therms) | Achievable Technical Potential | 0 | 0 | 0 | 0 | 0 | 4.2096 | 4.2096 | 4.2096 | 4.2096 | 4.2096 | 4.2096 | 4.2096 | 4.2096 | 4.2096 | 4.2096 | 4.2096 | 4.2096 | 4.2096 | 4.2096 | 4.2096 | 4.2096 | 4.2096 | 4.2096 | 4.2096 | 4.2096 | 4.2096 | 4.2096 | 4.2096 | 4.2096 | 4.2096 | 4.2096
F2_Industrial_Stone, Clay, and Glass_New_Process_Natural Gas_Gas Boiler - Maintenance_A_Achievable Technical Potential | F2 | Industrial | Stone, Clay, and Glass | New | Process | Natural Gas | Gas Boiler - Maintenance | A | Original Unit Summer Peak Savings (kW) | Achievable Technical Potential | 0 | 0 | 0 | 0 | 0 | 0 | 0 | 0 | 0 | 0 | 0 | 0 | 0 | 0 | 0 | 0 | 0 | 0 | 0 | 0 | 0 | 0 | 0 | 0 | 0 | 0 | 0 | 0 | 0 | 0 | 0
F3_Industrial_Stone, Clay, and Glass_New_Process_Natural Gas_Gas Boiler - Maintenance_A_Achievable Technical Potential | F3 | Industrial | Stone, Clay, and Glass | New | Process | Natural Gas | Gas Boiler - Maintenance | A | Original Unit Winter Peak Savings (kW) | Achievable Technical Potential | 0 | 0 | 0 | 0 | 0 | 0 | 0 | 0 | 0 | 0 | 0 | 0 | 0 | 0 | 0 | 0 | 0 | 0 | 0 | 0 | 0 | 0 | 0 | 0 | 0 | 0 | 0 | 0 | 0 | 0 | 0
F4_Industrial_Stone, Clay, and Glass_New_Process_Natural Gas_Gas Boiler - Maintenance_A_Achievable Technical Potential | F4 | Industrial | Stone, Clay, and Glass | New | Process | Natural Gas | Gas Boiler - Maintenance | A | Standalone Impact on Baseline Energy (%) | Achievable Technical Potential | 0% | 0% | 0% | 0% | 0% | 0.0007028% | 0.001086% | 0.00128% | 0.001129% | 0.00101% | 0.000913% | 0.0008342% | 0.0007681% | 0.0007118% | 0.0006639% | 0.0006219% | 0.0005852% | 0.0005526% | 0.0005236% | 0.0004977% | 0.0004742% | 0.0004529% | 0.0004335% | 0.0004158% | 3.9952e-06 | 3.8451e-06 | 3.7063e-06 | 3.5775e-06 | 0 | 0 | 0
F5_Industrial_Stone, Clay, and Glass_New_Process_Natural Gas_Gas Boiler - Maintenance_A_Achievable Technical Potential | F5 | Industrial | Stone, Clay, and Glass | New | Process | Natural Gas | Gas Boiler - Maintenance | A | Standalone Impact on Baseline Summer Peak (%) | Achievable Technical Potential | 0% | 0% | 0% | 0% | 0% | 0% | 0% | 0% | 0% | 0% | 0% | 0% | 0% | 0% | 0% | 0% | 0% | 0% | 0% | 0% | 0% | 0% | 0% | 0% | 0 | 0 | 0 | 0 | 0 | 0 | 0
F6_Industrial_Stone, Clay, and Glass_New_Process_Natural Gas_Gas Boiler - Maintenance_A_Achievable Technical Potential | F6 | Industrial | Stone, Clay, and Glass | New | Process | Natural Gas | Gas Boiler - Maintenance | A | Standalone Impact on Baseline Winter Peak (%) | Achievable Technical Potential | 0% | 0% | 0% | 0% | 0% | 0% | 0% | 0% | 0% | 0% | 0% | 0% | 0% | 0% | 0% | 0% | 0% | 0% | 0% | 0% | 0% | 0% | 0% | 0% | 0 | 0 | 0 | 0 | 0 | 0 | 0
F7_Industrial_Stone, Clay, and Glass_New_Process_Natural Gas_Gas Boiler - Maintenance_A_Achievable Technical Potential | F7 | Industrial | Stone, Clay, and Glass | New | Process | Natural Gas | Gas Boiler - Maintenance | A | Incremental Energy Savings (MWh or mTherms) | Achievable Technical Potential | 0 | 0 | 0 | 0 | 0 | 0.0011982 | 0.00099496 | 0.00079612 | 0.0011982 | 0.00099496 | 0.00079612 | 0.0011982 | 0.00099496 | 0.00079612 | 0.0011982 | 0.00099496 | 0.00079612 | 0.0011982 | 0.00099496 | 0.00079612 | 0.0011982 | 0.00099496 | 0.00079612 | 0.0011982 | 0.00099496 | 0.00079612 | 0.0011982 | 0.00099496 | 0.00079612 | 0.0011982 | 0.00099496
F8_Industrial_Stone, Clay, and Glass_New_Process_Natural Gas_Gas Boiler - Maintenance_A_Achievable Technical Potential | F8 | Industrial | Stone, Clay, and Glass | New | Process | Natural Gas | Gas Boiler - Maintenance | A | Incremental Summer Peak Savings (MW) | Achievable Technical Potential | 0 | 0 | 0 | 0 | 0 | 0 | 0 | 0 | 0 | 0 | 0 | 0 | 0 | 0 | 0 | 0 | 0 | 0 | 0 | 0 | 0 | 0 | 0 | 0 | 0 | 0 | 0 | 0 | 0 | 0 | 0
F9_Industrial_Stone, Clay, and Glass_New_Process_Natural Gas_Gas Boiler - Maintenance_A_Achievable Technical Potential | F9 | Industrial | Stone, Clay, and Glass | New | Process | Natural Gas | Gas Boiler - Maintenance | A | Incremental Winter Peak Savings (MW) | Achievable Technical Potential | 0 | 0 | 0 | 0 | 0 | 0 | 0 | 0 | 0 | 0 | 0 | 0 | 0 | 0 | 0 | 0 | 0 | 0 | 0 | 0 | 0 | 0 | 0 | 0 | 0 | 0 | 0 | 0 | 0 | 0 | 0
F10_Industrial_Stone, Clay, and Glass_New_Process_Natural Gas_Gas Boiler - Maintenance_A_Achievable Technical Potential | F10 | Industrial | Stone, Clay, and Glass | New | Process | Natural Gas | Gas Boiler - Maintenance | A | Cumulative Energy Savings (MWh or mTherms) | Achievable Technical Potential | 0 | 0 | 0 | 0 | 0 | 0.0011982 | 0.0021931 | 0.0029893 | 0.0029893 | 0.0029893 | 0.0029893 | 0.0029893 | 0.0029893 | 0.0029893 | 0.0029893 | 0.0029893 | 0.0029893 | 0.0029893 | 0.0029893 | 0.0029893 | 0.0029893 | 0.0029893 | 0.0029893 | 0.0029893 | 0.0029893 | 0.0029893 | 0.0029893 | 0.0029893 | 0.0029893 | 0.0029893 | 0.0029893
F11_Industrial_Stone, Clay, and Glass_New_Process_Natural Gas_Gas Boiler - Maintenance_A_Achievable Technical Potential | F11 | Industrial | Stone, Clay, and Glass | New | Process | Natural Gas | Gas Boiler - Maintenance | A | Cumulative Summer Peak Savings (MW) | Achievable Technical Potential | 0 | 0 | 0 | 0 | 0 | 0 | 0 | 0 | 0 | 0 | 0 | 0 | 0 | 0 | 0 | 0 | 0 | 0 | 0 | 0 | 0 | 0 | 0 | 0 | 0 | 0 | 0 | 0 | 0 | 0 | 0
F12_Industrial_Stone, Clay, and Glass_New_Process_Natural Gas_Gas Boiler - Maintenance_A_Achievable Technical Potential | F12 | Industrial | Stone, Clay, and Glass | New | Process | Natural Gas | Gas Boiler - Maintenance | A | Cumulative Winter Peak Savings (MW) | Achievable Technical Potential | 0 | 0 | 0 | 0 | 0 | 0 | 0 | 0 | 0 | 0 | 0 | 0 | 0 | 0 | 0 | 0 | 0 | 0 | 0 | 0 | 0 | 0 | 0 | 0 | 0 | 0 | 0 | 0 | 0 | 0 | 0
F13_Industrial_Stone, Clay, and Glass_New_Process_Natural Gas_Gas Boiler - Maintenance_A_Achievable Technical Potential | F13 | Industrial | Stone, Clay, and Glass | New | Process | Natural Gas | Gas Boiler - Maintenance | A | Purchases (Incremental) | Achievable Technical Potential | 0 | 0 | 0 | 0 | 0 | 0.28463 | 0.23636 | 0.18912 | 0.28463 | 0.23636 | 0.18912 | 0.28463 | 0.23636 | 0.18912 | 0.28463 | 0.23636 | 0.18912 | 0.28463 | 0.23636 | 0.18912 | 0.28463 | 0.23636 | 0.18912 | 0.28463 | 0.23636 | 0.18912 | 0.28463 | 0.23636 | 0.18912 | 0.28463 | 0.23636
F14_Industrial_Stone, Clay, and Glass_New_Process_Natural Gas_Gas Boiler - Maintenance_A_Achievable Technical Potential | F14 | Industrial | Stone, Clay, and Glass | New | Process | Natural Gas | Gas Boiler - Maintenance | A | Purchases (Cumulative) | Achievable Technical Potential | 0 | 0 | 0 | 0 | 0 | 0.28463 | 0.52098 | 0.7101 | 0.7101 | 0.7101 | 0.7101 | 0.7101 | 0.7101 | 0.7101 | 0.7101 | 0.7101 | 0.7101 | 0.7101 | 0.7101 | 0.7101 | 0.7101 | 0.7101 | 0.7101 | 0.7101 | 0.7101 | 0.7101 | 0.7101 | 0.7101 | 0.7101 | 0.7101 | 0.7101
F1_Industrial_Stone, Clay, and Glass_New_Space Heating_Natural Gas_Gas Furnace - Maintenance_A_Achievable Technical Potential | F1 | Industrial | Stone, Clay, and Glass | New | Space Heating | Natural Gas | Gas Furnace - Maintenance | A | Original Unit Energy Savings (kWh or therms) | Achievable Technical Potential | 0 | 0 | 0 | 0 | 0 | 0 | 0 | 0 | 0 | 0 | 0 | 0 | 0 | 0 | 0 | 0 | 0 | 0 | 0 | 0 | 0 | 0 | 0 | 0 | 0 | 0 | 0 | 0 | 0 | 0 | 0
F2_Industrial_Stone, Clay, and Glass_New_Space Heating_Natural Gas_Gas Furnace - Maintenance_A_Achievable Technical Potential | F2 | Industrial | Stone, Clay, and Glass | New | Space Heating | Natural Gas | Gas Furnace - Maintenance | A | Original Unit Summer Peak Savings (kW) | Achievable Technical Potential | 0 | 0 | 0 | 0 | 0 | 0 | 0 | 0 | 0 | 0 | 0 | 0 | 0 | 0 | 0 | 0 | 0 | 0 | 0 | 0 | 0 | 0 | 0 | 0 | 0 | 0 | 0 | 0 | 0 | 0 | 0
F3_Industrial_Stone, Clay, and Glass_New_Space Heating_Natural Gas_Gas Furnace - Maintenance_A_Achievable Technical Potential | F3 | Industrial | Stone, Clay, and Glass | New | Space Heating | Natural Gas | Gas Furnace - Maintenance | A | Original Unit Winter Peak Savings (kW) | Achievable Technical Potential | 0 | 0 | 0 | 0 | 0 | 0 | 0 | 0 | 0 | 0 | 0 | 0 | 0 | 0 | 0 | 0 | 0 | 0 | 0 | 0 | 0 | 0 | 0 | 0 | 0 | 0 | 0 | 0 | 0 | 0 | 0
F4_Industrial_Stone, Clay, and Glass_New_Space Heating_Natural Gas_Gas Furnace - Maintenance_A_Achievable Technical Potential | F4 | Industrial | Stone, Clay, and Glass | New | Space Heating | Natural Gas | Gas Furnace - Maintenance | A | Standalone Impact on Baseline Energy (%) | Achievable Technical Potential | 0% | 0% | 0% | 0% | 0% | 0% | 0% | 0% | 0% | 0% | 0% | 0% | 0% | 0% | 0% | 0% | 0% | 0% | 0% | 0% | 0% | 0% | 0% | 0% | 0 | 0 | 0 | 0 | 0 | 0 | 0
F5_Industrial_Stone, Clay, and Glass_New_Space Heating_Natural Gas_Gas Furnace - Maintenance_A_Achievable Technical Potential | F5 | Industrial | Stone, Clay, and Glass | New | Space Heating | Natural Gas | Gas Furnace - Maintenance | A | Standalone Impact on Baseline Summer Peak (%) | Achievable Technical Potential | 0% | 0% | 0% | 0% | 0% | 0% | 0% | 0% | 0% | 0% | 0% | 0% | 0% | 0% | 0% | 0% | 0% | 0% | 0% | 0% | 0% | 0% | 0% | 0% | 0 | 0 | 0 | 0 | 0 | 0 | 0
F6_Industrial_Stone, Clay, and Glass_New_Space Heating_Natural Gas_Gas Furnace - Maintenance_A_Achievable Technical Potential | F6 | Industrial | Stone, Clay, and Glass | New | Space Heating | Natural Gas | Gas Furnace - Maintenance | A | Standalone Impact on Baseline Winter Peak (%) | Achievable Technical Potential | 0% | 0% | 0% | 0% | 0% | 0% | 0% | 0% | 0% | 0% | 0% | 0% | 0% | 0% | 0% | 0% | 0% | 0% | 0% | 0% | 0% | 0% | 0% | 0% | 0 | 0 | 0 | 0 | 0 | 0 | 0
F7_Industrial_Stone, Clay, and Glass_New_Space Heating_Natural Gas_Gas Furnace - Maintenance_A_Achievable Technical Potential | F7 | Industrial | Stone, Clay, and Glass | New | Space Heating | Natural Gas | Gas Furnace - Maintenance | A | Incremental Energy Savings (MWh or mTherms) | Achievable Technical Potential | 0 | 0 | 0 | 0 | 0 | 0 | 0 | 0 | 0 | 0 | 0 | 0 | 0 | 0 | 0 | 0 | 0 | 0 | 0 | 0 | 0 | 0 | 0 | 0 | 0 | 0 | 0 | 0 | 0 | 0 | 0
F8_Industrial_Stone, Clay, and Glass_New_Space Heating_Natural Gas_Gas Furnace - Maintenance_A_Achievable Technical Potential | F8 | Industrial | Stone, Clay, and Glass | New | Space Heating | Natural Gas | Gas Furnace - Maintenance | A | Incremental Summer Peak Savings (MW) | Achievable Technical Potential | 0 | 0 | 0 | 0 | 0 | 0 | 0 | 0 | 0 | 0 | 0 | 0 | 0 | 0 | 0 | 0 | 0 | 0 | 0 | 0 | 0 | 0 | 0 | 0 | 0 | 0 | 0 | 0 | 0 | 0 | 0
F9_Industrial_Stone, Clay, and Glass_New_Space Heating_Natural Gas_Gas Furnace - Maintenance_A_Achievable Technical Potential | F9 | Industrial | Stone, Clay, and Glass | New | Space Heating | Natural Gas | Gas Furnace - Maintenance | A | Incremental Winter Peak Savings (MW) | Achievable Technical Potential | 0 | 0 | 0 | 0 | 0 | 0 | 0 | 0 | 0 | 0 | 0 | 0 | 0 | 0 | 0 | 0 | 0 | 0 | 0 | 0 | 0 | 0 | 0 | 0 | 0 | 0 | 0 | 0 | 0 | 0 | 0
F10_Industrial_Stone, Clay, and Glass_New_Space Heating_Natural Gas_Gas Furnace - Maintenance_A_Achievable Technical Potential | F10 | Industrial | Stone, Clay, and Glass | New | Space Heating | Natural Gas | Gas Furnace - Maintenance | A | Cumulative Energy Savings (MWh or mTherms) | Achievable Technical Potential | 0 | 0 | 0 | 0 | 0 | 0 | 0 | 0 | 0 | 0 | 0 | 0 | 0 | 0 | 0 | 0 | 0 | 0 | 0 | 0 | 0 | 0 | 0 | 0 | 0 | 0 | 0 | 0 | 0 | 0 | 0
F11_Industrial_Stone, Clay, and Glass_New_Space Heating_Natural Gas_Gas Furnace - Maintenance_A_Achievable Technical Potential | F11 | Industrial | Stone, Clay, and Glass | New | Space Heating | Natural Gas | Gas Furnace - Maintenance | A | Cumulative Summer Peak Savings (MW) | Achievable Technical Potential | 0 | 0 | 0 | 0 | 0 | 0 | 0 | 0 | 0 | 0 | 0 | 0 | 0 | 0 | 0 | 0 | 0 | 0 | 0 | 0 | 0 | 0 | 0 | 0 | 0 | 0 | 0 | 0 | 0 | 0 | 0
F12_Industrial_Stone, Clay, and Glass_New_Space Heating_Natural Gas_Gas Furnace - Maintenance_A_Achievable Technical Potential | F12 | Industrial | Stone, Clay, and Glass | New | Space Heating | Natural Gas | Gas Furnace - Maintenance | A | Cumulative Winter Peak Savings (MW) | Achievable Technical Potential | 0 | 0 | 0 | 0 | 0 | 0 | 0 | 0 | 0 | 0 | 0 | 0 | 0 | 0 | 0 | 0 | 0 | 0 | 0 | 0 | 0 | 0 | 0 | 0 | 0 | 0 | 0 | 0 | 0 | 0 | 0
F13_Industrial_Stone, Clay, and Glass_New_Space Heating_Natural Gas_Gas Furnace - Maintenance_A_Achievable Technical Potential | F13 | Industrial | Stone, Clay, and Glass | New | Space Heating | Natural Gas | Gas Furnace - Maintenance | A | Purchases (Incremental) | Achievable Technical Potential | 0 | 0 | 0 | 0 | 0 | 0 | 0 | 0 | 0 | 0 | 0 | 0 | 0 | 0 | 0 | 0 | 0 | 0 | 0 | 0 | 0 | 0 | 0 | 0 | 0 | 0 | 0 | 0 | 0 | 0 | 0
F14_Industrial_Stone, Clay, and Glass_New_Space Heating_Natural Gas_Gas Furnace - Maintenance_A_Achievable Technical Potential | F14 | Industrial | Stone, Clay, and Glass | New | Space Heating | Natural Gas | Gas Furnace - Maintenance | A | Purchases (Cumulative) | Achievable Technical Potential | 0 | 0 | 0 | 0 | 0 | 0 | 0 | 0 | 0 | 0 | 0 | 0 | 0 | 0 | 0 | 0 | 0 | 0 | 0 | 0 | 0 | 0 | 0 | 0 | 0 | 0 | 0 | 0 | 0 | 0 | 0
F1_Industrial_Stone, Clay, and Glass_New_Space Heating_Natural Gas_Gas Boiler - Hot Water Reset_A_Achievable Technical Potential | F1 | Industrial | Stone, Clay, and Glass | New | Space Heating | Natural Gas | Gas Boiler - Hot Water Reset | A | Original Unit Energy Savings (kWh or therms) | Achievable Technical Potential | 0 | 0 | 0 | 0 | 0 | 0 | 0 | 0 | 0 | 0 | 0 | 0 | 0 | 0 | 0 | 0 | 0 | 0 | 0 | 0 | 0 | 0 | 0 | 0 | 0 | 0 | 0 | 0 | 0 | 0 | 0
F2_Industrial_Stone, Clay, and Glass_New_Space Heating_Natural Gas_Gas Boiler - Hot Water Reset_A_Achievable Technical Potential | F2 | Industrial | Stone, Clay, and Glass | New | Space Heating | Natural Gas | Gas Boiler - Hot Water Reset | A | Original Unit Summer Peak Savings (kW) | Achievable Technical Potential | 0 | 0 | 0 | 0 | 0 | 0 | 0 | 0 | 0 | 0 | 0 | 0 | 0 | 0 | 0 | 0 | 0 | 0 | 0 | 0 | 0 | 0 | 0 | 0 | 0 | 0 | 0 | 0 | 0 | 0 | 0
F3_Industrial_Stone, Clay, and Glass_New_Space Heating_Natural Gas_Gas Boiler - Hot Water Reset_A_Achievable Technical Potential | F3 | Industrial | Stone, Clay, and Glass | New | Space Heating | Natural Gas | Gas Boiler - Hot Water Reset | A | Original Unit Winter Peak Savings (kW) | Achievable Technical Potential | 0 | 0 | 0 | 0 | 0 | 0 | 0 | 0 | 0 | 0 | 0 | 0 | 0 | 0 | 0 | 0 | 0 | 0 | 0 | 0 | 0 | 0 | 0 | 0 | 0 | 0 | 0 | 0 | 0 | 0 | 0
F4_Industrial_Stone, Clay, and Glass_New_Space Heating_Natural Gas_Gas Boiler - Hot Water Reset_A_Achievable Technical Potential | F4 | Industrial | Stone, Clay, and Glass | New | Space Heating | Natural Gas | Gas Boiler - Hot Water Reset | A | Standalone Impact on Baseline Energy (%) | Achievable Technical Potential | 0% | 0% | 0% | 0% | 0% | 0% | 0% | 0% | 0% | 0% | 0% | 0% | 0% | 0% | 0% | 0% | 0% | 0% | 0% | 0% | 0% | 0% | 0% | 0% | 0 | 0 | 0 | 0 | 0 | 0 | 0
F5_Industrial_Stone, Clay, and Glass_New_Space Heating_Natural Gas_Gas Boiler - Hot Water Reset_A_Achievable Technical Potential | F5 | Industrial | Stone, Clay, and Glass | New | Space Heating | Natural Gas | Gas Boiler - Hot Water Reset | A | Standalone Impact on Baseline Summer Peak (%) | Achievable Technical Potential | 0% | 0% | 0% | 0% | 0% | 0% | 0% | 0% | 0% | 0% | 0% | 0% | 0% | 0% | 0% | 0% | 0% | 0% | 0% | 0% | 0% | 0% | 0% | 0% | 0 | 0 | 0 | 0 | 0 | 0 | 0
F6_Industrial_Stone, Clay, and Glass_New_Space Heating_Natural Gas_Gas Boiler - Hot Water Reset_A_Achievable Technical Potential | F6 | Industrial | Stone, Clay, and Glass | New | Space Heating | Natural Gas | Gas Boiler - Hot Water Reset | A | Standalone Impact on Baseline Winter Peak (%) | Achievable Technical Potential | 0% | 0% | 0% | 0% | 0% | 0% | 0% | 0% | 0% | 0% | 0% | 0% | 0% | 0% | 0% | 0% | 0% | 0% | 0% | 0% | 0% | 0% | 0% | 0% | 0 | 0 | 0 | 0 | 0 | 0 | 0
F7_Industrial_Stone, Clay, and Glass_New_Space Heating_Natural Gas_Gas Boiler - Hot Water Reset_A_Achievable Technical Potential | F7 | Industrial | Stone, Clay, and Glass | New | Space Heating | Natural Gas | Gas Boiler - Hot Water Reset | A | Incremental Energy Savings (MWh or mTherms) | Achievable Technical Potential | 0 | 0 | 0 | 0 | 0 | 0 | 0 | 0 | 0 | 0 | 0 | 0 | 0 | 0 | 0 | 0 | 0 | 0 | 0 | 0 | 0 | 0 | 0 | 0 | 0 | 0 | 0 | 0 | 0 | 0 | 0
F8_Industrial_Stone, Clay, and Glass_New_Space Heating_Natural Gas_Gas Boiler - Hot Water Reset_A_Achievable Technical Potential | F8 | Industrial | Stone, Clay, and Glass | New | Space Heating | Natural Gas | Gas Boiler - Hot Water Reset | A | Incremental Summer Peak Savings (MW) | Achievable Technical Potential | 0 | 0 | 0 | 0 | 0 | 0 | 0 | 0 | 0 | 0 | 0 | 0 | 0 | 0 | 0 | 0 | 0 | 0 | 0 | 0 | 0 | 0 | 0 | 0 | 0 | 0 | 0 | 0 | 0 | 0 | 0
F9_Industrial_Stone, Clay, and Glass_New_Space Heating_Natural Gas_Gas Boiler - Hot Water Reset_A_Achievable Technical Potential | F9 | Industrial | Stone, Clay, and Glass | New | Space Heating | Natural Gas | Gas Boiler - Hot Water Reset | A | Incremental Winter Peak Savings (MW) | Achievable Technical Potential | 0 | 0 | 0 | 0 | 0 | 0 | 0 | 0 | 0 | 0 | 0 | 0 | 0 | 0 | 0 | 0 | 0 | 0 | 0 | 0 | 0 | 0 | 0 | 0 | 0 | 0 | 0 | 0 | 0 | 0 | 0
F10_Industrial_Stone, Clay, and Glass_New_Space Heating_Natural Gas_Gas Boiler - Hot Water Reset_A_Achievable Technical Potential | F10 | Industrial | Stone, Clay, and Glass | New | Space Heating | Natural Gas | Gas Boiler - Hot Water Reset | A | Cumulative Energy Savings (MWh or mTherms) | Achievable Technical Potential | 0 | 0 | 0 | 0 | 0 | 0 | 0 | 0 | 0 | 0 | 0 | 0 | 0 | 0 | 0 | 0 | 0 | 0 | 0 | 0 | 0 | 0 | 0 | 0 | 0 | 0 | 0 | 0 | 0 | 0 | 0
F11_Industrial_Stone, Clay, and Glass_New_Space Heating_Natural Gas_Gas Boiler - Hot Water Reset_A_Achievable Technical Potential | F11 | Industrial | Stone, Clay, and Glass | New | Space Heating | Natural Gas | Gas Boiler - Hot Water Reset | A | Cumulative Summer Peak Savings (MW) | Achievable Technical Potential | 0 | 0 | 0 | 0 | 0 | 0 | 0 | 0 | 0 | 0 | 0 | 0 | 0 | 0 | 0 | 0 | 0 | 0 | 0 | 0 | 0 | 0 | 0 | 0 | 0 | 0 | 0 | 0 | 0 | 0 | 0
F12_Industrial_Stone, Clay, and Glass_New_Space Heating_Natural Gas_Gas Boiler - Hot Water Reset_A_Achievable Technical Potential | F12 | Industrial | Stone, Clay, and Glass | New | Space Heating | Natural Gas | Gas Boiler - Hot Water Reset | A | Cumulative Winter Peak Savings (MW) | Achievable Technical Potential | 0 | 0 | 0 | 0 | 0 | 0 | 0 | 0 | 0 | 0 | 0 | 0 | 0 | 0 | 0 | 0 | 0 | 0 | 0 | 0 | 0 | 0 | 0 | 0 | 0 | 0 | 0 | 0 | 0 | 0 | 0
F13_Industrial_Stone, Clay, and Glass_New_Space Heating_Natural Gas_Gas Boiler - Hot Water Reset_A_Achievable Technical Potential | F13 | Industrial | Stone, Clay, and Glass | New | Space Heating | Natural Gas | Gas Boiler - Hot Water Reset | A | Purchases (Incremental) | Achievable Technical Potential | 0 | 0 | 0 | 0 | 0 | 0 | 0 | 0 | 0 | 0 | 0 | 0 | 0 | 0 | 0 | 0 | 0 | 0 | 0 | 0 | 0 | 0 | 0 | 0 | 0 | 0 | 0 | 0 | 0 | 0 | 0
F14_Industrial_Stone, Clay, and Glass_New_Space Heating_Natural Gas_Gas Boiler - Hot Water Reset_A_Achievable Technical Potential | F14 | Industrial | Stone, Clay, and Glass | New | Space Heating | Natural Gas | Gas Boiler - Hot Water Reset | A | Purchases (Cumulative) | Achievable Technical Potential | 0 | 0 | 0 | 0 | 0 | 0 | 0 | 0 | 0 | 0 | 0 | 0 | 0 | 0 | 0 | 0 | 0 | 0 | 0 | 0 | 0 | 0 | 0 | 0 | 0 | 0 | 0 | 0 | 0 | 0 | 0
F1_Industrial_Stone, Clay, and Glass_New_Process_Natural Gas_Gas Boiler - Hot Water Reset_A_Achievable Technical Potential | F1 | Industrial | Stone, Clay, and Glass | New | Process | Natural Gas | Gas Boiler - Hot Water Reset | A | Original Unit Energy Savings (kWh or therms) | Achievable Technical Potential | 0 | 0 | 0 | 0 | 0 | 7.6538 | 7.6538 | 7.6538 | 7.6538 | 7.6538 | 7.6538 | 7.6538 | 7.6538 | 7.6538 | 7.6538 | 7.6538 | 7.6538 | 7.6538 | 7.6538 | 7.6538 | 7.6538 | 7.6538 | 7.6538 | 7.6538 | 7.6538 | 7.6538 | 7.6538 | 7.6538 | 7.6538 | 7.6538 | 7.6538
F2_Industrial_Stone, Clay, and Glass_New_Process_Natural Gas_Gas Boiler - Hot Water Reset_A_Achievable Technical Potential | F2 | Industrial | Stone, Clay, and Glass | New | Process | Natural Gas | Gas Boiler - Hot Water Reset | A | Original Unit Summer Peak Savings (kW) | Achievable Technical Potential | 0 | 0 | 0 | 0 | 0 | 0 | 0 | 0 | 0 | 0 | 0 | 0 | 0 | 0 | 0 | 0 | 0 | 0 | 0 | 0 | 0 | 0 | 0 | 0 | 0 | 0 | 0 | 0 | 0 | 0 | 0
F3_Industrial_Stone, Clay, and Glass_New_Process_Natural Gas_Gas Boiler - Hot Water Reset_A_Achievable Technical Potential | F3 | Industrial | Stone, Clay, and Glass | New | Process | Natural Gas | Gas Boiler - Hot Water Reset | A | Original Unit Winter Peak Savings (kW) | Achievable Technical Potential | 0 | 0 | 0 | 0 | 0 | 0 | 0 | 0 | 0 | 0 | 0 | 0 | 0 | 0 | 0 | 0 | 0 | 0 | 0 | 0 | 0 | 0 | 0 | 0 | 0 | 0 | 0 | 0 | 0 | 0 | 0
F4_Industrial_Stone, Clay, and Glass_New_Process_Natural Gas_Gas Boiler - Hot Water Reset_A_Achievable Technical Potential | F4 | Industrial | Stone, Clay, and Glass | New | Process | Natural Gas | Gas Boiler - Hot Water Reset | A | Standalone Impact on Baseline Energy (%) | Achievable Technical Potential | 0% | 0% | 0% | 0% | 0% | 0.001242% | 0.002573% | 0.004092% | 0.005775% | 0.007635% | 0.009793% | 0.01212% | 0.01439% | 0.01639% | 0.01791% | 0.0188% | 0.01904% | 0.01876% | 0.01815% | 0.01741% | 0.01665% | 0.0159% | 0.01522% | 0.0146% | 0.00014025 | 0.00013498 | 0.0001301 | 0.00012558 | 0 | 0 | 0
F5_Industrial_Stone, Clay, and Glass_New_Process_Natural Gas_Gas Boiler - Hot Water Reset_A_Achievable Technical Potential | F5 | Industrial | Stone, Clay, and Glass | New | Process | Natural Gas | Gas Boiler - Hot Water Reset | A | Standalone Impact on Baseline Summer Peak (%) | Achievable Technical Potential | 0% | 0% | 0% | 0% | 0% | 0% | 0% | 0% | 0% | 0% | 0% | 0% | 0% | 0% | 0% | 0% | 0% | 0% | 0% | 0% | 0% | 0% | 0% | 0% | 0 | 0 | 0 | 0 | 0 | 0 | 0
F6_Industrial_Stone, Clay, and Glass_New_Process_Natural Gas_Gas Boiler - Hot Water Reset_A_Achievable Technical Potential | F6 | Industrial | Stone, Clay, and Glass | New | Process | Natural Gas | Gas Boiler - Hot Water Reset | A | Standalone Impact on Baseline Winter Peak (%) | Achievable Technical Potential | 0% | 0% | 0% | 0% | 0% | 0% | 0% | 0% | 0% | 0% | 0% | 0% | 0% | 0% | 0% | 0% | 0% | 0% | 0% | 0% | 0% | 0% | 0% | 0% | 0 | 0 | 0 | 0 | 0 | 0 | 0
F7_Industrial_Stone, Clay, and Glass_New_Process_Natural Gas_Gas Boiler - Hot Water Reset_A_Achievable Technical Potential | F7 | Industrial | Stone, Clay, and Glass | New | Process | Natural Gas | Gas Boiler - Hot Water Reset | A | Incremental Energy Savings (MWh or mTherms) | Achievable Technical Potential | 0 | 0 | 0 | 0 | 0 | 0.0021174 | 0.0030801 | 0.0043566 | 0.0057352 | 0.0073152 | 0.0094576 | 0.011355 | 0.012599 | 0.012813 | 0.011808 | 0.0097548 | 0.0068605 | 0.0042185 | 0.0021437 | 0.00095414 | 0.00036414 | 0.0021174 | 0.0030801 | 0.0043566 | 0.0057352 | 0.0073152 | 0.0094576 | 0.011355 | 0.012599 | 0.012813 | 0.011808
F8_Industrial_Stone, Clay, and Glass_New_Process_Natural Gas_Gas Boiler - Hot Water Reset_A_Achievable Technical Potential | F8 | Industrial | Stone, Clay, and Glass | New | Process | Natural Gas | Gas Boiler - Hot Water Reset | A | Incremental Summer Peak Savings (MW) | Achievable Technical Potential | 0 | 0 | 0 | 0 | 0 | 0 | 0 | 0 | 0 | 0 | 0 | 0 | 0 | 0 | 0 | 0 | 0 | 0 | 0 | 0 | 0 | 0 | 0 | 0 | 0 | 0 | 0 | 0 | 0 | 0 | 0
F9_Industrial_Stone, Clay, and Glass_New_Process_Natural Gas_Gas Boiler - Hot Water Reset_A_Achievable Technical Potential | F9 | Industrial | Stone, Clay, and Glass | New | Process | Natural Gas | Gas Boiler - Hot Water Reset | A | Incremental Winter Peak Savings (MW) | Achievable Technical Potential | 0 | 0 | 0 | 0 | 0 | 0 | 0 | 0 | 0 | 0 | 0 | 0 | 0 | 0 | 0 | 0 | 0 | 0 | 0 | 0 | 0 | 0 | 0 | 0 | 0 | 0 | 0 | 0 | 0 | 0 | 0
F10_Industrial_Stone, Clay, and Glass_New_Process_Natural Gas_Gas Boiler - Hot Water Reset_A_Achievable Technical Potential | F10 | Industrial | Stone, Clay, and Glass | New | Process | Natural Gas | Gas Boiler - Hot Water Reset | A | Cumulative Energy Savings (MWh or mTherms) | Achievable Technical Potential | 0 | 0 | 0 | 0 | 0 | 0.0021174 | 0.0051976 | 0.0095542 | 0.015289 | 0.022605 | 0.032062 | 0.043418 | 0.056017 | 0.068829 | 0.080637 | 0.090392 | 0.097253 | 0.10147 | 0.10361 | 0.10457 | 0.10493 | 0.10493 | 0.10493 | 0.10493 | 0.10493 | 0.10493 | 0.10493 | 0.10493 | 0.10493 | 0.10493 | 0.10493
F11_Industrial_Stone, Clay, and Glass_New_Process_Natural Gas_Gas Boiler - Hot Water Reset_A_Achievable Technical Potential | F11 | Industrial | Stone, Clay, and Glass | New | Process | Natural Gas | Gas Boiler - Hot Water Reset | A | Cumulative Summer Peak Savings (MW) | Achievable Technical Potential | 0 | 0 | 0 | 0 | 0 | 0 | 0 | 0 | 0 | 0 | 0 | 0 | 0 | 0 | 0 | 0 | 0 | 0 | 0 | 0 | 0 | 0 | 0 | 0 | 0 | 0 | 0 | 0 | 0 | 0 | 0
F12_Industrial_Stone, Clay, and Glass_New_Process_Natural Gas_Gas Boiler - Hot Water Reset_A_Achievable Technical Potential | F12 | Industrial | Stone, Clay, and Glass | New | Process | Natural Gas | Gas Boiler - Hot Water Reset | A | Cumulative Winter Peak Savings (MW) | Achievable Technical Potential | 0 | 0 | 0 | 0 | 0 | 0 | 0 | 0 | 0 | 0 | 0 | 0 | 0 | 0 | 0 | 0 | 0 | 0 | 0 | 0 | 0 | 0 | 0 | 0 | 0 | 0 | 0 | 0 | 0 | 0 | 0
F13_Industrial_Stone, Clay, and Glass_New_Process_Natural Gas_Gas Boiler - Hot Water Reset_A_Achievable Technical Potential | F13 | Industrial | Stone, Clay, and Glass | New | Process | Natural Gas | Gas Boiler - Hot Water Reset | A | Purchases (Incremental) | Achievable Technical Potential | 0 | 0 | 0 | 0 | 0 | 0.27665 | 0.40243 | 0.5692 | 0.74932 | 0.95576 | 1.2357 | 1.4836 | 1.6461 | 1.674 | 1.5428 | 1.2745 | 0.89635 | 0.55116 | 0.28008 | 0.12466 | 0.047577 | 0.27665 | 0.40243 | 0.5692 | 0.74932 | 0.95576 | 1.2357 | 1.4836 | 1.6461 | 1.674 | 1.5428
F14_Industrial_Stone, Clay, and Glass_New_Process_Natural Gas_Gas Boiler - Hot Water Reset_A_Achievable Technical Potential | F14 | Industrial | Stone, Clay, and Glass | New | Process | Natural Gas | Gas Boiler - Hot Water Reset | A | Purchases (Cumulative) | Achievable Technical Potential | 0 | 0 | 0 | 0 | 0 | 0.27665 | 0.67908 | 1.2483 | 1.9976 | 2.9534 | 4.189 | 5.6727 | 7.3188 | 8.9928 | 10.5356 | 11.8101 | 12.7064 | 13.2576 | 13.5377 | 13.6623 | 13.7099 | 13.7099 | 13.7099 | 13.7099 | 13.7099 | 13.7099 | 13.7099 | 13.7099 | 13.7099 | 13.7099 | 13.7099
F1_Industrial_Stone, Clay, and Glass_New_Space Heating_Natural Gas_Steam Trap Maintenance_A_Achievable Technical Potential | F1 | Industrial | Stone, Clay, and Glass | New | Space Heating | Natural Gas | Steam Trap Maintenance | A | Original Unit Energy Savings (kWh or therms) | Achievable Technical Potential | 0 | 0 | 0 | 0 | 0 | 0 | 0 | 0 | 0 | 0 | 0 | 0 | 0 | 0 | 0 | 0 | 0 | 0 | 0 | 0 | 0 | 0 | 0 | 0 | 0 | 0 | 0 | 0 | 0 | 0 | 0
F2_Industrial_Stone, Clay, and Glass_New_Space Heating_Natural Gas_Steam Trap Maintenance_A_Achievable Technical Potential | F2 | Industrial | Stone, Clay, and Glass | New | Space Heating | Natural Gas | Steam Trap Maintenance | A | Original Unit Summer Peak Savings (kW) | Achievable Technical Potential | 0 | 0 | 0 | 0 | 0 | 0 | 0 | 0 | 0 | 0 | 0 | 0 | 0 | 0 | 0 | 0 | 0 | 0 | 0 | 0 | 0 | 0 | 0 | 0 | 0 | 0 | 0 | 0 | 0 | 0 | 0
F3_Industrial_Stone, Clay, and Glass_New_Space Heating_Natural Gas_Steam Trap Maintenance_A_Achievable Technical Potential | F3 | Industrial | Stone, Clay, and Glass | New | Space Heating | Natural Gas | Steam Trap Maintenance | A | Original Unit Winter Peak Savings (kW) | Achievable Technical Potential | 0 | 0 | 0 | 0 | 0 | 0 | 0 | 0 | 0 | 0 | 0 | 0 | 0 | 0 | 0 | 0 | 0 | 0 | 0 | 0 | 0 | 0 | 0 | 0 | 0 | 0 | 0 | 0 | 0 | 0 | 0
F4_Industrial_Stone, Clay, and Glass_New_Space Heating_Natural Gas_Steam Trap Maintenance_A_Achievable Technical Potential | F4 | Industrial | Stone, Clay, and Glass | New | Space Heating | Natural Gas | Steam Trap Maintenance | A | Standalone Impact on Baseline Energy (%) | Achievable Technical Potential | 0% | 0% | 0% | 0% | 0% | 0% | 0% | 0% | 0% | 0% | 0% | 0% | 0% | 0% | 0% | 0% | 0% | 0% | 0% | 0% | 0% | 0% | 0% | 0% | 0 | 0 | 0 | 0 | 0 | 0 | 0
F5_Industrial_Stone, Clay, and Glass_New_Space Heating_Natural Gas_Steam Trap Maintenance_A_Achievable Technical Potential | F5 | Industrial | Stone, Clay, and Glass | New | Space Heating | Natural Gas | Steam Trap Maintenance | A | Standalone Impact on Baseline Summer Peak (%) | Achievable Technical Potential | 0% | 0% | 0% | 0% | 0% | 0% | 0% | 0% | 0% | 0% | 0% | 0% | 0% | 0% | 0% | 0% | 0% | 0% | 0% | 0% | 0% | 0% | 0% | 0% | 0 | 0 | 0 | 0 | 0 | 0 | 0
F6_Industrial_Stone, Clay, and Glass_New_Space Heating_Natural Gas_Steam Trap Maintenance_A_Achievable Technical Potential | F6 | Industrial | Stone, Clay, and Glass | New | Space Heating | Natural Gas | Steam Trap Maintenance | A | Standalone Impact on Baseline Winter Peak (%) | Achievable Technical Potential | 0% | 0% | 0% | 0% | 0% | 0% | 0% | 0% | 0% | 0% | 0% | 0% | 0% | 0% | 0% | 0% | 0% | 0% | 0% | 0% | 0% | 0% | 0% | 0% | 0 | 0 | 0 | 0 | 0 | 0 | 0
F7_Industrial_Stone, Clay, and Glass_New_Space Heating_Natural Gas_Steam Trap Maintenance_A_Achievable Technical Potential | F7 | Industrial | Stone, Clay, and Glass | New | Space Heating | Natural Gas | Steam Trap Maintenance | A | Incremental Energy Savings (MWh or mTherms) | Achievable Technical Potential | 0 | 0 | 0 | 0 | 0 | 0 | 0 | 0 | 0 | 0 | 0 | 0 | 0 | 0 | 0 | 0 | 0 | 0 | 0 | 0 | 0 | 0 | 0 | 0 | 0 | 0 | 0 | 0 | 0 | 0 | 0
F8_Industrial_Stone, Clay, and Glass_New_Space Heating_Natural Gas_Steam Trap Maintenance_A_Achievable Technical Potential | F8 | Industrial | Stone, Clay, and Glass | New | Space Heating | Natural Gas | Steam Trap Maintenance | A | Incremental Summer Peak Savings (MW) | Achievable Technical Potential | 0 | 0 | 0 | 0 | 0 | 0 | 0 | 0 | 0 | 0 | 0 | 0 | 0 | 0 | 0 | 0 | 0 | 0 | 0 | 0 | 0 | 0 | 0 | 0 | 0 | 0 | 0 | 0 | 0 | 0 | 0
F9_Industrial_Stone, Clay, and Glass_New_Space Heating_Natural Gas_Steam Trap Maintenance_A_Achievable Technical Potential | F9 | Industrial | Stone, Clay, and Glass | New | Space Heating | Natural Gas | Steam Trap Maintenance | A | Incremental Winter Peak Savings (MW) | Achievable Technical Potential | 0 | 0 | 0 | 0 | 0 | 0 | 0 | 0 | 0 | 0 | 0 | 0 | 0 | 0 | 0 | 0 | 0 | 0 | 0 | 0 | 0 | 0 | 0 | 0 | 0 | 0 | 0 | 0 | 0 | 0 | 0
F10_Industrial_Stone, Clay, and Glass_New_Space Heating_Natural Gas_Steam Trap Maintenance_A_Achievable Technical Potential | F10 | Industrial | Stone, Clay, and Glass | New | Space Heating | Natural Gas | Steam Trap Maintenance | A | Cumulative Energy Savings (MWh or mTherms) | Achievable Technical Potential | 0 | 0 | 0 | 0 | 0 | 0 | 0 | 0 | 0 | 0 | 0 | 0 | 0 | 0 | 0 | 0 | 0 | 0 | 0 | 0 | 0 | 0 | 0 | 0 | 0 | 0 | 0 | 0 | 0 | 0 | 0
F11_Industrial_Stone, Clay, and Glass_New_Space Heating_Natural Gas_Steam Trap Maintenance_A_Achievable Technical Potential | F11 | Industrial | Stone, Clay, and Glass | New | Space Heating | Natural Gas | Steam Trap Maintenance | A | Cumulative Summer Peak Savings (MW) | Achievable Technical Potential | 0 | 0 | 0 | 0 | 0 | 0 | 0 | 0 | 0 | 0 | 0 | 0 | 0 | 0 | 0 | 0 | 0 | 0 | 0 | 0 | 0 | 0 | 0 | 0 | 0 | 0 | 0 | 0 | 0 | 0 | 0
F12_Industrial_Stone, Clay, and Glass_New_Space Heating_Natural Gas_Steam Trap Maintenance_A_Achievable Technical Potential | F12 | Industrial | Stone, Clay, and Glass | New | Space Heating | Natural Gas | Steam Trap Maintenance | A | Cumulative Winter Peak Savings (MW) | Achievable Technical Potential | 0 | 0 | 0 | 0 | 0 | 0 | 0 | 0 | 0 | 0 | 0 | 0 | 0 | 0 | 0 | 0 | 0 | 0 | 0 | 0 | 0 | 0 | 0 | 0 | 0 | 0 | 0 | 0 | 0 | 0 | 0
F13_Industrial_Stone, Clay, and Glass_New_Space Heating_Natural Gas_Steam Trap Maintenance_A_Achievable Technical Potential | F13 | Industrial | Stone, Clay, and Glass | New | Space Heating | Natural Gas | Steam Trap Maintenance | A | Purchases (Incremental) | Achievable Technical Potential | 0 | 0 | 0 | 0 | 0 | 0 | 0 | 0 | 0 | 0 | 0 | 0 | 0 | 0 | 0 | 0 | 0 | 0 | 0 | 0 | 0 | 0 | 0 | 0 | 0 | 0 | 0 | 0 | 0 | 0 | 0
F14_Industrial_Stone, Clay, and Glass_New_Space Heating_Natural Gas_Steam Trap Maintenance_A_Achievable Technical Potential | F14 | Industrial | Stone, Clay, and Glass | New | Space Heating | Natural Gas | Steam Trap Maintenance | A | Purchases (Cumulative) | Achievable Technical Potential | 0 | 0 | 0 | 0 | 0 | 0 | 0 | 0 | 0 | 0 | 0 | 0 | 0 | 0 | 0 | 0 | 0 | 0 | 0 | 0 | 0 | 0 | 0 | 0 | 0 | 0 | 0 | 0 | 0 | 0 | 0
F1_Industrial_Stone, Clay, and Glass_New_Process_Natural Gas_Steam Trap Maintenance_A_Achievable Technical Potential | F1 | Industrial | Stone, Clay, and Glass | New | Process | Natural Gas | Steam Trap Maintenance | A | Original Unit Energy Savings (kWh or therms) | Achievable Technical Potential | 0 | 0 | 0 | 0 | 0 | 5.4079 | 5.4079 | 5.4079 | 5.4079 | 5.4079 | 5.4079 | 5.4079 | 5.4079 | 5.4079 | 5.4079 | 5.4079 | 5.4079 | 5.4079 | 5.4079 | 5.4079 | 5.4079 | 5.4079 | 5.4079 | 5.4079 | 5.4079 | 5.4079 | 5.4079 | 5.4079 | 5.4079 | 5.4079 | 5.4079
F2_Industrial_Stone, Clay, and Glass_New_Process_Natural Gas_Steam Trap Maintenance_A_Achievable Technical Potential | F2 | Industrial | Stone, Clay, and Glass | New | Process | Natural Gas | Steam Trap Maintenance | A | Original Unit Summer Peak Savings (kW) | Achievable Technical Potential | 0 | 0 | 0 | 0 | 0 | 0 | 0 | 0 | 0 | 0 | 0 | 0 | 0 | 0 | 0 | 0 | 0 | 0 | 0 | 0 | 0 | 0 | 0 | 0 | 0 | 0 | 0 | 0 | 0 | 0 | 0
F3_Industrial_Stone, Clay, and Glass_New_Process_Natural Gas_Steam Trap Maintenance_A_Achievable Technical Potential | F3 | Industrial | Stone, Clay, and Glass | New | Process | Natural Gas | Steam Trap Maintenance | A | Original Unit Winter Peak Savings (kW) | Achievable Technical Potential | 0 | 0 | 0 | 0 | 0 | 0 | 0 | 0 | 0 | 0 | 0 | 0 | 0 | 0 | 0 | 0 | 0 | 0 | 0 | 0 | 0 | 0 | 0 | 0 | 0 | 0 | 0 | 0 | 0 | 0 | 0
F4_Industrial_Stone, Clay, and Glass_New_Process_Natural Gas_Steam Trap Maintenance_A_Achievable Technical Potential | F4 | Industrial | Stone, Clay, and Glass | New | Process | Natural Gas | Steam Trap Maintenance | A | Standalone Impact on Baseline Energy (%) | Achievable Technical Potential | 0% | 0% | 0% | 0% | 0% | 0% | 0% | 0% | 0% | 0% | 0% | 0% | 0% | 0% | 0% | 0% | 0% | 0% | 0% | 0% | 0% | 0% | 0% | 0% | 0 | 0 | 0 | 0 | 0 | 0 | 0
F5_Industrial_Stone, Clay, and Glass_New_Process_Natural Gas_Steam Trap Maintenance_A_Achievable Technical Potential | F5 | Industrial | Stone, Clay, and Glass | New | Process | Natural Gas | Steam Trap Maintenance | A | Standalone Impact on Baseline Summer Peak (%) | Achievable Technical Potential | 0% | 0% | 0% | 0% | 0% | 0% | 0% | 0% | 0% | 0% | 0% | 0% | 0% | 0% | 0% | 0% | 0% | 0% | 0% | 0% | 0% | 0% | 0% | 0% | 0 | 0 | 0 | 0 | 0 | 0 | 0
F6_Industrial_Stone, Clay, and Glass_New_Process_Natural Gas_Steam Trap Maintenance_A_Achievable Technical Potential | F6 | Industrial | Stone, Clay, and Glass | New | Process | Natural Gas | Steam Trap Maintenance | A | Standalone Impact on Baseline Winter Peak (%) | Achievable Technical Potential | 0% | 0% | 0% | 0% | 0% | 0% | 0% | 0% | 0% | 0% | 0% | 0% | 0% | 0% | 0% | 0% | 0% | 0% | 0% | 0% | 0% | 0% | 0% | 0% | 0 | 0 | 0 | 0 | 0 | 0 | 0
F7_Industrial_Stone, Clay, and Glass_New_Process_Natural Gas_Steam Trap Maintenance_A_Achievable Technical Potential | F7 | Industrial | Stone, Clay, and Glass | New | Process | Natural Gas | Steam Trap Maintenance | A | Incremental Energy Savings (MWh or mTherms) | Achievable Technical Potential | 0 | 0 | 0 | 0 | 0 | 0 | 0 | 0 | 0 | 0 | 0 | 0 | 0 | 0 | 0 | 0 | 0 | 0 | 0 | 0 | 0 | 0 | 0 | 0 | 0 | 0 | 0 | 0 | 0 | 0 | 0
F8_Industrial_Stone, Clay, and Glass_New_Process_Natural Gas_Steam Trap Maintenance_A_Achievable Technical Potential | F8 | Industrial | Stone, Clay, and Glass | New | Process | Natural Gas | Steam Trap Maintenance | A | Incremental Summer Peak Savings (MW) | Achievable Technical Potential | 0 | 0 | 0 | 0 | 0 | 0 | 0 | 0 | 0 | 0 | 0 | 0 | 0 | 0 | 0 | 0 | 0 | 0 | 0 | 0 | 0 | 0 | 0 | 0 | 0 | 0 | 0 | 0 | 0 | 0 | 0
F9_Industrial_Stone, Clay, and Glass_New_Process_Natural Gas_Steam Trap Maintenance_A_Achievable Technical Potential | F9 | Industrial | Stone, Clay, and Glass | New | Process | Natural Gas | Steam Trap Maintenance | A | Incremental Winter Peak Savings (MW) | Achievable Technical Potential | 0 | 0 | 0 | 0 | 0 | 0 | 0 | 0 | 0 | 0 | 0 | 0 | 0 | 0 | 0 | 0 | 0 | 0 | 0 | 0 | 0 | 0 | 0 | 0 | 0 | 0 | 0 | 0 | 0 | 0 | 0
F10_Industrial_Stone, Clay, and Glass_New_Process_Natural Gas_Steam Trap Maintenance_A_Achievable Technical Potential | F10 | Industrial | Stone, Clay, and Glass | New | Process | Natural Gas | Steam Trap Maintenance | A | Cumulative Energy Savings (MWh or mTherms) | Achievable Technical Potential | 0 | 0 | 0 | 0 | 0 | 0 | 0 | 0 | 0 | 0 | 0 | 0 | 0 | 0 | 0 | 0 | 0 | 0 | 0 | 0 | 0 | 0 | 0 | 0 | 0 | 0 | 0 | 0 | 0 | 0 | 0
F11_Industrial_Stone, Clay, and Glass_New_Process_Natural Gas_Steam Trap Maintenance_A_Achievable Technical Potential | F11 | Industrial | Stone, Clay, and Glass | New | Process | Natural Gas | Steam Trap Maintenance | A | Cumulative Summer Peak Savings (MW) | Achievable Technical Potential | 0 | 0 | 0 | 0 | 0 | 0 | 0 | 0 | 0 | 0 | 0 | 0 | 0 | 0 | 0 | 0 | 0 | 0 | 0 | 0 | 0 | 0 | 0 | 0 | 0 | 0 | 0 | 0 | 0 | 0 | 0
F12_Industrial_Stone, Clay, and Glass_New_Process_Natural Gas_Steam Trap Maintenance_A_Achievable Technical Potential | F12 | Industrial | Stone, Clay, and Glass | New | Process | Natural Gas | Steam Trap Maintenance | A | Cumulative Winter Peak Savings (MW) | Achievable Technical Potential | 0 | 0 | 0 | 0 | 0 | 0 | 0 | 0 | 0 | 0 | 0 | 0 | 0 | 0 | 0 | 0 | 0 | 0 | 0 | 0 | 0 | 0 | 0 | 0 | 0 | 0 | 0 | 0 | 0 | 0 | 0
F13_Industrial_Stone, Clay, and Glass_New_Process_Natural Gas_Steam Trap Maintenance_A_Achievable Technical Potential | F13 | Industrial | Stone, Clay, and Glass | New | Process | Natural Gas | Steam Trap Maintenance | A | Purchases (Incremental) | Achievable Technical Potential | 0 | 0 | 0 | 0 | 0 | 0 | 0 | 0 | 0 | 0 | 0 | 0 | 0 | 0 | 0 | 0 | 0 | 0 | 0 | 0 | 0 | 0 | 0 | 0 | 0 | 0 | 0 | 0 | 0 | 0 | 0
F14_Industrial_Stone, Clay, and Glass_New_Process_Natural Gas_Steam Trap Maintenance_A_Achievable Technical Potential | F14 | Industrial | Stone, Clay, and Glass | New | Process | Natural Gas | Steam Trap Maintenance | A | Purchases (Cumulative) | Achievable Technical Potential | 0 | 0 | 0 | 0 | 0 | 0 | 0 | 0 | 0 | 0 | 0 | 0 | 0 | 0 | 0 | 0 | 0 | 0 | 0 | 0 | 0 | 0 | 0 | 0 | 0 | 0 | 0 | 0 | 0 | 0 | 0
F1_Industrial_Stone, Clay, and Glass_New_Space Heating_Natural Gas_Gas Boiler - High Turndown_A_Achievable Technical Potential | F1 | Industrial | Stone, Clay, and Glass | New | Space Heating | Natural Gas | Gas Boiler - High Turndown | A | Original Unit Energy Savings (kWh or therms) | Achievable Technical Potential | 0 | 0 | 0 | 0 | 0 | 0 | 0 | 0 | 0 | 0 | 0 | 0 | 0 | 0 | 0 | 0 | 0 | 0 | 0 | 0 | 0 | 0 | 0 | 0 | 0 | 0 | 0 | 0 | 0 | 0 | 0
F2_Industrial_Stone, Clay, and Glass_New_Space Heating_Natural Gas_Gas Boiler - High Turndown_A_Achievable Technical Potential | F2 | Industrial | Stone, Clay, and Glass | New | Space Heating | Natural Gas | Gas Boiler - High Turndown | A | Original Unit Summer Peak Savings (kW) | Achievable Technical Potential | 0 | 0 | 0 | 0 | 0 | 0 | 0 | 0 | 0 | 0 | 0 | 0 | 0 | 0 | 0 | 0 | 0 | 0 | 0 | 0 | 0 | 0 | 0 | 0 | 0 | 0 | 0 | 0 | 0 | 0 | 0
F3_Industrial_Stone, Clay, and Glass_New_Space Heating_Natural Gas_Gas Boiler - High Turndown_A_Achievable Technical Potential | F3 | Industrial | Stone, Clay, and Glass | New | Space Heating | Natural Gas | Gas Boiler - High Turndown | A | Original Unit Winter Peak Savings (kW) | Achievable Technical Potential | 0 | 0 | 0 | 0 | 0 | 0 | 0 | 0 | 0 | 0 | 0 | 0 | 0 | 0 | 0 | 0 | 0 | 0 | 0 | 0 | 0 | 0 | 0 | 0 | 0 | 0 | 0 | 0 | 0 | 0 | 0
F4_Industrial_Stone, Clay, and Glass_New_Space Heating_Natural Gas_Gas Boiler - High Turndown_A_Achievable Technical Potential | F4 | Industrial | Stone, Clay, and Glass | New | Space Heating | Natural Gas | Gas Boiler - High Turndown | A | Standalone Impact on Baseline Energy (%) | Achievable Technical Potential | 0% | 0% | 0% | 0% | 0% | 0% | 0% | 0% | 0% | 0% | 0% | 0% | 0% | 0% | 0% | 0% | 0% | 0% | 0% | 0% | 0% | 0% | 0% | 0% | 0 | 0 | 0 | 0 | 0 | 0 | 0
F5_Industrial_Stone, Clay, and Glass_New_Space Heating_Natural Gas_Gas Boiler - High Turndown_A_Achievable Technical Potential | F5 | Industrial | Stone, Clay, and Glass | New | Space Heating | Natural Gas | Gas Boiler - High Turndown | A | Standalone Impact on Baseline Summer Peak (%) | Achievable Technical Potential | 0% | 0% | 0% | 0% | 0% | 0% | 0% | 0% | 0% | 0% | 0% | 0% | 0% | 0% | 0% | 0% | 0% | 0% | 0% | 0% | 0% | 0% | 0% | 0% | 0 | 0 | 0 | 0 | 0 | 0 | 0
F6_Industrial_Stone, Clay, and Glass_New_Space Heating_Natural Gas_Gas Boiler - High Turndown_A_Achievable Technical Potential | F6 | Industrial | Stone, Clay, and Glass | New | Space Heating | Natural Gas | Gas Boiler - High Turndown | A | Standalone Impact on Baseline Winter Peak (%) | Achievable Technical Potential | 0% | 0% | 0% | 0% | 0% | 0% | 0% | 0% | 0% | 0% | 0% | 0% | 0% | 0% | 0% | 0% | 0% | 0% | 0% | 0% | 0% | 0% | 0% | 0% | 0 | 0 | 0 | 0 | 0 | 0 | 0
F7_Industrial_Stone, Clay, and Glass_New_Space Heating_Natural Gas_Gas Boiler - High Turndown_A_Achievable Technical Potential | F7 | Industrial | Stone, Clay, and Glass | New | Space Heating | Natural Gas | Gas Boiler - High Turndown | A | Incremental Energy Savings (MWh or mTherms) | Achievable Technical Potential | 0 | 0 | 0 | 0 | 0 | 0 | 0 | 0 | 0 | 0 | 0 | 0 | 0 | 0 | 0 | 0 | 0 | 0 | 0 | 0 | 0 | 0 | 0 | 0 | 0 | 0 | 0 | 0 | 0 | 0 | 0
F8_Industrial_Stone, Clay, and Glass_New_Space Heating_Natural Gas_Gas Boiler - High Turndown_A_Achievable Technical Potential | F8 | Industrial | Stone, Clay, and Glass | New | Space Heating | Natural Gas | Gas Boiler - High Turndown | A | Incremental Summer Peak Savings (MW) | Achievable Technical Potential | 0 | 0 | 0 | 0 | 0 | 0 | 0 | 0 | 0 | 0 | 0 | 0 | 0 | 0 | 0 | 0 | 0 | 0 | 0 | 0 | 0 | 0 | 0 | 0 | 0 | 0 | 0 | 0 | 0 | 0 | 0
F9_Industrial_Stone, Clay, and Glass_New_Space Heating_Natural Gas_Gas Boiler - High Turndown_A_Achievable Technical Potential | F9 | Industrial | Stone, Clay, and Glass | New | Space Heating | Natural Gas | Gas Boiler - High Turndown | A | Incremental Winter Peak Savings (MW) | Achievable Technical Potential | 0 | 0 | 0 | 0 | 0 | 0 | 0 | 0 | 0 | 0 | 0 | 0 | 0 | 0 | 0 | 0 | 0 | 0 | 0 | 0 | 0 | 0 | 0 | 0 | 0 | 0 | 0 | 0 | 0 | 0 | 0
F10_Industrial_Stone, Clay, and Glass_New_Space Heating_Natural Gas_Gas Boiler - High Turndown_A_Achievable Technical Potential | F10 | Industrial | Stone, Clay, and Glass | New | Space Heating | Natural Gas | Gas Boiler - High Turndown | A | Cumulative Energy Savings (MWh or mTherms) | Achievable Technical Potential | 0 | 0 | 0 | 0 | 0 | 0 | 0 | 0 | 0 | 0 | 0 | 0 | 0 | 0 | 0 | 0 | 0 | 0 | 0 | 0 | 0 | 0 | 0 | 0 | 0 | 0 | 0 | 0 | 0 | 0 | 0
F11_Industrial_Stone, Clay, and Glass_New_Space Heating_Natural Gas_Gas Boiler - High Turndown_A_Achievable Technical Potential | F11 | Industrial | Stone, Clay, and Glass | New | Space Heating | Natural Gas | Gas Boiler - High Turndown | A | Cumulative Summer Peak Savings (MW) | Achievable Technical Potential | 0 | 0 | 0 | 0 | 0 | 0 | 0 | 0 | 0 | 0 | 0 | 0 | 0 | 0 | 0 | 0 | 0 | 0 | 0 | 0 | 0 | 0 | 0 | 0 | 0 | 0 | 0 | 0 | 0 | 0 | 0
F12_Industrial_Stone, Clay, and Glass_New_Space Heating_Natural Gas_Gas Boiler - High Turndown_A_Achievable Technical Potential | F12 | Industrial | Stone, Clay, and Glass | New | Space Heating | Natural Gas | Gas Boiler - High Turndown | A | Cumulative Winter Peak Savings (MW) | Achievable Technical Potential | 0 | 0 | 0 | 0 | 0 | 0 | 0 | 0 | 0 | 0 | 0 | 0 | 0 | 0 | 0 | 0 | 0 | 0 | 0 | 0 | 0 | 0 | 0 | 0 | 0 | 0 | 0 | 0 | 0 | 0 | 0
F13_Industrial_Stone, Clay, and Glass_New_Space Heating_Natural Gas_Gas Boiler - High Turndown_A_Achievable Technical Potential | F13 | Industrial | Stone, Clay, and Glass | New | Space Heating | Natural Gas | Gas Boiler - High Turndown | A | Purchases (Incremental) | Achievable Technical Potential | 0 | 0 | 0 | 0 | 0 | 0 | 0 | 0 | 0 | 0 | 0 | 0 | 0 | 0 | 0 | 0 | 0 | 0 | 0 | 0 | 0 | 0 | 0 | 0 | 0 | 0 | 0 | 0 | 0 | 0 | 0
F14_Industrial_Stone, Clay, and Glass_New_Space Heating_Natural Gas_Gas Boiler - High Turndown_A_Achievable Technical Potential | F14 | Industrial | Stone, Clay, and Glass | New | Space Heating | Natural Gas | Gas Boiler - High Turndown | A | Purchases (Cumulative) | Achievable Technical Potential | 0 | 0 | 0 | 0 | 0 | 0 | 0 | 0 | 0 | 0 | 0 | 0 | 0 | 0 | 0 | 0 | 0 | 0 | 0 | 0 | 0 | 0 | 0 | 0 | 0 | 0 | 0 | 0 | 0 | 0 | 0
F1_Industrial_Stone, Clay, and Glass_New_Process_Natural Gas_Gas Boiler - High Turndown_A_Achievable Technical Potential | F1 | Industrial | Stone, Clay, and Glass | New | Process | Natural Gas | Gas Boiler - High Turndown | A | Original Unit Energy Savings (kWh or therms) | Achievable Technical Potential | 0 | 0 | 0 | 0 | 0 | 5.7404 | 5.7404 | 5.7404 | 5.7404 | 5.7404 | 5.7404 | 5.7404 | 5.7404 | 5.7404 | 5.7404 | 5.7404 | 5.7404 | 5.7404 | 5.7404 | 5.7404 | 5.7404 | 5.7404 | 5.7404 | 5.7404 | 5.7404 | 5.7404 | 5.7404 | 5.7404 | 5.7404 | 5.7404 | 5.7404
F2_Industrial_Stone, Clay, and Glass_New_Process_Natural Gas_Gas Boiler - High Turndown_A_Achievable Technical Potential | F2 | Industrial | Stone, Clay, and Glass | New | Process | Natural Gas | Gas Boiler - High Turndown | A | Original Unit Summer Peak Savings (kW) | Achievable Technical Potential | 0 | 0 | 0 | 0 | 0 | 0 | 0 | 0 | 0 | 0 | 0 | 0 | 0 | 0 | 0 | 0 | 0 | 0 | 0 | 0 | 0 | 0 | 0 | 0 | 0 | 0 | 0 | 0 | 0 | 0 | 0
F3_Industrial_Stone, Clay, and Glass_New_Process_Natural Gas_Gas Boiler - High Turndown_A_Achievable Technical Potential | F3 | Industrial | Stone, Clay, and Glass | New | Process | Natural Gas | Gas Boiler - High Turndown | A | Original Unit Winter Peak Savings (kW) | Achievable Technical Potential | 0 | 0 | 0 | 0 | 0 | 0 | 0 | 0 | 0 | 0 | 0 | 0 | 0 | 0 | 0 | 0 | 0 | 0 | 0 | 0 | 0 | 0 | 0 | 0 | 0 | 0 | 0 | 0 | 0 | 0 | 0
F4_Industrial_Stone, Clay, and Glass_New_Process_Natural Gas_Gas Boiler - High Turndown_A_Achievable Technical Potential | F4 | Industrial | Stone, Clay, and Glass | New | Process | Natural Gas | Gas Boiler - High Turndown | A | Standalone Impact on Baseline Energy (%) | Achievable Technical Potential | 0% | 0% | 0% | 0% | 0% | 0.001422% | 0.002622% | 0.00369% | 0.004675% | 0.005602% | 0.006346% | 0.006821% | 0.007099% | 0.007234% | 0.007271% | 0.00723% | 0.007139% | 0.00701% | 0.006857% | 0.006689% | 0.006374% | 0.006087% | 0.005827% | 0.005589% | 5.3698e-05 | 5.1681e-05 | 4.9814e-05 | 4.8083e-05 | 0 | 0 | 0
F5_Industrial_Stone, Clay, and Glass_New_Process_Natural Gas_Gas Boiler - High Turndown_A_Achievable Technical Potential | F5 | Industrial | Stone, Clay, and Glass | New | Process | Natural Gas | Gas Boiler - High Turndown | A | Standalone Impact on Baseline Summer Peak (%) | Achievable Technical Potential | 0% | 0% | 0% | 0% | 0% | 0% | 0% | 0% | 0% | 0% | 0% | 0% | 0% | 0% | 0% | 0% | 0% | 0% | 0% | 0% | 0% | 0% | 0% | 0% | 0 | 0 | 0 | 0 | 0 | 0 | 0
F6_Industrial_Stone, Clay, and Glass_New_Process_Natural Gas_Gas Boiler - High Turndown_A_Achievable Technical Potential | F6 | Industrial | Stone, Clay, and Glass | New | Process | Natural Gas | Gas Boiler - High Turndown | A | Standalone Impact on Baseline Winter Peak (%) | Achievable Technical Potential | 0% | 0% | 0% | 0% | 0% | 0% | 0% | 0% | 0% | 0% | 0% | 0% | 0% | 0% | 0% | 0% | 0% | 0% | 0% | 0% | 0% | 0% | 0% | 0% | 0 | 0 | 0 | 0 | 0 | 0 | 0
F7_Industrial_Stone, Clay, and Glass_New_Process_Natural Gas_Gas Boiler - High Turndown_A_Achievable Technical Potential | F7 | Industrial | Stone, Clay, and Glass | New | Process | Natural Gas | Gas Boiler - High Turndown | A | Incremental Energy Savings (MWh or mTherms) | Achievable Technical Potential | 0 | 0 | 0 | 0 | 0 | 0.0024237 | 0.0028714 | 0.0033188 | 0.0037637 | 0.0042088 | 0.0041888 | 0.0036677 | 0.0031868 | 0.0027511 | 0.0023597 | 0.0020152 | 0.0017132 | 0.0014514 | 0.0012255 | 0.0010314 | 0.0024237 | 0.0028714 | 0.0033188 | 0.0037637 | 0.0042088 | 0.0041888 | 0.0036677 | 0.0031868 | 0.0027511 | 0.0023597 | 0.0020152
F8_Industrial_Stone, Clay, and Glass_New_Process_Natural Gas_Gas Boiler - High Turndown_A_Achievable Technical Potential | F8 | Industrial | Stone, Clay, and Glass | New | Process | Natural Gas | Gas Boiler - High Turndown | A | Incremental Summer Peak Savings (MW) | Achievable Technical Potential | 0 | 0 | 0 | 0 | 0 | 0 | 0 | 0 | 0 | 0 | 0 | 0 | 0 | 0 | 0 | 0 | 0 | 0 | 0 | 0 | 0 | 0 | 0 | 0 | 0 | 0 | 0 | 0 | 0 | 0 | 0
F9_Industrial_Stone, Clay, and Glass_New_Process_Natural Gas_Gas Boiler - High Turndown_A_Achievable Technical Potential | F9 | Industrial | Stone, Clay, and Glass | New | Process | Natural Gas | Gas Boiler - High Turndown | A | Incremental Winter Peak Savings (MW) | Achievable Technical Potential | 0 | 0 | 0 | 0 | 0 | 0 | 0 | 0 | 0 | 0 | 0 | 0 | 0 | 0 | 0 | 0 | 0 | 0 | 0 | 0 | 0 | 0 | 0 | 0 | 0 | 0 | 0 | 0 | 0 | 0 | 0
F10_Industrial_Stone, Clay, and Glass_New_Process_Natural Gas_Gas Boiler - High Turndown_A_Achievable Technical Potential | F10 | Industrial | Stone, Clay, and Glass | New | Process | Natural Gas | Gas Boiler - High Turndown | A | Cumulative Energy Savings (MWh or mTherms) | Achievable Technical Potential | 0 | 0 | 0 | 0 | 0 | 0.0024237 | 0.005295 | 0.0086139 | 0.012378 | 0.016586 | 0.020775 | 0.024443 | 0.027629 | 0.030381 | 0.03274 | 0.034755 | 0.036469 | 0.03792 | 0.039146 | 0.040177 | 0.040177 | 0.040177 | 0.040177 | 0.040177 | 0.040177 | 0.040177 | 0.040177 | 0.040177 | 0.040177 | 0.040177 | 0.040177
F11_Industrial_Stone, Clay, and Glass_New_Process_Natural Gas_Gas Boiler - High Turndown_A_Achievable Technical Potential | F11 | Industrial | Stone, Clay, and Glass | New | Process | Natural Gas | Gas Boiler - High Turndown | A | Cumulative Summer Peak Savings (MW) | Achievable Technical Potential | 0 | 0 | 0 | 0 | 0 | 0 | 0 | 0 | 0 | 0 | 0 | 0 | 0 | 0 | 0 | 0 | 0 | 0 | 0 | 0 | 0 | 0 | 0 | 0 | 0 | 0 | 0 | 0 | 0 | 0 | 0
F12_Industrial_Stone, Clay, and Glass_New_Process_Natural Gas_Gas Boiler - High Turndown_A_Achievable Technical Potential | F12 | Industrial | Stone, Clay, and Glass | New | Process | Natural Gas | Gas Boiler - High Turndown | A | Cumulative Winter Peak Savings (MW) | Achievable Technical Potential | 0 | 0 | 0 | 0 | 0 | 0 | 0 | 0 | 0 | 0 | 0 | 0 | 0 | 0 | 0 | 0 | 0 | 0 | 0 | 0 | 0 | 0 | 0 | 0 | 0 | 0 | 0 | 0 | 0 | 0 | 0
F13_Industrial_Stone, Clay, and Glass_New_Process_Natural Gas_Gas Boiler - High Turndown_A_Achievable Technical Potential | F13 | Industrial | Stone, Clay, and Glass | New | Process | Natural Gas | Gas Boiler - High Turndown | A | Purchases (Incremental) | Achievable Technical Potential | 0 | 0 | 0 | 0 | 0 | 0.42221 | 0.50021 | 0.57816 | 0.65565 | 0.73319 | 0.7297 | 0.63892 | 0.55515 | 0.47925 | 0.41106 | 0.35107 | 0.29845 | 0.25285 | 0.21349 | 0.17968 | 0.42221 | 0.50021 | 0.57816 | 0.65565 | 0.73319 | 0.7297 | 0.63892 | 0.55515 | 0.47925 | 0.41106 | 0.35107
F14_Industrial_Stone, Clay, and Glass_New_Process_Natural Gas_Gas Boiler - High Turndown_A_Achievable Technical Potential | F14 | Industrial | Stone, Clay, and Glass | New | Process | Natural Gas | Gas Boiler - High Turndown | A | Purchases (Cumulative) | Achievable Technical Potential | 0 | 0 | 0 | 0 | 0 | 0.42221 | 0.92242 | 1.5006 | 2.1562 | 2.8894 | 3.6191 | 4.258 | 4.8132 | 5.2924 | 5.7035 | 6.0546 | 6.353 | 6.6059 | 6.8194 | 6.999 | 6.999 | 6.999 | 6.999 | 6.999 | 6.999 | 6.999 | 6.999 | 6.999 | 6.999 | 6.999 | 6.999
F1_Industrial_Stone, Clay, and Glass_New_Space Heating_Natural Gas_Gas Boiler - Burner Control Optimization_A_Achievable Technical Potential | F1 | Industrial | Stone, Clay, and Glass | New | Space Heating | Natural Gas | Gas Boiler - Burner Control Optimization | A | Original Unit Energy Savings (kWh or therms) | Achievable Technical Potential | 0 | 0 | 0 | 0 | 0 | 0 | 0 | 0 | 0 | 0 | 0 | 0 | 0 | 0 | 0 | 0 | 0 | 0 | 0 | 0 | 0 | 0 | 0 | 0 | 0 | 0 | 0 | 0 | 0 | 0 | 0
F2_Industrial_Stone, Clay, and Glass_New_Space Heating_Natural Gas_Gas Boiler - Burner Control Optimization_A_Achievable Technical Potential | F2 | Industrial | Stone, Clay, and Glass | New | Space Heating | Natural Gas | Gas Boiler - Burner Control Optimization | A | Original Unit Summer Peak Savings (kW) | Achievable Technical Potential | 0 | 0 | 0 | 0 | 0 | 0 | 0 | 0 | 0 | 0 | 0 | 0 | 0 | 0 | 0 | 0 | 0 | 0 | 0 | 0 | 0 | 0 | 0 | 0 | 0 | 0 | 0 | 0 | 0 | 0 | 0
F3_Industrial_Stone, Clay, and Glass_New_Space Heating_Natural Gas_Gas Boiler - Burner Control Optimization_A_Achievable Technical Potential | F3 | Industrial | Stone, Clay, and Glass | New | Space Heating | Natural Gas | Gas Boiler - Burner Control Optimization | A | Original Unit Winter Peak Savings (kW) | Achievable Technical Potential | 0 | 0 | 0 | 0 | 0 | 0 | 0 | 0 | 0 | 0 | 0 | 0 | 0 | 0 | 0 | 0 | 0 | 0 | 0 | 0 | 0 | 0 | 0 | 0 | 0 | 0 | 0 | 0 | 0 | 0 | 0
F4_Industrial_Stone, Clay, and Glass_New_Space Heating_Natural Gas_Gas Boiler - Burner Control Optimization_A_Achievable Technical Potential | F4 | Industrial | Stone, Clay, and Glass | New | Space Heating | Natural Gas | Gas Boiler - Burner Control Optimization | A | Standalone Impact on Baseline Energy (%) | Achievable Technical Potential | 0% | 0% | 0% | 0% | 0% | 0% | 0% | 0% | 0% | 0% | 0% | 0% | 0% | 0% | 0% | 0% | 0% | 0% | 0% | 0% | 0% | 0% | 0% | 0% | 0 | 0 | 0 | 0 | 0 | 0 | 0
F5_Industrial_Stone, Clay, and Glass_New_Space Heating_Natural Gas_Gas Boiler - Burner Control Optimization_A_Achievable Technical Potential | F5 | Industrial | Stone, Clay, and Glass | New | Space Heating | Natural Gas | Gas Boiler - Burner Control Optimization | A | Standalone Impact on Baseline Summer Peak (%) | Achievable Technical Potential | 0% | 0% | 0% | 0% | 0% | 0% | 0% | 0% | 0% | 0% | 0% | 0% | 0% | 0% | 0% | 0% | 0% | 0% | 0% | 0% | 0% | 0% | 0% | 0% | 0 | 0 | 0 | 0 | 0 | 0 | 0
F6_Industrial_Stone, Clay, and Glass_New_Space Heating_Natural Gas_Gas Boiler - Burner Control Optimization_A_Achievable Technical Potential | F6 | Industrial | Stone, Clay, and Glass | New | Space Heating | Natural Gas | Gas Boiler - Burner Control Optimization | A | Standalone Impact on Baseline Winter Peak (%) | Achievable Technical Potential | 0% | 0% | 0% | 0% | 0% | 0% | 0% | 0% | 0% | 0% | 0% | 0% | 0% | 0% | 0% | 0% | 0% | 0% | 0% | 0% | 0% | 0% | 0% | 0% | 0 | 0 | 0 | 0 | 0 | 0 | 0
F7_Industrial_Stone, Clay, and Glass_New_Space Heating_Natural Gas_Gas Boiler - Burner Control Optimization_A_Achievable Technical Potential | F7 | Industrial | Stone, Clay, and Glass | New | Space Heating | Natural Gas | Gas Boiler - Burner Control Optimization | A | Incremental Energy Savings (MWh or mTherms) | Achievable Technical Potential | 0 | 0 | 0 | 0 | 0 | 0 | 0 | 0 | 0 | 0 | 0 | 0 | 0 | 0 | 0 | 0 | 0 | 0 | 0 | 0 | 0 | 0 | 0 | 0 | 0 | 0 | 0 | 0 | 0 | 0 | 0
F8_Industrial_Stone, Clay, and Glass_New_Space Heating_Natural Gas_Gas Boiler - Burner Control Optimization_A_Achievable Technical Potential | F8 | Industrial | Stone, Clay, and Glass | New | Space Heating | Natural Gas | Gas Boiler - Burner Control Optimization | A | Incremental Summer Peak Savings (MW) | Achievable Technical Potential | 0 | 0 | 0 | 0 | 0 | 0 | 0 | 0 | 0 | 0 | 0 | 0 | 0 | 0 | 0 | 0 | 0 | 0 | 0 | 0 | 0 | 0 | 0 | 0 | 0 | 0 | 0 | 0 | 0 | 0 | 0
F9_Industrial_Stone, Clay, and Glass_New_Space Heating_Natural Gas_Gas Boiler - Burner Control Optimization_A_Achievable Technical Potential | F9 | Industrial | Stone, Clay, and Glass | New | Space Heating | Natural Gas | Gas Boiler - Burner Control Optimization | A | Incremental Winter Peak Savings (MW) | Achievable Technical Potential | 0 | 0 | 0 | 0 | 0 | 0 | 0 | 0 | 0 | 0 | 0 | 0 | 0 | 0 | 0 | 0 | 0 | 0 | 0 | 0 | 0 | 0 | 0 | 0 | 0 | 0 | 0 | 0 | 0 | 0 | 0
F10_Industrial_Stone, Clay, and Glass_New_Space Heating_Natural Gas_Gas Boiler - Burner Control Optimization_A_Achievable Technical Potential | F10 | Industrial | Stone, Clay, and Glass | New | Space Heating | Natural Gas | Gas Boiler - Burner Control Optimization | A | Cumulative Energy Savings (MWh or mTherms) | Achievable Technical Potential | 0 | 0 | 0 | 0 | 0 | 0 | 0 | 0 | 0 | 0 | 0 | 0 | 0 | 0 | 0 | 0 | 0 | 0 | 0 | 0 | 0 | 0 | 0 | 0 | 0 | 0 | 0 | 0 | 0 | 0 | 0
F11_Industrial_Stone, Clay, and Glass_New_Space Heating_Natural Gas_Gas Boiler - Burner Control Optimization_A_Achievable Technical Potential | F11 | Industrial | Stone, Clay, and Glass | New | Space Heating | Natural Gas | Gas Boiler - Burner Control Optimization | A | Cumulative Summer Peak Savings (MW) | Achievable Technical Potential | 0 | 0 | 0 | 0 | 0 | 0 | 0 | 0 | 0 | 0 | 0 | 0 | 0 | 0 | 0 | 0 | 0 | 0 | 0 | 0 | 0 | 0 | 0 | 0 | 0 | 0 | 0 | 0 | 0 | 0 | 0
F12_Industrial_Stone, Clay, and Glass_New_Space Heating_Natural Gas_Gas Boiler - Burner Control Optimization_A_Achievable Technical Potential | F12 | Industrial | Stone, Clay, and Glass | New | Space Heating | Natural Gas | Gas Boiler - Burner Control Optimization | A | Cumulative Winter Peak Savings (MW) | Achievable Technical Potential | 0 | 0 | 0 | 0 | 0 | 0 | 0 | 0 | 0 | 0 | 0 | 0 | 0 | 0 | 0 | 0 | 0 | 0 | 0 | 0 | 0 | 0 | 0 | 0 | 0 | 0 | 0 | 0 | 0 | 0 | 0
F13_Industrial_Stone, Clay, and Glass_New_Space Heating_Natural Gas_Gas Boiler - Burner Control Optimization_A_Achievable Technical Potential | F13 | Industrial | Stone, Clay, and Glass | New | Space Heating | Natural Gas | Gas Boiler - Burner Control Optimization | A | Purchases (Incremental) | Achievable Technical Potential | 0 | 0 | 0 | 0 | 0 | 0 | 0 | 0 | 0 | 0 | 0 | 0 | 0 | 0 | 0 | 0 | 0 | 0 | 0 | 0 | 0 | 0 | 0 | 0 | 0 | 0 | 0 | 0 | 0 | 0 | 0
F14_Industrial_Stone, Clay, and Glass_New_Space Heating_Natural Gas_Gas Boiler - Burner Control Optimization_A_Achievable Technical Potential | F14 | Industrial | Stone, Clay, and Glass | New | Space Heating | Natural Gas | Gas Boiler - Burner Control Optimization | A | Purchases (Cumulative) | Achievable Technical Potential | 0 | 0 | 0 | 0 | 0 | 0 | 0 | 0 | 0 | 0 | 0 | 0 | 0 | 0 | 0 | 0 | 0 | 0 | 0 | 0 | 0 | 0 | 0 | 0 | 0 | 0 | 0 | 0 | 0 | 0 | 0
F1_Industrial_Stone, Clay, and Glass_New_Process_Natural Gas_Gas Boiler - Burner Control Optimization_A_Achievable Technical Potential | F1 | Industrial | Stone, Clay, and Glass | New | Process | Natural Gas | Gas Boiler - Burner Control Optimization | A | Original Unit Energy Savings (kWh or therms) | Achievable Technical Potential | 0 | 0 | 0 | 0 | 0 | 1.6647 | 1.6647 | 1.6647 | 1.6647 | 1.6647 | 1.6647 | 1.6647 | 1.6647 | 1.6647 | 1.6647 | 1.6647 | 1.6647 | 1.6647 | 1.6647 | 1.6647 | 1.6647 | 1.6647 | 1.6647 | 1.6647 | 1.6647 | 1.6647 | 1.6647 | 1.6647 | 1.6647 | 1.6647 | 1.6647
F2_Industrial_Stone, Clay, and Glass_New_Process_Natural Gas_Gas Boiler - Burner Control Optimization_A_Achievable Technical Potential | F2 | Industrial | Stone, Clay, and Glass | New | Process | Natural Gas | Gas Boiler - Burner Control Optimization | A | Original Unit Summer Peak Savings (kW) | Achievable Technical Potential | 0 | 0 | 0 | 0 | 0 | 0 | 0 | 0 | 0 | 0 | 0 | 0 | 0 | 0 | 0 | 0 | 0 | 0 | 0 | 0 | 0 | 0 | 0 | 0 | 0 | 0 | 0 | 0 | 0 | 0 | 0
F3_Industrial_Stone, Clay, and Glass_New_Process_Natural Gas_Gas Boiler - Burner Control Optimization_A_Achievable Technical Potential | F3 | Industrial | Stone, Clay, and Glass | New | Process | Natural Gas | Gas Boiler - Burner Control Optimization | A | Original Unit Winter Peak Savings (kW) | Achievable Technical Potential | 0 | 0 | 0 | 0 | 0 | 0 | 0 | 0 | 0 | 0 | 0 | 0 | 0 | 0 | 0 | 0 | 0 | 0 | 0 | 0 | 0 | 0 | 0 | 0 | 0 | 0 | 0 | 0 | 0 | 0 | 0
F4_Industrial_Stone, Clay, and Glass_New_Process_Natural Gas_Gas Boiler - Burner Control Optimization_A_Achievable Technical Potential | F4 | Industrial | Stone, Clay, and Glass | New | Process | Natural Gas | Gas Boiler - Burner Control Optimization | A | Standalone Impact on Baseline Energy (%) | Achievable Technical Potential | 0% | 0% | 0% | 0% | 0% | 0.0001112% | 0.0002687% | 0.0005821% | 0.001125% | 0.001958% | 0.003103% | 0.004531% | 0.00615% | 0.00783% | 0.009434% | 0.01083% | 0.01193% | 0.0127% | 0.01314% | 0.01331% | 0.01326% | 0.01305% | 0.01273% | 0.01234% | 0.00011906 | 0.00011459 | 0.00011045 | 0.00010661 | 0 | 0 | 0
F5_Industrial_Stone, Clay, and Glass_New_Process_Natural Gas_Gas Boiler - Burner Control Optimization_A_Achievable Technical Potential | F5 | Industrial | Stone, Clay, and Glass | New | Process | Natural Gas | Gas Boiler - Burner Control Optimization | A | Standalone Impact on Baseline Summer Peak (%) | Achievable Technical Potential | 0% | 0% | 0% | 0% | 0% | 0% | 0% | 0% | 0% | 0% | 0% | 0% | 0% | 0% | 0% | 0% | 0% | 0% | 0% | 0% | 0% | 0% | 0% | 0% | 0 | 0 | 0 | 0 | 0 | 0 | 0
F6_Industrial_Stone, Clay, and Glass_New_Process_Natural Gas_Gas Boiler - Burner Control Optimization_A_Achievable Technical Potential | F6 | Industrial | Stone, Clay, and Glass | New | Process | Natural Gas | Gas Boiler - Burner Control Optimization | A | Standalone Impact on Baseline Winter Peak (%) | Achievable Technical Potential | 0% | 0% | 0% | 0% | 0% | 0% | 0% | 0% | 0% | 0% | 0% | 0% | 0% | 0% | 0% | 0% | 0% | 0% | 0% | 0% | 0% | 0% | 0% | 0% | 0 | 0 | 0 | 0 | 0 | 0 | 0
F7_Industrial_Stone, Clay, and Glass_New_Process_Natural Gas_Gas Boiler - Burner Control Optimization_A_Achievable Technical Potential | F7 | Industrial | Stone, Clay, and Glass | New | Process | Natural Gas | Gas Boiler - Burner Control Optimization | A | Incremental Energy Savings (MWh or mTherms) | Achievable Technical Potential | 0 | 0 | 0 | 0 | 0 | 0.0001896 | 0.00035309 | 0.00081623 | 0.0016198 | 0.0028177 | 0.0043623 | 0.0060767 | 0.0076999 | 0.0089482 | 0.0095938 | 0.009559 | 0.0088883 | 0.0077516 | 0.0063631 | 0.0049326 | 0.0036238 | 0.0025294 | 0.0016816 | 0.0010672 | 0.00075205 | 0.00081623 | 0.0016198 | 0.0028177 | 0.0043623 | 0.0060767 | 0.0076999
F8_Industrial_Stone, Clay, and Glass_New_Process_Natural Gas_Gas Boiler - Burner Control Optimization_A_Achievable Technical Potential | F8 | Industrial | Stone, Clay, and Glass | New | Process | Natural Gas | Gas Boiler - Burner Control Optimization | A | Incremental Summer Peak Savings (MW) | Achievable Technical Potential | 0 | 0 | 0 | 0 | 0 | 0 | 0 | 0 | 0 | 0 | 0 | 0 | 0 | 0 | 0 | 0 | 0 | 0 | 0 | 0 | 0 | 0 | 0 | 0 | 0 | 0 | 0 | 0 | 0 | 0 | 0
F9_Industrial_Stone, Clay, and Glass_New_Process_Natural Gas_Gas Boiler - Burner Control Optimization_A_Achievable Technical Potential | F9 | Industrial | Stone, Clay, and Glass | New | Process | Natural Gas | Gas Boiler - Burner Control Optimization | A | Incremental Winter Peak Savings (MW) | Achievable Technical Potential | 0 | 0 | 0 | 0 | 0 | 0 | 0 | 0 | 0 | 0 | 0 | 0 | 0 | 0 | 0 | 0 | 0 | 0 | 0 | 0 | 0 | 0 | 0 | 0 | 0 | 0 | 0 | 0 | 0 | 0 | 0
F10_Industrial_Stone, Clay, and Glass_New_Process_Natural Gas_Gas Boiler - Burner Control Optimization_A_Achievable Technical Potential | F10 | Industrial | Stone, Clay, and Glass | New | Process | Natural Gas | Gas Boiler - Burner Control Optimization | A | Cumulative Energy Savings (MWh or mTherms) | Achievable Technical Potential | 0 | 0 | 0 | 0 | 0 | 0.0001896 | 0.00054269 | 0.0013589 | 0.0029788 | 0.0057965 | 0.010159 | 0.016236 | 0.023935 | 0.032884 | 0.042477 | 0.052036 | 0.060925 | 0.068676 | 0.075039 | 0.079972 | 0.083596 | 0.086125 | 0.087807 | 0.088684 | 0.089083 | 0.089083 | 0.089083 | 0.089083 | 0.089083 | 0.089083 | 0.089083
F11_Industrial_Stone, Clay, and Glass_New_Process_Natural Gas_Gas Boiler - Burner Control Optimization_A_Achievable Technical Potential | F11 | Industrial | Stone, Clay, and Glass | New | Process | Natural Gas | Gas Boiler - Burner Control Optimization | A | Cumulative Summer Peak Savings (MW) | Achievable Technical Potential | 0 | 0 | 0 | 0 | 0 | 0 | 0 | 0 | 0 | 0 | 0 | 0 | 0 | 0 | 0 | 0 | 0 | 0 | 0 | 0 | 0 | 0 | 0 | 0 | 0 | 0 | 0 | 0 | 0 | 0 | 0
F12_Industrial_Stone, Clay, and Glass_New_Process_Natural Gas_Gas Boiler - Burner Control Optimization_A_Achievable Technical Potential | F12 | Industrial | Stone, Clay, and Glass | New | Process | Natural Gas | Gas Boiler - Burner Control Optimization | A | Cumulative Winter Peak Savings (MW) | Achievable Technical Potential | 0 | 0 | 0 | 0 | 0 | 0 | 0 | 0 | 0 | 0 | 0 | 0 | 0 | 0 | 0 | 0 | 0 | 0 | 0 | 0 | 0 | 0 | 0 | 0 | 0 | 0 | 0 | 0 | 0 | 0 | 0
F13_Industrial_Stone, Clay, and Glass_New_Process_Natural Gas_Gas Boiler - Burner Control Optimization_A_Achievable Technical Potential | F13 | Industrial | Stone, Clay, and Glass | New | Process | Natural Gas | Gas Boiler - Burner Control Optimization | A | Purchases (Incremental) | Achievable Technical Potential | 0 | 0 | 0 | 0 | 0 | 0.11389 | 0.2121 | 0.49031 | 0.97305 | 1.6926 | 2.6205 | 3.6503 | 4.6254 | 5.3752 | 5.763 | 5.7422 | 5.3393 | 4.6564 | 3.8224 | 2.963 | 2.1769 | 1.5194 | 1.0101 | 0.64108 | 0.45176 | 0.49031 | 0.97305 | 1.6926 | 2.6205 | 3.6503 | 4.6254
F14_Industrial_Stone, Clay, and Glass_New_Process_Natural Gas_Gas Boiler - Burner Control Optimization_A_Achievable Technical Potential | F14 | Industrial | Stone, Clay, and Glass | New | Process | Natural Gas | Gas Boiler - Burner Control Optimization | A | Purchases (Cumulative) | Achievable Technical Potential | 0 | 0 | 0 | 0 | 0 | 0.11389 | 0.326 | 0.81631 | 1.7894 | 3.482 | 6.1025 | 9.7528 | 14.3781 | 19.7534 | 25.5164 | 31.2586 | 36.5978 | 41.2543 | 45.0766 | 48.0397 | 50.2165 | 51.7359 | 52.7461 | 53.2733 | 53.5129 | 53.5129 | 53.5129 | 53.5129 | 53.5129 | 53.5129 | 53.5129
F1_Industrial_Stone, Clay, and Glass_New_Space Heating_Natural Gas_HVAC - Demand Controlled Ventilation_A_Achievable Technical Potential | F1 | Industrial | Stone, Clay, and Glass | New | Space Heating | Natural Gas | HVAC - Demand Controlled Ventilation | A | Original Unit Energy Savings (kWh or therms) | Achievable Technical Potential | 0 | 0 | 0 | 0 | 0 | 0 | 0 | 0 | 0 | 0 | 0 | 0 | 0 | 0 | 0 | 0 | 0 | 0 | 0 | 0 | 0 | 0 | 0 | 0 | 0 | 0 | 0 | 0 | 0 | 0 | 0
F2_Industrial_Stone, Clay, and Glass_New_Space Heating_Natural Gas_HVAC - Demand Controlled Ventilation_A_Achievable Technical Potential | F2 | Industrial | Stone, Clay, and Glass | New | Space Heating | Natural Gas | HVAC - Demand Controlled Ventilation | A | Original Unit Summer Peak Savings (kW) | Achievable Technical Potential | 0 | 0 | 0 | 0 | 0 | 0 | 0 | 0 | 0 | 0 | 0 | 0 | 0 | 0 | 0 | 0 | 0 | 0 | 0 | 0 | 0 | 0 | 0 | 0 | 0 | 0 | 0 | 0 | 0 | 0 | 0
F3_Industrial_Stone, Clay, and Glass_New_Space Heating_Natural Gas_HVAC - Demand Controlled Ventilation_A_Achievable Technical Potential | F3 | Industrial | Stone, Clay, and Glass | New | Space Heating | Natural Gas | HVAC - Demand Controlled Ventilation | A | Original Unit Winter Peak Savings (kW) | Achievable Technical Potential | 0 | 0 | 0 | 0 | 0 | 0 | 0 | 0 | 0 | 0 | 0 | 0 | 0 | 0 | 0 | 0 | 0 | 0 | 0 | 0 | 0 | 0 | 0 | 0 | 0 | 0 | 0 | 0 | 0 | 0 | 0
F4_Industrial_Stone, Clay, and Glass_New_Space Heating_Natural Gas_HVAC - Demand Controlled Ventilation_A_Achievable Technical Potential | F4 | Industrial | Stone, Clay, and Glass | New | Space Heating | Natural Gas | HVAC - Demand Controlled Ventilation | A | Standalone Impact on Baseline Energy (%) | Achievable Technical Potential | 0% | 0% | 0% | 0% | 0% | 0% | 0% | 0% | 0% | 0% | 0% | 0% | 0% | 0% | 0% | 0% | 0% | 0% | 0% | 0% | 0% | 0% | 0% | 0% | 0 | 0 | 0 | 0 | 0 | 0 | 0
F5_Industrial_Stone, Clay, and Glass_New_Space Heating_Natural Gas_HVAC - Demand Controlled Ventilation_A_Achievable Technical Potential | F5 | Industrial | Stone, Clay, and Glass | New | Space Heating | Natural Gas | HVAC - Demand Controlled Ventilation | A | Standalone Impact on Baseline Summer Peak (%) | Achievable Technical Potential | 0% | 0% | 0% | 0% | 0% | 0% | 0% | 0% | 0% | 0% | 0% | 0% | 0% | 0% | 0% | 0% | 0% | 0% | 0% | 0% | 0% | 0% | 0% | 0% | 0 | 0 | 0 | 0 | 0 | 0 | 0
F6_Industrial_Stone, Clay, and Glass_New_Space Heating_Natural Gas_HVAC - Demand Controlled Ventilation_A_Achievable Technical Potential | F6 | Industrial | Stone, Clay, and Glass | New | Space Heating | Natural Gas | HVAC - Demand Controlled Ventilation | A | Standalone Impact on Baseline Winter Peak (%) | Achievable Technical Potential | 0% | 0% | 0% | 0% | 0% | 0% | 0% | 0% | 0% | 0% | 0% | 0% | 0% | 0% | 0% | 0% | 0% | 0% | 0% | 0% | 0% | 0% | 0% | 0% | 0 | 0 | 0 | 0 | 0 | 0 | 0
F7_Industrial_Stone, Clay, and Glass_New_Space Heating_Natural Gas_HVAC - Demand Controlled Ventilation_A_Achievable Technical Potential | F7 | Industrial | Stone, Clay, and Glass | New | Space Heating | Natural Gas | HVAC - Demand Controlled Ventilation | A | Incremental Energy Savings (MWh or mTherms) | Achievable Technical Potential | 0 | 0 | 0 | 0 | 0 | 0 | 0 | 0 | 0 | 0 | 0 | 0 | 0 | 0 | 0 | 0 | 0 | 0 | 0 | 0 | 0 | 0 | 0 | 0 | 0 | 0 | 0 | 0 | 0 | 0 | 0
F8_Industrial_Stone, Clay, and Glass_New_Space Heating_Natural Gas_HVAC - Demand Controlled Ventilation_A_Achievable Technical Potential | F8 | Industrial | Stone, Clay, and Glass | New | Space Heating | Natural Gas | HVAC - Demand Controlled Ventilation | A | Incremental Summer Peak Savings (MW) | Achievable Technical Potential | 0 | 0 | 0 | 0 | 0 | 0 | 0 | 0 | 0 | 0 | 0 | 0 | 0 | 0 | 0 | 0 | 0 | 0 | 0 | 0 | 0 | 0 | 0 | 0 | 0 | 0 | 0 | 0 | 0 | 0 | 0
F9_Industrial_Stone, Clay, and Glass_New_Space Heating_Natural Gas_HVAC - Demand Controlled Ventilation_A_Achievable Technical Potential | F9 | Industrial | Stone, Clay, and Glass | New | Space Heating | Natural Gas | HVAC - Demand Controlled Ventilation | A | Incremental Winter Peak Savings (MW) | Achievable Technical Potential | 0 | 0 | 0 | 0 | 0 | 0 | 0 | 0 | 0 | 0 | 0 | 0 | 0 | 0 | 0 | 0 | 0 | 0 | 0 | 0 | 0 | 0 | 0 | 0 | 0 | 0 | 0 | 0 | 0 | 0 | 0
F10_Industrial_Stone, Clay, and Glass_New_Space Heating_Natural Gas_HVAC - Demand Controlled Ventilation_A_Achievable Technical Potential | F10 | Industrial | Stone, Clay, and Glass | New | Space Heating | Natural Gas | HVAC - Demand Controlled Ventilation | A | Cumulative Energy Savings (MWh or mTherms) | Achievable Technical Potential | 0 | 0 | 0 | 0 | 0 | 0 | 0 | 0 | 0 | 0 | 0 | 0 | 0 | 0 | 0 | 0 | 0 | 0 | 0 | 0 | 0 | 0 | 0 | 0 | 0 | 0 | 0 | 0 | 0 | 0 | 0
F11_Industrial_Stone, Clay, and Glass_New_Space Heating_Natural Gas_HVAC - Demand Controlled Ventilation_A_Achievable Technical Potential | F11 | Industrial | Stone, Clay, and Glass | New | Space Heating | Natural Gas | HVAC - Demand Controlled Ventilation | A | Cumulative Summer Peak Savings (MW) | Achievable Technical Potential | 0 | 0 | 0 | 0 | 0 | 0 | 0 | 0 | 0 | 0 | 0 | 0 | 0 | 0 | 0 | 0 | 0 | 0 | 0 | 0 | 0 | 0 | 0 | 0 | 0 | 0 | 0 | 0 | 0 | 0 | 0
F12_Industrial_Stone, Clay, and Glass_New_Space Heating_Natural Gas_HVAC - Demand Controlled Ventilation_A_Achievable Technical Potential | F12 | Industrial | Stone, Clay, and Glass | New | Space Heating | Natural Gas | HVAC - Demand Controlled Ventilation | A | Cumulative Winter Peak Savings (MW) | Achievable Technical Potential | 0 | 0 | 0 | 0 | 0 | 0 | 0 | 0 | 0 | 0 | 0 | 0 | 0 | 0 | 0 | 0 | 0 | 0 | 0 | 0 | 0 | 0 | 0 | 0 | 0 | 0 | 0 | 0 | 0 | 0 | 0
F13_Industrial_Stone, Clay, and Glass_New_Space Heating_Natural Gas_HVAC - Demand Controlled Ventilation_A_Achievable Technical Potential | F13 | Industrial | Stone, Clay, and Glass | New | Space Heating | Natural Gas | HVAC - Demand Controlled Ventilation | A | Purchases (Incremental) | Achievable Technical Potential | 0 | 0 | 0 | 0 | 0 | 0 | 0 | 0 | 0 | 0 | 0 | 0 | 0 | 0 | 0 | 0 | 0 | 0 | 0 | 0 | 0 | 0 | 0 | 0 | 0 | 0 | 0 | 0 | 0 | 0 | 0
F14_Industrial_Stone, Clay, and Glass_New_Space Heating_Natural Gas_HVAC - Demand Controlled Ventilation_A_Achievable Technical Potential | F14 | Industrial | Stone, Clay, and Glass | New | Space Heating | Natural Gas | HVAC - Demand Controlled Ventilation | A | Purchases (Cumulative) | Achievable Technical Potential | 0 | 0 | 0 | 0 | 0 | 0 | 0 | 0 | 0 | 0 | 0 | 0 | 0 | 0 | 0 | 0 | 0 | 0 | 0 | 0 | 0 | 0 | 0 | 0 | 0 | 0 | 0 | 0 | 0 | 0 | 0
F1_Industrial_Stone, Clay, and Glass_New_Space Heating_Natural Gas_Gas Boiler - Stack Economizer_A_Achievable Technical Potential | F1 | Industrial | Stone, Clay, and Glass | New | Space Heating | Natural Gas | Gas Boiler - Stack Economizer | A | Original Unit Energy Savings (kWh or therms) | Achievable Technical Potential | 0 | 0 | 0 | 0 | 0 | 0 | 0 | 0 | 0 | 0 | 0 | 0 | 0 | 0 | 0 | 0 | 0 | 0 | 0 | 0 | 0 | 0 | 0 | 0 | 0 | 0 | 0 | 0 | 0 | 0 | 0
F2_Industrial_Stone, Clay, and Glass_New_Space Heating_Natural Gas_Gas Boiler - Stack Economizer_A_Achievable Technical Potential | F2 | Industrial | Stone, Clay, and Glass | New | Space Heating | Natural Gas | Gas Boiler - Stack Economizer | A | Original Unit Summer Peak Savings (kW) | Achievable Technical Potential | 0 | 0 | 0 | 0 | 0 | 0 | 0 | 0 | 0 | 0 | 0 | 0 | 0 | 0 | 0 | 0 | 0 | 0 | 0 | 0 | 0 | 0 | 0 | 0 | 0 | 0 | 0 | 0 | 0 | 0 | 0
F3_Industrial_Stone, Clay, and Glass_New_Space Heating_Natural Gas_Gas Boiler - Stack Economizer_A_Achievable Technical Potential | F3 | Industrial | Stone, Clay, and Glass | New | Space Heating | Natural Gas | Gas Boiler - Stack Economizer | A | Original Unit Winter Peak Savings (kW) | Achievable Technical Potential | 0 | 0 | 0 | 0 | 0 | 0 | 0 | 0 | 0 | 0 | 0 | 0 | 0 | 0 | 0 | 0 | 0 | 0 | 0 | 0 | 0 | 0 | 0 | 0 | 0 | 0 | 0 | 0 | 0 | 0 | 0
F4_Industrial_Stone, Clay, and Glass_New_Space Heating_Natural Gas_Gas Boiler - Stack Economizer_A_Achievable Technical Potential | F4 | Industrial | Stone, Clay, and Glass | New | Space Heating | Natural Gas | Gas Boiler - Stack Economizer | A | Standalone Impact on Baseline Energy (%) | Achievable Technical Potential | 0% | 0% | 0% | 0% | 0% | 0% | 0% | 0% | 0% | 0% | 0% | 0% | 0% | 0% | 0% | 0% | 0% | 0% | 0% | 0% | 0% | 0% | 0% | 0% | 0 | 0 | 0 | 0 | 0 | 0 | 0
F5_Industrial_Stone, Clay, and Glass_New_Space Heating_Natural Gas_Gas Boiler - Stack Economizer_A_Achievable Technical Potential | F5 | Industrial | Stone, Clay, and Glass | New | Space Heating | Natural Gas | Gas Boiler - Stack Economizer | A | Standalone Impact on Baseline Summer Peak (%) | Achievable Technical Potential | 0% | 0% | 0% | 0% | 0% | 0% | 0% | 0% | 0% | 0% | 0% | 0% | 0% | 0% | 0% | 0% | 0% | 0% | 0% | 0% | 0% | 0% | 0% | 0% | 0 | 0 | 0 | 0 | 0 | 0 | 0
F6_Industrial_Stone, Clay, and Glass_New_Space Heating_Natural Gas_Gas Boiler - Stack Economizer_A_Achievable Technical Potential | F6 | Industrial | Stone, Clay, and Glass | New | Space Heating | Natural Gas | Gas Boiler - Stack Economizer | A | Standalone Impact on Baseline Winter Peak (%) | Achievable Technical Potential | 0% | 0% | 0% | 0% | 0% | 0% | 0% | 0% | 0% | 0% | 0% | 0% | 0% | 0% | 0% | 0% | 0% | 0% | 0% | 0% | 0% | 0% | 0% | 0% | 0 | 0 | 0 | 0 | 0 | 0 | 0
F7_Industrial_Stone, Clay, and Glass_New_Space Heating_Natural Gas_Gas Boiler - Stack Economizer_A_Achievable Technical Potential | F7 | Industrial | Stone, Clay, and Glass | New | Space Heating | Natural Gas | Gas Boiler - Stack Economizer | A | Incremental Energy Savings (MWh or mTherms) | Achievable Technical Potential | 0 | 0 | 0 | 0 | 0 | 0 | 0 | 0 | 0 | 0 | 0 | 0 | 0 | 0 | 0 | 0 | 0 | 0 | 0 | 0 | 0 | 0 | 0 | 0 | 0 | 0 | 0 | 0 | 0 | 0 | 0
F8_Industrial_Stone, Clay, and Glass_New_Space Heating_Natural Gas_Gas Boiler - Stack Economizer_A_Achievable Technical Potential | F8 | Industrial | Stone, Clay, and Glass | New | Space Heating | Natural Gas | Gas Boiler - Stack Economizer | A | Incremental Summer Peak Savings (MW) | Achievable Technical Potential | 0 | 0 | 0 | 0 | 0 | 0 | 0 | 0 | 0 | 0 | 0 | 0 | 0 | 0 | 0 | 0 | 0 | 0 | 0 | 0 | 0 | 0 | 0 | 0 | 0 | 0 | 0 | 0 | 0 | 0 | 0
F9_Industrial_Stone, Clay, and Glass_New_Space Heating_Natural Gas_Gas Boiler - Stack Economizer_A_Achievable Technical Potential | F9 | Industrial | Stone, Clay, and Glass | New | Space Heating | Natural Gas | Gas Boiler - Stack Economizer | A | Incremental Winter Peak Savings (MW) | Achievable Technical Potential | 0 | 0 | 0 | 0 | 0 | 0 | 0 | 0 | 0 | 0 | 0 | 0 | 0 | 0 | 0 | 0 | 0 | 0 | 0 | 0 | 0 | 0 | 0 | 0 | 0 | 0 | 0 | 0 | 0 | 0 | 0
F10_Industrial_Stone, Clay, and Glass_New_Space Heating_Natural Gas_Gas Boiler - Stack Economizer_A_Achievable Technical Potential | F10 | Industrial | Stone, Clay, and Glass | New | Space Heating | Natural Gas | Gas Boiler - Stack Economizer | A | Cumulative Energy Savings (MWh or mTherms) | Achievable Technical Potential | 0 | 0 | 0 | 0 | 0 | 0 | 0 | 0 | 0 | 0 | 0 | 0 | 0 | 0 | 0 | 0 | 0 | 0 | 0 | 0 | 0 | 0 | 0 | 0 | 0 | 0 | 0 | 0 | 0 | 0 | 0
F11_Industrial_Stone, Clay, and Glass_New_Space Heating_Natural Gas_Gas Boiler - Stack Economizer_A_Achievable Technical Potential | F11 | Industrial | Stone, Clay, and Glass | New | Space Heating | Natural Gas | Gas Boiler - Stack Economizer | A | Cumulative Summer Peak Savings (MW) | Achievable Technical Potential | 0 | 0 | 0 | 0 | 0 | 0 | 0 | 0 | 0 | 0 | 0 | 0 | 0 | 0 | 0 | 0 | 0 | 0 | 0 | 0 | 0 | 0 | 0 | 0 | 0 | 0 | 0 | 0 | 0 | 0 | 0
F12_Industrial_Stone, Clay, and Glass_New_Space Heating_Natural Gas_Gas Boiler - Stack Economizer_A_Achievable Technical Potential | F12 | Industrial | Stone, Clay, and Glass | New | Space Heating | Natural Gas | Gas Boiler - Stack Economizer | A | Cumulative Winter Peak Savings (MW) | Achievable Technical Potential | 0 | 0 | 0 | 0 | 0 | 0 | 0 | 0 | 0 | 0 | 0 | 0 | 0 | 0 | 0 | 0 | 0 | 0 | 0 | 0 | 0 | 0 | 0 | 0 | 0 | 0 | 0 | 0 | 0 | 0 | 0
F13_Industrial_Stone, Clay, and Glass_New_Space Heating_Natural Gas_Gas Boiler - Stack Economizer_A_Achievable Technical Potential | F13 | Industrial | Stone, Clay, and Glass | New | Space Heating | Natural Gas | Gas Boiler - Stack Economizer | A | Purchases (Incremental) | Achievable Technical Potential | 0 | 0 | 0 | 0 | 0 | 0 | 0 | 0 | 0 | 0 | 0 | 0 | 0 | 0 | 0 | 0 | 0 | 0 | 0 | 0 | 0 | 0 | 0 | 0 | 0 | 0 | 0 | 0 | 0 | 0 | 0
F14_Industrial_Stone, Clay, and Glass_New_Space Heating_Natural Gas_Gas Boiler - Stack Economizer_A_Achievable Technical Potential | F14 | Industrial | Stone, Clay, and Glass | New | Space Heating | Natural Gas | Gas Boiler - Stack Economizer | A | Purchases (Cumulative) | Achievable Technical Potential | 0 | 0 | 0 | 0 | 0 | 0 | 0 | 0 | 0 | 0 | 0 | 0 | 0 | 0 | 0 | 0 | 0 | 0 | 0 | 0 | 0 | 0 | 0 | 0 | 0 | 0 | 0 | 0 | 0 | 0 | 0
F1_Industrial_Stone, Clay, and Glass_New_Process_Natural Gas_Gas Boiler - Stack Economizer_A_Achievable Technical Potential | F1 | Industrial | Stone, Clay, and Glass | New | Process | Natural Gas | Gas Boiler - Stack Economizer | A | Original Unit Energy Savings (kWh or therms) | Achievable Technical Potential | 0 | 0 | 0 | 0 | 0 | 5.5108 | 5.5108 | 5.5108 | 5.5108 | 5.5108 | 5.5108 | 5.5108 | 5.5108 | 5.5108 | 5.5108 | 5.5108 | 5.5108 | 5.5108 | 5.5108 | 5.5108 | 5.5108 | 5.5108 | 5.5108 | 5.5108 | 5.5108 | 5.5108 | 5.5108 | 5.5108 | 5.5108 | 5.5108 | 5.5108
F2_Industrial_Stone, Clay, and Glass_New_Process_Natural Gas_Gas Boiler - Stack Economizer_A_Achievable Technical Potential | F2 | Industrial | Stone, Clay, and Glass | New | Process | Natural Gas | Gas Boiler - Stack Economizer | A | Original Unit Summer Peak Savings (kW) | Achievable Technical Potential | 0 | 0 | 0 | 0 | 0 | 0 | 0 | 0 | 0 | 0 | 0 | 0 | 0 | 0 | 0 | 0 | 0 | 0 | 0 | 0 | 0 | 0 | 0 | 0 | 0 | 0 | 0 | 0 | 0 | 0 | 0
F3_Industrial_Stone, Clay, and Glass_New_Process_Natural Gas_Gas Boiler - Stack Economizer_A_Achievable Technical Potential | F3 | Industrial | Stone, Clay, and Glass | New | Process | Natural Gas | Gas Boiler - Stack Economizer | A | Original Unit Winter Peak Savings (kW) | Achievable Technical Potential | 0 | 0 | 0 | 0 | 0 | 0 | 0 | 0 | 0 | 0 | 0 | 0 | 0 | 0 | 0 | 0 | 0 | 0 | 0 | 0 | 0 | 0 | 0 | 0 | 0 | 0 | 0 | 0 | 0 | 0 | 0
F4_Industrial_Stone, Clay, and Glass_New_Process_Natural Gas_Gas Boiler - Stack Economizer_A_Achievable Technical Potential | F4 | Industrial | Stone, Clay, and Glass | New | Process | Natural Gas | Gas Boiler - Stack Economizer | A | Standalone Impact on Baseline Energy (%) | Achievable Technical Potential | 0% | 0% | 0% | 0% | 0% | 0.003639% | 0.006711% | 0.009446% | 0.01197% | 0.01434% | 0.01624% | 0.01746% | 0.01817% | 0.01852% | 0.01861% | 0.01851% | 0.01828% | 0.01795% | 0.01755% | 0.01712% | 0.01632% | 0.01558% | 0.01492% | 0.01431% | 0.00013747 | 0.0001323 | 0.00012752 | 0.00012309 | 0 | 0 | 0
F5_Industrial_Stone, Clay, and Glass_New_Process_Natural Gas_Gas Boiler - Stack Economizer_A_Achievable Technical Potential | F5 | Industrial | Stone, Clay, and Glass | New | Process | Natural Gas | Gas Boiler - Stack Economizer | A | Standalone Impact on Baseline Summer Peak (%) | Achievable Technical Potential | 0% | 0% | 0% | 0% | 0% | 0% | 0% | 0% | 0% | 0% | 0% | 0% | 0% | 0% | 0% | 0% | 0% | 0% | 0% | 0% | 0% | 0% | 0% | 0% | 0 | 0 | 0 | 0 | 0 | 0 | 0
F6_Industrial_Stone, Clay, and Glass_New_Process_Natural Gas_Gas Boiler - Stack Economizer_A_Achievable Technical Potential | F6 | Industrial | Stone, Clay, and Glass | New | Process | Natural Gas | Gas Boiler - Stack Economizer | A | Standalone Impact on Baseline Winter Peak (%) | Achievable Technical Potential | 0% | 0% | 0% | 0% | 0% | 0% | 0% | 0% | 0% | 0% | 0% | 0% | 0% | 0% | 0% | 0% | 0% | 0% | 0% | 0% | 0% | 0% | 0% | 0% | 0 | 0 | 0 | 0 | 0 | 0 | 0
F7_Industrial_Stone, Clay, and Glass_New_Process_Natural Gas_Gas Boiler - Stack Economizer_A_Achievable Technical Potential | F7 | Industrial | Stone, Clay, and Glass | New | Process | Natural Gas | Gas Boiler - Stack Economizer | A | Incremental Energy Savings (MWh or mTherms) | Achievable Technical Potential | 0 | 0 | 0 | 0 | 0 | 0.0062046 | 0.0073507 | 0.0084962 | 0.009635 | 0.010774 | 0.010723 | 0.0093892 | 0.0081581 | 0.0070428 | 0.0060407 | 0.005159 | 0.0043859 | 0.0037157 | 0.0031373 | 0.0026404 | 0.0062046 | 0.0073507 | 0.0084962 | 0.009635 | 0.010774 | 0.010723 | 0.0093892 | 0.0081581 | 0.0070428 | 0.0060407 | 0.005159
F8_Industrial_Stone, Clay, and Glass_New_Process_Natural Gas_Gas Boiler - Stack Economizer_A_Achievable Technical Potential | F8 | Industrial | Stone, Clay, and Glass | New | Process | Natural Gas | Gas Boiler - Stack Economizer | A | Incremental Summer Peak Savings (MW) | Achievable Technical Potential | 0 | 0 | 0 | 0 | 0 | 0 | 0 | 0 | 0 | 0 | 0 | 0 | 0 | 0 | 0 | 0 | 0 | 0 | 0 | 0 | 0 | 0 | 0 | 0 | 0 | 0 | 0 | 0 | 0 | 0 | 0
F9_Industrial_Stone, Clay, and Glass_New_Process_Natural Gas_Gas Boiler - Stack Economizer_A_Achievable Technical Potential | F9 | Industrial | Stone, Clay, and Glass | New | Process | Natural Gas | Gas Boiler - Stack Economizer | A | Incremental Winter Peak Savings (MW) | Achievable Technical Potential | 0 | 0 | 0 | 0 | 0 | 0 | 0 | 0 | 0 | 0 | 0 | 0 | 0 | 0 | 0 | 0 | 0 | 0 | 0 | 0 | 0 | 0 | 0 | 0 | 0 | 0 | 0 | 0 | 0 | 0 | 0
F10_Industrial_Stone, Clay, and Glass_New_Process_Natural Gas_Gas Boiler - Stack Economizer_A_Achievable Technical Potential | F10 | Industrial | Stone, Clay, and Glass | New | Process | Natural Gas | Gas Boiler - Stack Economizer | A | Cumulative Energy Savings (MWh or mTherms) | Achievable Technical Potential | 0 | 0 | 0 | 0 | 0 | 0.0062046 | 0.013555 | 0.022052 | 0.031687 | 0.042461 | 0.053184 | 0.062573 | 0.070732 | 0.077774 | 0.083815 | 0.088974 | 0.09336 | 0.097076 | 0.10021 | 0.10285 | 0.10285 | 0.10285 | 0.10285 | 0.10285 | 0.10285 | 0.10285 | 0.10285 | 0.10285 | 0.10285 | 0.10285 | 0.10285
F11_Industrial_Stone, Clay, and Glass_New_Process_Natural Gas_Gas Boiler - Stack Economizer_A_Achievable Technical Potential | F11 | Industrial | Stone, Clay, and Glass | New | Process | Natural Gas | Gas Boiler - Stack Economizer | A | Cumulative Summer Peak Savings (MW) | Achievable Technical Potential | 0 | 0 | 0 | 0 | 0 | 0 | 0 | 0 | 0 | 0 | 0 | 0 | 0 | 0 | 0 | 0 | 0 | 0 | 0 | 0 | 0 | 0 | 0 | 0 | 0 | 0 | 0 | 0 | 0 | 0 | 0
F12_Industrial_Stone, Clay, and Glass_New_Process_Natural Gas_Gas Boiler - Stack Economizer_A_Achievable Technical Potential | F12 | Industrial | Stone, Clay, and Glass | New | Process | Natural Gas | Gas Boiler - Stack Economizer | A | Cumulative Winter Peak Savings (MW) | Achievable Technical Potential | 0 | 0 | 0 | 0 | 0 | 0 | 0 | 0 | 0 | 0 | 0 | 0 | 0 | 0 | 0 | 0 | 0 | 0 | 0 | 0 | 0 | 0 | 0 | 0 | 0 | 0 | 0 | 0 | 0 | 0 | 0
F13_Industrial_Stone, Clay, and Glass_New_Process_Natural Gas_Gas Boiler - Stack Economizer_A_Achievable Technical Potential | F13 | Industrial | Stone, Clay, and Glass | New | Process | Natural Gas | Gas Boiler - Stack Economizer | A | Purchases (Incremental) | Achievable Technical Potential | 0 | 0 | 0 | 0 | 0 | 1.1259 | 1.3339 | 1.5418 | 1.7484 | 1.9552 | 1.9459 | 1.7038 | 1.4804 | 1.278 | 1.0962 | 0.93617 | 0.79588 | 0.67426 | 0.5693 | 0.47914 | 1.1259 | 1.3339 | 1.5418 | 1.7484 | 1.9552 | 1.9459 | 1.7038 | 1.4804 | 1.278 | 1.0962 | 0.93617
F14_Industrial_Stone, Clay, and Glass_New_Process_Natural Gas_Gas Boiler - Stack Economizer_A_Achievable Technical Potential | F14 | Industrial | Stone, Clay, and Glass | New | Process | Natural Gas | Gas Boiler - Stack Economizer | A | Purchases (Cumulative) | Achievable Technical Potential | 0 | 0 | 0 | 0 | 0 | 1.1259 | 2.4598 | 4.0015 | 5.75 | 7.7051 | 9.651 | 11.3548 | 12.8352 | 14.1132 | 15.2094 | 16.1455 | 16.9414 | 17.6157 | 18.185 | 18.6641 | 18.6641 | 18.6641 | 18.6641 | 18.6641 | 18.6641 | 18.6641 | 18.6641 | 18.6641 | 18.6641 | 18.6641 | 18.6641
F1_Industrial_Stone, Clay, and Glass_New_Space Heating_Natural Gas_Gas Furnace Tube Inserts_A_Achievable Technical Potential | F1 | Industrial | Stone, Clay, and Glass | New | Space Heating | Natural Gas | Gas Furnace Tube Inserts | A | Original Unit Energy Savings (kWh or therms) | Achievable Technical Potential | 0 | 0 | 0 | 0 | 0 | 0 | 0 | 0 | 0 | 0 | 0 | 0 | 0 | 0 | 0 | 0 | 0 | 0 | 0 | 0 | 0 | 0 | 0 | 0 | 0 | 0 | 0 | 0 | 0 | 0 | 0
F2_Industrial_Stone, Clay, and Glass_New_Space Heating_Natural Gas_Gas Furnace Tube Inserts_A_Achievable Technical Potential | F2 | Industrial | Stone, Clay, and Glass | New | Space Heating | Natural Gas | Gas Furnace Tube Inserts | A | Original Unit Summer Peak Savings (kW) | Achievable Technical Potential | 0 | 0 | 0 | 0 | 0 | 0 | 0 | 0 | 0 | 0 | 0 | 0 | 0 | 0 | 0 | 0 | 0 | 0 | 0 | 0 | 0 | 0 | 0 | 0 | 0 | 0 | 0 | 0 | 0 | 0 | 0
F3_Industrial_Stone, Clay, and Glass_New_Space Heating_Natural Gas_Gas Furnace Tube Inserts_A_Achievable Technical Potential | F3 | Industrial | Stone, Clay, and Glass | New | Space Heating | Natural Gas | Gas Furnace Tube Inserts | A | Original Unit Winter Peak Savings (kW) | Achievable Technical Potential | 0 | 0 | 0 | 0 | 0 | 0 | 0 | 0 | 0 | 0 | 0 | 0 | 0 | 0 | 0 | 0 | 0 | 0 | 0 | 0 | 0 | 0 | 0 | 0 | 0 | 0 | 0 | 0 | 0 | 0 | 0
F4_Industrial_Stone, Clay, and Glass_New_Space Heating_Natural Gas_Gas Furnace Tube Inserts_A_Achievable Technical Potential | F4 | Industrial | Stone, Clay, and Glass | New | Space Heating | Natural Gas | Gas Furnace Tube Inserts | A | Standalone Impact on Baseline Energy (%) | Achievable Technical Potential | 0% | 0% | 0% | 0% | 0% | 0% | 0% | 0% | 0% | 0% | 0% | 0% | 0% | 0% | 0% | 0% | 0% | 0% | 0% | 0% | 0% | 0% | 0% | 0% | 0 | 0 | 0 | 0 | 0 | 0 | 0
F5_Industrial_Stone, Clay, and Glass_New_Space Heating_Natural Gas_Gas Furnace Tube Inserts_A_Achievable Technical Potential | F5 | Industrial | Stone, Clay, and Glass | New | Space Heating | Natural Gas | Gas Furnace Tube Inserts | A | Standalone Impact on Baseline Summer Peak (%) | Achievable Technical Potential | 0% | 0% | 0% | 0% | 0% | 0% | 0% | 0% | 0% | 0% | 0% | 0% | 0% | 0% | 0% | 0% | 0% | 0% | 0% | 0% | 0% | 0% | 0% | 0% | 0 | 0 | 0 | 0 | 0 | 0 | 0
F6_Industrial_Stone, Clay, and Glass_New_Space Heating_Natural Gas_Gas Furnace Tube Inserts_A_Achievable Technical Potential | F6 | Industrial | Stone, Clay, and Glass | New | Space Heating | Natural Gas | Gas Furnace Tube Inserts | A | Standalone Impact on Baseline Winter Peak (%) | Achievable Technical Potential | 0% | 0% | 0% | 0% | 0% | 0% | 0% | 0% | 0% | 0% | 0% | 0% | 0% | 0% | 0% | 0% | 0% | 0% | 0% | 0% | 0% | 0% | 0% | 0% | 0 | 0 | 0 | 0 | 0 | 0 | 0
F7_Industrial_Stone, Clay, and Glass_New_Space Heating_Natural Gas_Gas Furnace Tube Inserts_A_Achievable Technical Potential | F7 | Industrial | Stone, Clay, and Glass | New | Space Heating | Natural Gas | Gas Furnace Tube Inserts | A | Incremental Energy Savings (MWh or mTherms) | Achievable Technical Potential | 0 | 0 | 0 | 0 | 0 | 0 | 0 | 0 | 0 | 0 | 0 | 0 | 0 | 0 | 0 | 0 | 0 | 0 | 0 | 0 | 0 | 0 | 0 | 0 | 0 | 0 | 0 | 0 | 0 | 0 | 0
F8_Industrial_Stone, Clay, and Glass_New_Space Heating_Natural Gas_Gas Furnace Tube Inserts_A_Achievable Technical Potential | F8 | Industrial | Stone, Clay, and Glass | New | Space Heating | Natural Gas | Gas Furnace Tube Inserts | A | Incremental Summer Peak Savings (MW) | Achievable Technical Potential | 0 | 0 | 0 | 0 | 0 | 0 | 0 | 0 | 0 | 0 | 0 | 0 | 0 | 0 | 0 | 0 | 0 | 0 | 0 | 0 | 0 | 0 | 0 | 0 | 0 | 0 | 0 | 0 | 0 | 0 | 0
F9_Industrial_Stone, Clay, and Glass_New_Space Heating_Natural Gas_Gas Furnace Tube Inserts_A_Achievable Technical Potential | F9 | Industrial | Stone, Clay, and Glass | New | Space Heating | Natural Gas | Gas Furnace Tube Inserts | A | Incremental Winter Peak Savings (MW) | Achievable Technical Potential | 0 | 0 | 0 | 0 | 0 | 0 | 0 | 0 | 0 | 0 | 0 | 0 | 0 | 0 | 0 | 0 | 0 | 0 | 0 | 0 | 0 | 0 | 0 | 0 | 0 | 0 | 0 | 0 | 0 | 0 | 0
F10_Industrial_Stone, Clay, and Glass_New_Space Heating_Natural Gas_Gas Furnace Tube Inserts_A_Achievable Technical Potential | F10 | Industrial | Stone, Clay, and Glass | New | Space Heating | Natural Gas | Gas Furnace Tube Inserts | A | Cumulative Energy Savings (MWh or mTherms) | Achievable Technical Potential | 0 | 0 | 0 | 0 | 0 | 0 | 0 | 0 | 0 | 0 | 0 | 0 | 0 | 0 | 0 | 0 | 0 | 0 | 0 | 0 | 0 | 0 | 0 | 0 | 0 | 0 | 0 | 0 | 0 | 0 | 0
F11_Industrial_Stone, Clay, and Glass_New_Space Heating_Natural Gas_Gas Furnace Tube Inserts_A_Achievable Technical Potential | F11 | Industrial | Stone, Clay, and Glass | New | Space Heating | Natural Gas | Gas Furnace Tube Inserts | A | Cumulative Summer Peak Savings (MW) | Achievable Technical Potential | 0 | 0 | 0 | 0 | 0 | 0 | 0 | 0 | 0 | 0 | 0 | 0 | 0 | 0 | 0 | 0 | 0 | 0 | 0 | 0 | 0 | 0 | 0 | 0 | 0 | 0 | 0 | 0 | 0 | 0 | 0
F12_Industrial_Stone, Clay, and Glass_New_Space Heating_Natural Gas_Gas Furnace Tube Inserts_A_Achievable Technical Potential | F12 | Industrial | Stone, Clay, and Glass | New | Space Heating | Natural Gas | Gas Furnace Tube Inserts | A | Cumulative Winter Peak Savings (MW) | Achievable Technical Potential | 0 | 0 | 0 | 0 | 0 | 0 | 0 | 0 | 0 | 0 | 0 | 0 | 0 | 0 | 0 | 0 | 0 | 0 | 0 | 0 | 0 | 0 | 0 | 0 | 0 | 0 | 0 | 0 | 0 | 0 | 0
F13_Industrial_Stone, Clay, and Glass_New_Space Heating_Natural Gas_Gas Furnace Tube Inserts_A_Achievable Technical Potential | F13 | Industrial | Stone, Clay, and Glass | New | Space Heating | Natural Gas | Gas Furnace Tube Inserts | A | Purchases (Incremental) | Achievable Technical Potential | 0 | 0 | 0 | 0 | 0 | 0 | 0 | 0 | 0 | 0 | 0 | 0 | 0 | 0 | 0 | 0 | 0 | 0 | 0 | 0 | 0 | 0 | 0 | 0 | 0 | 0 | 0 | 0 | 0 | 0 | 0
F14_Industrial_Stone, Clay, and Glass_New_Space Heating_Natural Gas_Gas Furnace Tube Inserts_A_Achievable Technical Potential | F14 | Industrial | Stone, Clay, and Glass | New | Space Heating | Natural Gas | Gas Furnace Tube Inserts | A | Purchases (Cumulative) | Achievable Technical Potential | 0 | 0 | 0 | 0 | 0 | 0 | 0 | 0 | 0 | 0 | 0 | 0 | 0 | 0 | 0 | 0 | 0 | 0 | 0 | 0 | 0 | 0 | 0 | 0 | 0 | 0 | 0 | 0 | 0 | 0 | 0
F1_Industrial_Stone, Clay, and Glass_New_Space Heating_Natural Gas_Space Heating - Heat Recovery Ventilator_A_Achievable Technical Potential | F1 | Industrial | Stone, Clay, and Glass | New | Space Heating | Natural Gas | Space Heating - Heat Recovery Ventilator | A | Original Unit Energy Savings (kWh or therms) | Achievable Technical Potential | 0 | 0 | 0 | 0 | 0 | 0.012468 | 0.012307 | 0.01219 | 0.0121 | 0.01203 | 0.011973 | 0.011906 | 0.011837 | 0.011768 | 0.011701 | 0.011649 | 0.011607 | 0.011574 | 0.011522 | 0.011484 | 0.011457 | 0.011435 | 0.011435 | 0.011435 | 0.011435 | 0.011435 | 0.011435 | 0.011435 | 0 | 0 | 0
F2_Industrial_Stone, Clay, and Glass_New_Space Heating_Natural Gas_Space Heating - Heat Recovery Ventilator_A_Achievable Technical Potential | F2 | Industrial | Stone, Clay, and Glass | New | Space Heating | Natural Gas | Space Heating - Heat Recovery Ventilator | A | Original Unit Summer Peak Savings (kW) | Achievable Technical Potential | 0 | 0 | 0 | 0 | 0 | 0 | 0 | 0 | 0 | 0 | 0 | 0 | 0 | 0 | 0 | 0 | 0 | 0 | 0 | 0 | 0 | 0 | 0 | 0 | 0 | 0 | 0 | 0 | 0 | 0 | 0
F3_Industrial_Stone, Clay, and Glass_New_Space Heating_Natural Gas_Space Heating - Heat Recovery Ventilator_A_Achievable Technical Potential | F3 | Industrial | Stone, Clay, and Glass | New | Space Heating | Natural Gas | Space Heating - Heat Recovery Ventilator | A | Original Unit Winter Peak Savings (kW) | Achievable Technical Potential | 0 | 0 | 0 | 0 | 0 | 0 | 0 | 0 | 0 | 0 | 0 | 0 | 0 | 0 | 0 | 0 | 0 | 0 | 0 | 0 | 0 | 0 | 0 | 0 | 0 | 0 | 0 | 0 | 0 | 0 | 0
F4_Industrial_Stone, Clay, and Glass_New_Space Heating_Natural Gas_Space Heating - Heat Recovery Ventilator_A_Achievable Technical Potential | F4 | Industrial | Stone, Clay, and Glass | New | Space Heating | Natural Gas | Space Heating - Heat Recovery Ventilator | A | Standalone Impact on Baseline Energy (%) | Achievable Technical Potential | 0% | 0% | 0% | 0% | 0% | 0.01343% | 0.02477% | 0.03486% | 0.04417% | 0.05293% | 0.0613% | 0.06943% | 0.07736% | 0.08512% | 0.09282% | 0.1004% | 0.1079% | 0.1153% | 0.1227% | 0.1301% | 0.1337% | 0.137% | 0.1401% | 0.1428% | 0.0014533 | 0.0013987 | 0.0013482 | 0.0013013 | 0 | 0 | 0
F5_Industrial_Stone, Clay, and Glass_New_Space Heating_Natural Gas_Space Heating - Heat Recovery Ventilator_A_Achievable Technical Potential | F5 | Industrial | Stone, Clay, and Glass | New | Space Heating | Natural Gas | Space Heating - Heat Recovery Ventilator | A | Standalone Impact on Baseline Summer Peak (%) | Achievable Technical Potential | 0% | 0% | 0% | 0% | 0% | 0% | 0% | 0% | 0% | 0% | 0% | 0% | 0% | 0% | 0% | 0% | 0% | 0% | 0% | 0% | 0% | 0% | 0% | 0% | 0 | 0 | 0 | 0 | 0 | 0 | 0
F6_Industrial_Stone, Clay, and Glass_New_Space Heating_Natural Gas_Space Heating - Heat Recovery Ventilator_A_Achievable Technical Potential | F6 | Industrial | Stone, Clay, and Glass | New | Space Heating | Natural Gas | Space Heating - Heat Recovery Ventilator | A | Standalone Impact on Baseline Winter Peak (%) | Achievable Technical Potential | 0% | 0% | 0% | 0% | 0% | 0% | 0% | 0% | 0% | 0% | 0% | 0% | 0% | 0% | 0% | 0% | 0% | 0% | 0% | 0% | 0% | 0% | 0% | 0% | 0 | 0 | 0 | 0 | 0 | 0 | 0
F7_Industrial_Stone, Clay, and Glass_New_Space Heating_Natural Gas_Space Heating - Heat Recovery Ventilator_A_Achievable Technical Potential | F7 | Industrial | Stone, Clay, and Glass | New | Space Heating | Natural Gas | Space Heating - Heat Recovery Ventilator | A | Incremental Energy Savings (MWh or mTherms) | Achievable Technical Potential | 0 | 0 | 0 | 0 | 0 | 0.00011815 | 0.00013817 | 0.00015818 | 0.00017807 | 0.00019796 | 0.00021788 | 0.00023714 | 0.00025605 | 0.00027469 | 0.00029284 | 0.00031123 | 0.00032956 | 0.00034801 | 0.00036565 | 0.0003834 | 0.00040142 | 0.00041949 | 0.00043825 | 0.00045693 | 0.00047556 | 0.00020809 | 0.00022775 | 0.00024736 | 0 | 0 | 0
F8_Industrial_Stone, Clay, and Glass_New_Space Heating_Natural Gas_Space Heating - Heat Recovery Ventilator_A_Achievable Technical Potential | F8 | Industrial | Stone, Clay, and Glass | New | Space Heating | Natural Gas | Space Heating - Heat Recovery Ventilator | A | Incremental Summer Peak Savings (MW) | Achievable Technical Potential | 0 | 0 | 0 | 0 | 0 | 0 | 0 | 0 | 0 | 0 | 0 | 0 | 0 | 0 | 0 | 0 | 0 | 0 | 0 | 0 | 0 | 0 | 0 | 0 | 0 | 0 | 0 | 0 | 0 | 0 | 0
F9_Industrial_Stone, Clay, and Glass_New_Space Heating_Natural Gas_Space Heating - Heat Recovery Ventilator_A_Achievable Technical Potential | F9 | Industrial | Stone, Clay, and Glass | New | Space Heating | Natural Gas | Space Heating - Heat Recovery Ventilator | A | Incremental Winter Peak Savings (MW) | Achievable Technical Potential | 0 | 0 | 0 | 0 | 0 | 0 | 0 | 0 | 0 | 0 | 0 | 0 | 0 | 0 | 0 | 0 | 0 | 0 | 0 | 0 | 0 | 0 | 0 | 0 | 0 | 0 | 0 | 0 | 0 | 0 | 0
F10_Industrial_Stone, Clay, and Glass_New_Space Heating_Natural Gas_Space Heating - Heat Recovery Ventilator_A_Achievable Technical Potential | F10 | Industrial | Stone, Clay, and Glass | New | Space Heating | Natural Gas | Space Heating - Heat Recovery Ventilator | A | Cumulative Energy Savings (MWh or mTherms) | Achievable Technical Potential | 0 | 0 | 0 | 0 | 0 | 0.00011815 | 0.0002548 | 0.00041054 | 0.0005856 | 0.00078016 | 0.00099435 | 0.001226 | 0.0014748 | 0.0017409 | 0.0020239 | 0.0023261 | 0.0026474 | 0.0029879 | 0.0033401 | 0.0037125 | 0.0039964 | 0.00428 | 0.0045698 | 0.0048585 | 0.0051459 | 0.0051459 | 0.0051459 | 0.0051459 | 0 | 0 | 0
F11_Industrial_Stone, Clay, and Glass_New_Space Heating_Natural Gas_Space Heating - Heat Recovery Ventilator_A_Achievable Technical Potential | F11 | Industrial | Stone, Clay, and Glass | New | Space Heating | Natural Gas | Space Heating - Heat Recovery Ventilator | A | Cumulative Summer Peak Savings (MW) | Achievable Technical Potential | 0 | 0 | 0 | 0 | 0 | 0 | 0 | 0 | 0 | 0 | 0 | 0 | 0 | 0 | 0 | 0 | 0 | 0 | 0 | 0 | 0 | 0 | 0 | 0 | 0 | 0 | 0 | 0 | 0 | 0 | 0
F12_Industrial_Stone, Clay, and Glass_New_Space Heating_Natural Gas_Space Heating - Heat Recovery Ventilator_A_Achievable Technical Potential | F12 | Industrial | Stone, Clay, and Glass | New | Space Heating | Natural Gas | Space Heating - Heat Recovery Ventilator | A | Cumulative Winter Peak Savings (MW) | Achievable Technical Potential | 0 | 0 | 0 | 0 | 0 | 0 | 0 | 0 | 0 | 0 | 0 | 0 | 0 | 0 | 0 | 0 | 0 | 0 | 0 | 0 | 0 | 0 | 0 | 0 | 0 | 0 | 0 | 0 | 0 | 0 | 0
F13_Industrial_Stone, Clay, and Glass_New_Space Heating_Natural Gas_Space Heating - Heat Recovery Ventilator_A_Achievable Technical Potential | F13 | Industrial | Stone, Clay, and Glass | New | Space Heating | Natural Gas | Space Heating - Heat Recovery Ventilator | A | Purchases (Incremental) | Achievable Technical Potential | 0 | 0 | 0 | 0 | 0 | 9.4763 | 11.2269 | 12.9764 | 14.7157 | 16.4559 | 18.1975 | 19.917 | 21.6319 | 23.3432 | 25.0274 | 26.7179 | 28.3924 | 30.0671 | 31.7334 | 33.3848 | 35.0381 | 36.6846 | 38.3247 | 39.9589 | 41.5875 | 18.1975 | 19.917 | 21.6319 | 23.3432 | 25.0274 | 26.7179
F14_Industrial_Stone, Clay, and Glass_New_Space Heating_Natural Gas_Space Heating - Heat Recovery Ventilator_A_Achievable Technical Potential | F14 | Industrial | Stone, Clay, and Glass | New | Space Heating | Natural Gas | Space Heating - Heat Recovery Ventilator | A | Purchases (Cumulative) | Achievable Technical Potential | 0 | 0 | 0 | 0 | 0 | 9.4763 | 20.7032 | 33.6796 | 48.3953 | 64.8512 | 83.0487 | 102.9657 | 124.5976 | 147.9408 | 172.9681 | 199.6861 | 228.0785 | 258.1456 | 289.879 | 323.2637 | 348.8255 | 374.2833 | 399.6316 | 424.8748 | 450.0063 | 450.0063 | 450.0063 | 450.0063 | 450.0063 | 450.0063 | 450.0063
F1_Industrial_Stone, Clay, and Glass_New_Space Heating_Natural Gas_Thermostat - Programmable_A_Achievable Technical Potential | F1 | Industrial | Stone, Clay, and Glass | New | Space Heating | Natural Gas | Thermostat - Programmable | A | Original Unit Energy Savings (kWh or therms) | Achievable Technical Potential | 0 | 0 | 0 | 0 | 0 | 0.006194 | 0.006114 | 0.0060556 | 0.0060113 | 0.0059764 | 0.0059481 | 0.005915 | 0.0058802 | 0.005846 | 0.0058129 | 0.0057868 | 0.0057663 | 0.00575 | 0.0057242 | 0.0057053 | 0.0056915 | 0.0056808 | 0.0056808 | 0.0056808 | 0.0056808 | 0.0056808 | 0.0056808 | 0.0056808 | 0 | 0 | 0
F2_Industrial_Stone, Clay, and Glass_New_Space Heating_Natural Gas_Thermostat - Programmable_A_Achievable Technical Potential | F2 | Industrial | Stone, Clay, and Glass | New | Space Heating | Natural Gas | Thermostat - Programmable | A | Original Unit Summer Peak Savings (kW) | Achievable Technical Potential | 0 | 0 | 0 | 0 | 0 | 0 | 0 | 0 | 0 | 0 | 0 | 0 | 0 | 0 | 0 | 0 | 0 | 0 | 0 | 0 | 0 | 0 | 0 | 0 | 0 | 0 | 0 | 0 | 0 | 0 | 0
F3_Industrial_Stone, Clay, and Glass_New_Space Heating_Natural Gas_Thermostat - Programmable_A_Achievable Technical Potential | F3 | Industrial | Stone, Clay, and Glass | New | Space Heating | Natural Gas | Thermostat - Programmable | A | Original Unit Winter Peak Savings (kW) | Achievable Technical Potential | 0 | 0 | 0 | 0 | 0 | 0 | 0 | 0 | 0 | 0 | 0 | 0 | 0 | 0 | 0 | 0 | 0 | 0 | 0 | 0 | 0 | 0 | 0 | 0 | 0 | 0 | 0 | 0 | 0 | 0 | 0
F4_Industrial_Stone, Clay, and Glass_New_Space Heating_Natural Gas_Thermostat - Programmable_A_Achievable Technical Potential | F4 | Industrial | Stone, Clay, and Glass | New | Space Heating | Natural Gas | Thermostat - Programmable | A | Standalone Impact on Baseline Energy (%) | Achievable Technical Potential | 0% | 0% | 0% | 0% | 0% | 0.02002% | 0.03691% | 0.05195% | 0.06583% | 0.07888% | 0.09135% | 0.1035% | 0.1153% | 0.1269% | 0.1383% | 0.1496% | 0.1541% | 0.1581% | 0.1616% | 0.1648% | 0.1676% | 0.1702% | 0.1725% | 0.1747% | 0.001766 | 0.0016997 | 0.0016383 | 0.0015814 | 0 | 0 | 0
F5_Industrial_Stone, Clay, and Glass_New_Space Heating_Natural Gas_Thermostat - Programmable_A_Achievable Technical Potential | F5 | Industrial | Stone, Clay, and Glass | New | Space Heating | Natural Gas | Thermostat - Programmable | A | Standalone Impact on Baseline Summer Peak (%) | Achievable Technical Potential | 0% | 0% | 0% | 0% | 0% | 0% | 0% | 0% | 0% | 0% | 0% | 0% | 0% | 0% | 0% | 0% | 0% | 0% | 0% | 0% | 0% | 0% | 0% | 0% | 0 | 0 | 0 | 0 | 0 | 0 | 0
F6_Industrial_Stone, Clay, and Glass_New_Space Heating_Natural Gas_Thermostat - Programmable_A_Achievable Technical Potential | F6 | Industrial | Stone, Clay, and Glass | New | Space Heating | Natural Gas | Thermostat - Programmable | A | Standalone Impact on Baseline Winter Peak (%) | Achievable Technical Potential | 0% | 0% | 0% | 0% | 0% | 0% | 0% | 0% | 0% | 0% | 0% | 0% | 0% | 0% | 0% | 0% | 0% | 0% | 0% | 0% | 0% | 0% | 0% | 0% | 0 | 0 | 0 | 0 | 0 | 0 | 0
F7_Industrial_Stone, Clay, and Glass_New_Space Heating_Natural Gas_Thermostat - Programmable_A_Achievable Technical Potential | F7 | Industrial | Stone, Clay, and Glass | New | Space Heating | Natural Gas | Thermostat - Programmable | A | Incremental Energy Savings (MWh or mTherms) | Achievable Technical Potential | 0 | 0 | 0 | 0 | 0 | 0.00017609 | 0.00020592 | 0.00023574 | 0.00026538 | 0.00029504 | 0.00032472 | 0.00035343 | 0.0003816 | 0.00040939 | 0.00043644 | 0.00046384 | 0.00049116 | 0.00051866 | 0.00054495 | 0.00057141 | 0.00059826 | 0.0006252 | 0.00065315 | 0.000681 | 0.00070875 | 0.00042653 | 0.00045534 | 0.00048388 | 0 | 0 | 0
F8_Industrial_Stone, Clay, and Glass_New_Space Heating_Natural Gas_Thermostat - Programmable_A_Achievable Technical Potential | F8 | Industrial | Stone, Clay, and Glass | New | Space Heating | Natural Gas | Thermostat - Programmable | A | Incremental Summer Peak Savings (MW) | Achievable Technical Potential | 0 | 0 | 0 | 0 | 0 | 0 | 0 | 0 | 0 | 0 | 0 | 0 | 0 | 0 | 0 | 0 | 0 | 0 | 0 | 0 | 0 | 0 | 0 | 0 | 0 | 0 | 0 | 0 | 0 | 0 | 0
F9_Industrial_Stone, Clay, and Glass_New_Space Heating_Natural Gas_Thermostat - Programmable_A_Achievable Technical Potential | F9 | Industrial | Stone, Clay, and Glass | New | Space Heating | Natural Gas | Thermostat - Programmable | A | Incremental Winter Peak Savings (MW) | Achievable Technical Potential | 0 | 0 | 0 | 0 | 0 | 0 | 0 | 0 | 0 | 0 | 0 | 0 | 0 | 0 | 0 | 0 | 0 | 0 | 0 | 0 | 0 | 0 | 0 | 0 | 0 | 0 | 0 | 0 | 0 | 0 | 0
F10_Industrial_Stone, Clay, and Glass_New_Space Heating_Natural Gas_Thermostat - Programmable_A_Achievable Technical Potential | F10 | Industrial | Stone, Clay, and Glass | New | Space Heating | Natural Gas | Thermostat - Programmable | A | Cumulative Energy Savings (MWh or mTherms) | Achievable Technical Potential | 0 | 0 | 0 | 0 | 0 | 0.00017609 | 0.00037974 | 0.00061185 | 0.00087276 | 0.0011627 | 0.0014819 | 0.0018271 | 0.002198 | 0.0025946 | 0.0030163 | 0.0034667 | 0.0037816 | 0.0040959 | 0.0043996 | 0.0047046 | 0.0050106 | 0.0053162 | 0.0056299 | 0.0059422 | 0.0062532 | 0.0062532 | 0.0062532 | 0.0062532 | 0 | 0 | 0
F11_Industrial_Stone, Clay, and Glass_New_Space Heating_Natural Gas_Thermostat - Programmable_A_Achievable Technical Potential | F11 | Industrial | Stone, Clay, and Glass | New | Space Heating | Natural Gas | Thermostat - Programmable | A | Cumulative Summer Peak Savings (MW) | Achievable Technical Potential | 0 | 0 | 0 | 0 | 0 | 0 | 0 | 0 | 0 | 0 | 0 | 0 | 0 | 0 | 0 | 0 | 0 | 0 | 0 | 0 | 0 | 0 | 0 | 0 | 0 | 0 | 0 | 0 | 0 | 0 | 0
F12_Industrial_Stone, Clay, and Glass_New_Space Heating_Natural Gas_Thermostat - Programmable_A_Achievable Technical Potential | F12 | Industrial | Stone, Clay, and Glass | New | Space Heating | Natural Gas | Thermostat - Programmable | A | Cumulative Winter Peak Savings (MW) | Achievable Technical Potential | 0 | 0 | 0 | 0 | 0 | 0 | 0 | 0 | 0 | 0 | 0 | 0 | 0 | 0 | 0 | 0 | 0 | 0 | 0 | 0 | 0 | 0 | 0 | 0 | 0 | 0 | 0 | 0 | 0 | 0 | 0
F13_Industrial_Stone, Clay, and Glass_New_Space Heating_Natural Gas_Thermostat - Programmable_A_Achievable Technical Potential | F13 | Industrial | Stone, Clay, and Glass | New | Space Heating | Natural Gas | Thermostat - Programmable | A | Purchases (Incremental) | Achievable Technical Potential | 0 | 0 | 0 | 0 | 0 | 28.429 | 33.6806 | 38.9293 | 44.1471 | 49.3677 | 54.5926 | 59.7511 | 64.8956 | 70.0296 | 75.0821 | 80.1538 | 85.1773 | 90.2013 | 95.2001 | 100.1543 | 105.1143 | 110.0539 | 114.9742 | 119.8766 | 124.7624 | 75.0821 | 80.1538 | 85.1773 | 90.2013 | 95.2001 | 100.1543
F14_Industrial_Stone, Clay, and Glass_New_Space Heating_Natural Gas_Thermostat - Programmable_A_Achievable Technical Potential | F14 | Industrial | Stone, Clay, and Glass | New | Space Heating | Natural Gas | Thermostat - Programmable | A | Purchases (Cumulative) | Achievable Technical Potential | 0 | 0 | 0 | 0 | 0 | 28.429 | 62.1095 | 101.0388 | 145.1859 | 194.5536 | 249.1461 | 308.8972 | 373.7928 | 443.8224 | 518.9044 | 599.0583 | 655.8066 | 712.3273 | 768.5981 | 824.6053 | 880.352 | 935.8133 | 991.0364 | 1046.0174 | 1100.7502 | 1100.7502 | 1100.7502 | 1100.7502 | 1100.7502 | 1100.7502 | 1100.7502
F1_Industrial_Stone, Clay, and Glass_New_Space Heating_Natural Gas_ENERGY STAR Connected Thermostat_A_Achievable Technical Potential | F1 | Industrial | Stone, Clay, and Glass | New | Space Heating | Natural Gas | ENERGY STAR Connected Thermostat | A | Original Unit Energy Savings (kWh or therms) | Achievable Technical Potential | 0 | 0 | 0 | 0 | 0 | 0.014581 | 0.014392 | 0.014255 | 0.014151 | 0.014068 | 0.014002 | 0.013924 | 0.013842 | 0.013762 | 0.013684 | 0.013622 | 0.013574 | 0.013536 | 0.013475 | 0.01343 | 0.013398 | 0.013373 | 0.013373 | 0.013373 | 0.013373 | 0.013373 | 0.013373 | 0.013373 | 0 | 0 | 0
F2_Industrial_Stone, Clay, and Glass_New_Space Heating_Natural Gas_ENERGY STAR Connected Thermostat_A_Achievable Technical Potential | F2 | Industrial | Stone, Clay, and Glass | New | Space Heating | Natural Gas | ENERGY STAR Connected Thermostat | A | Original Unit Summer Peak Savings (kW) | Achievable Technical Potential | 0 | 0 | 0 | 0 | 0 | 0 | 0 | 0 | 0 | 0 | 0 | 0 | 0 | 0 | 0 | 0 | 0 | 0 | 0 | 0 | 0 | 0 | 0 | 0 | 0 | 0 | 0 | 0 | 0 | 0 | 0
F3_Industrial_Stone, Clay, and Glass_New_Space Heating_Natural Gas_ENERGY STAR Connected Thermostat_A_Achievable Technical Potential | F3 | Industrial | Stone, Clay, and Glass | New | Space Heating | Natural Gas | ENERGY STAR Connected Thermostat | A | Original Unit Winter Peak Savings (kW) | Achievable Technical Potential | 0 | 0 | 0 | 0 | 0 | 0 | 0 | 0 | 0 | 0 | 0 | 0 | 0 | 0 | 0 | 0 | 0 | 0 | 0 | 0 | 0 | 0 | 0 | 0 | 0 | 0 | 0 | 0 | 0 | 0 | 0
F4_Industrial_Stone, Clay, and Glass_New_Space Heating_Natural Gas_ENERGY STAR Connected Thermostat_A_Achievable Technical Potential | F4 | Industrial | Stone, Clay, and Glass | New | Space Heating | Natural Gas | ENERGY STAR Connected Thermostat | A | Standalone Impact on Baseline Energy (%) | Achievable Technical Potential | 0% | 0% | 0% | 0% | 0% | 0.04712% | 0.08689% | 0.1223% | 0.155% | 0.1857% | 0.1905% | 0.1946% | 0.198% | 0.2009% | 0.2036% | 0.2057% | 0.2076% | 0.2093% | 0.2108% | 0.2121% | 0.2133% | 0.2144% | 0.2154% | 0.2163% | 0.0021708 | 0.0020893 | 0.0020138 | 0.0019438 | 0 | 0 | 0
F5_Industrial_Stone, Clay, and Glass_New_Space Heating_Natural Gas_ENERGY STAR Connected Thermostat_A_Achievable Technical Potential | F5 | Industrial | Stone, Clay, and Glass | New | Space Heating | Natural Gas | ENERGY STAR Connected Thermostat | A | Standalone Impact on Baseline Summer Peak (%) | Achievable Technical Potential | 0% | 0% | 0% | 0% | 0% | 0% | 0% | 0% | 0% | 0% | 0% | 0% | 0% | 0% | 0% | 0% | 0% | 0% | 0% | 0% | 0% | 0% | 0% | 0% | 0 | 0 | 0 | 0 | 0 | 0 | 0
F6_Industrial_Stone, Clay, and Glass_New_Space Heating_Natural Gas_ENERGY STAR Connected Thermostat_A_Achievable Technical Potential | F6 | Industrial | Stone, Clay, and Glass | New | Space Heating | Natural Gas | ENERGY STAR Connected Thermostat | A | Standalone Impact on Baseline Winter Peak (%) | Achievable Technical Potential | 0% | 0% | 0% | 0% | 0% | 0% | 0% | 0% | 0% | 0% | 0% | 0% | 0% | 0% | 0% | 0% | 0% | 0% | 0% | 0% | 0% | 0% | 0% | 0% | 0 | 0 | 0 | 0 | 0 | 0 | 0
F7_Industrial_Stone, Clay, and Glass_New_Space Heating_Natural Gas_ENERGY STAR Connected Thermostat_A_Achievable Technical Potential | F7 | Industrial | Stone, Clay, and Glass | New | Space Heating | Natural Gas | ENERGY STAR Connected Thermostat | A | Incremental Energy Savings (MWh or mTherms) | Achievable Technical Potential | 0 | 0 | 0 | 0 | 0 | 0.00041452 | 0.00048475 | 0.00055494 | 0.00062471 | 0.00069453 | 0.0007644 | 0.00083197 | 0.0008983 | 0.00096372 | 0.0010274 | 0.0010919 | 0.0011562 | 0.0012209 | 0.0012828 | 0.0013451 | 0.0014083 | 0.0014717 | 0.0015375 | 0.0016031 | 0.0016684 | 0.0014057 | 0.0014717 | 0.0015375 | 0 | 0 | 0
F8_Industrial_Stone, Clay, and Glass_New_Space Heating_Natural Gas_ENERGY STAR Connected Thermostat_A_Achievable Technical Potential | F8 | Industrial | Stone, Clay, and Glass | New | Space Heating | Natural Gas | ENERGY STAR Connected Thermostat | A | Incremental Summer Peak Savings (MW) | Achievable Technical Potential | 0 | 0 | 0 | 0 | 0 | 0 | 0 | 0 | 0 | 0 | 0 | 0 | 0 | 0 | 0 | 0 | 0 | 0 | 0 | 0 | 0 | 0 | 0 | 0 | 0 | 0 | 0 | 0 | 0 | 0 | 0
F9_Industrial_Stone, Clay, and Glass_New_Space Heating_Natural Gas_ENERGY STAR Connected Thermostat_A_Achievable Technical Potential | F9 | Industrial | Stone, Clay, and Glass | New | Space Heating | Natural Gas | ENERGY STAR Connected Thermostat | A | Incremental Winter Peak Savings (MW) | Achievable Technical Potential | 0 | 0 | 0 | 0 | 0 | 0 | 0 | 0 | 0 | 0 | 0 | 0 | 0 | 0 | 0 | 0 | 0 | 0 | 0 | 0 | 0 | 0 | 0 | 0 | 0 | 0 | 0 | 0 | 0 | 0 | 0
F10_Industrial_Stone, Clay, and Glass_New_Space Heating_Natural Gas_ENERGY STAR Connected Thermostat_A_Achievable Technical Potential | F10 | Industrial | Stone, Clay, and Glass | New | Space Heating | Natural Gas | ENERGY STAR Connected Thermostat | A | Cumulative Energy Savings (MWh or mTherms) | Achievable Technical Potential | 0 | 0 | 0 | 0 | 0 | 0.00041452 | 0.00089391 | 0.0014403 | 0.0020545 | 0.0027371 | 0.0030904 | 0.0034363 | 0.0037755 | 0.0041097 | 0.0044383 | 0.0047666 | 0.0050949 | 0.005423 | 0.0057378 | 0.0060555 | 0.0063754 | 0.0066961 | 0.0070273 | 0.0073573 | 0.0076864 | 0.0076864 | 0.0076864 | 0.0076864 | 0 | 0 | 0
F11_Industrial_Stone, Clay, and Glass_New_Space Heating_Natural Gas_ENERGY STAR Connected Thermostat_A_Achievable Technical Potential | F11 | Industrial | Stone, Clay, and Glass | New | Space Heating | Natural Gas | ENERGY STAR Connected Thermostat | A | Cumulative Summer Peak Savings (MW) | Achievable Technical Potential | 0 | 0 | 0 | 0 | 0 | 0 | 0 | 0 | 0 | 0 | 0 | 0 | 0 | 0 | 0 | 0 | 0 | 0 | 0 | 0 | 0 | 0 | 0 | 0 | 0 | 0 | 0 | 0 | 0 | 0 | 0
F12_Industrial_Stone, Clay, and Glass_New_Space Heating_Natural Gas_ENERGY STAR Connected Thermostat_A_Achievable Technical Potential | F12 | Industrial | Stone, Clay, and Glass | New | Space Heating | Natural Gas | ENERGY STAR Connected Thermostat | A | Cumulative Winter Peak Savings (MW) | Achievable Technical Potential | 0 | 0 | 0 | 0 | 0 | 0 | 0 | 0 | 0 | 0 | 0 | 0 | 0 | 0 | 0 | 0 | 0 | 0 | 0 | 0 | 0 | 0 | 0 | 0 | 0 | 0 | 0 | 0 | 0 | 0 | 0
F13_Industrial_Stone, Clay, and Glass_New_Space Heating_Natural Gas_ENERGY STAR Connected Thermostat_A_Achievable Technical Potential | F13 | Industrial | Stone, Clay, and Glass | New | Space Heating | Natural Gas | ENERGY STAR Connected Thermostat | A | Purchases (Incremental) | Achievable Technical Potential | 0 | 0 | 0 | 0 | 0 | 28.429 | 33.6806 | 38.9293 | 44.1471 | 49.3677 | 54.5926 | 59.7511 | 64.8956 | 70.0296 | 75.0821 | 80.1538 | 85.1773 | 90.2013 | 95.2001 | 100.1543 | 105.1143 | 110.0539 | 114.9742 | 119.8766 | 124.7624 | 105.1143 | 110.0539 | 114.9742 | 119.8766 | 124.7624 | 105.1143
F14_Industrial_Stone, Clay, and Glass_New_Space Heating_Natural Gas_ENERGY STAR Connected Thermostat_A_Achievable Technical Potential | F14 | Industrial | Stone, Clay, and Glass | New | Space Heating | Natural Gas | ENERGY STAR Connected Thermostat | A | Purchases (Cumulative) | Achievable Technical Potential | 0 | 0 | 0 | 0 | 0 | 28.429 | 62.1095 | 101.0388 | 145.1859 | 194.5536 | 220.7171 | 246.7877 | 272.7539 | 298.6365 | 324.3509 | 349.9122 | 375.3383 | 400.644 | 425.8146 | 450.8868 | 475.8473 | 500.7239 | 525.4968 | 550.1733 | 574.7814 | 574.7814 | 574.7814 | 574.7814 | 574.7814 | 574.7814 | 574.7814
F1_Industrial_Stone, Clay, and Glass_New_Space Heating_Natural Gas_Destratification Fans (HVLS)_A_Achievable Technical Potential | F1 | Industrial | Stone, Clay, and Glass | New | Space Heating | Natural Gas | Destratification Fans (HVLS) | A | Original Unit Energy Savings (kWh or therms) | Achievable Technical Potential | 0 | 0 | 0 | 0 | 0 | 0.014581 | 0.014392 | 0.014255 | 0.014151 | 0.014068 | 0.014002 | 0.013924 | 0.013842 | 0.013762 | 0.013684 | 0.013622 | 0.013574 | 0.013536 | 0.013475 | 0.01343 | 0.013398 | 0.013373 | 0.013373 | 0.013373 | 0.013373 | 0.013373 | 0.013373 | 0.013373 | 0 | 0 | 0
F2_Industrial_Stone, Clay, and Glass_New_Space Heating_Natural Gas_Destratification Fans (HVLS)_A_Achievable Technical Potential | F2 | Industrial | Stone, Clay, and Glass | New | Space Heating | Natural Gas | Destratification Fans (HVLS) | A | Original Unit Summer Peak Savings (kW) | Achievable Technical Potential | 0 | 0 | 0 | 0 | 0 | 0 | 0 | 0 | 0 | 0 | 0 | 0 | 0 | 0 | 0 | 0 | 0 | 0 | 0 | 0 | 0 | 0 | 0 | 0 | 0 | 0 | 0 | 0 | 0 | 0 | 0
F3_Industrial_Stone, Clay, and Glass_New_Space Heating_Natural Gas_Destratification Fans (HVLS)_A_Achievable Technical Potential | F3 | Industrial | Stone, Clay, and Glass | New | Space Heating | Natural Gas | Destratification Fans (HVLS) | A | Original Unit Winter Peak Savings (kW) | Achievable Technical Potential | 0 | 0 | 0 | 0 | 0 | 0 | 0 | 0 | 0 | 0 | 0 | 0 | 0 | 0 | 0 | 0 | 0 | 0 | 0 | 0 | 0 | 0 | 0 | 0 | 0 | 0 | 0 | 0 | 0 | 0 | 0
F4_Industrial_Stone, Clay, and Glass_New_Space Heating_Natural Gas_Destratification Fans (HVLS)_A_Achievable Technical Potential | F4 | Industrial | Stone, Clay, and Glass | New | Space Heating | Natural Gas | Destratification Fans (HVLS) | A | Standalone Impact on Baseline Energy (%) | Achievable Technical Potential | 0% | 0% | 0% | 0% | 0% | 0.04712% | 0.08689% | 0.1223% | 0.155% | 0.1857% | 0.215% | 0.2436% | 0.2714% | 0.2986% | 0.3257% | 0.3355% | 0.3442% | 0.3518% | 0.3586% | 0.3647% | 0.3702% | 0.3751% | 0.3796% | 0.3836% | 0.0038737 | 0.0037282 | 0.0035936 | 0.0034687 | 0 | 0 | 0
F5_Industrial_Stone, Clay, and Glass_New_Space Heating_Natural Gas_Destratification Fans (HVLS)_A_Achievable Technical Potential | F5 | Industrial | Stone, Clay, and Glass | New | Space Heating | Natural Gas | Destratification Fans (HVLS) | A | Standalone Impact on Baseline Summer Peak (%) | Achievable Technical Potential | 0% | 0% | 0% | 0% | 0% | 0% | 0% | 0% | 0% | 0% | 0% | 0% | 0% | 0% | 0% | 0% | 0% | 0% | 0% | 0% | 0% | 0% | 0% | 0% | 0 | 0 | 0 | 0 | 0 | 0 | 0
F6_Industrial_Stone, Clay, and Glass_New_Space Heating_Natural Gas_Destratification Fans (HVLS)_A_Achievable Technical Potential | F6 | Industrial | Stone, Clay, and Glass | New | Space Heating | Natural Gas | Destratification Fans (HVLS) | A | Standalone Impact on Baseline Winter Peak (%) | Achievable Technical Potential | 0% | 0% | 0% | 0% | 0% | 0% | 0% | 0% | 0% | 0% | 0% | 0% | 0% | 0% | 0% | 0% | 0% | 0% | 0% | 0% | 0% | 0% | 0% | 0% | 0 | 0 | 0 | 0 | 0 | 0 | 0
F7_Industrial_Stone, Clay, and Glass_New_Space Heating_Natural Gas_Destratification Fans (HVLS)_A_Achievable Technical Potential | F7 | Industrial | Stone, Clay, and Glass | New | Space Heating | Natural Gas | Destratification Fans (HVLS) | A | Incremental Energy Savings (MWh or mTherms) | Achievable Technical Potential | 0 | 0 | 0 | 0 | 0 | 0.00041452 | 0.00048475 | 0.00055494 | 0.00062471 | 0.00069453 | 0.0007644 | 0.00083197 | 0.0008983 | 0.00096372 | 0.0010274 | 0.0010919 | 0.0011562 | 0.0012209 | 0.0012828 | 0.0013451 | 0.0014083 | 0.0014717 | 0.0015375 | 0.0016031 | 0.0016684 | 0.0010719 | 0.0011391 | 0.0012062 | 0 | 0 | 0
F8_Industrial_Stone, Clay, and Glass_New_Space Heating_Natural Gas_Destratification Fans (HVLS)_A_Achievable Technical Potential | F8 | Industrial | Stone, Clay, and Glass | New | Space Heating | Natural Gas | Destratification Fans (HVLS) | A | Incremental Summer Peak Savings (MW) | Achievable Technical Potential | 0 | 0 | 0 | 0 | 0 | 0 | 0 | 0 | 0 | 0 | 0 | 0 | 0 | 0 | 0 | 0 | 0 | 0 | 0 | 0 | 0 | 0 | 0 | 0 | 0 | 0 | 0 | 0 | 0 | 0 | 0
F9_Industrial_Stone, Clay, and Glass_New_Space Heating_Natural Gas_Destratification Fans (HVLS)_A_Achievable Technical Potential | F9 | Industrial | Stone, Clay, and Glass | New | Space Heating | Natural Gas | Destratification Fans (HVLS) | A | Incremental Winter Peak Savings (MW) | Achievable Technical Potential | 0 | 0 | 0 | 0 | 0 | 0 | 0 | 0 | 0 | 0 | 0 | 0 | 0 | 0 | 0 | 0 | 0 | 0 | 0 | 0 | 0 | 0 | 0 | 0 | 0 | 0 | 0 | 0 | 0 | 0 | 0
F10_Industrial_Stone, Clay, and Glass_New_Space Heating_Natural Gas_Destratification Fans (HVLS)_A_Achievable Technical Potential | F10 | Industrial | Stone, Clay, and Glass | New | Space Heating | Natural Gas | Destratification Fans (HVLS) | A | Cumulative Energy Savings (MWh or mTherms) | Achievable Technical Potential | 0 | 0 | 0 | 0 | 0 | 0.00041452 | 0.00089391 | 0.0014403 | 0.0020545 | 0.0027371 | 0.0034885 | 0.0043011 | 0.0051741 | 0.0061077 | 0.0071005 | 0.0077733 | 0.0084448 | 0.0091149 | 0.0097619 | 0.010412 | 0.011064 | 0.011715 | 0.012385 | 0.013052 | 0.013716 | 0.013716 | 0.013716 | 0.013716 | 0 | 0 | 0
F11_Industrial_Stone, Clay, and Glass_New_Space Heating_Natural Gas_Destratification Fans (HVLS)_A_Achievable Technical Potential | F11 | Industrial | Stone, Clay, and Glass | New | Space Heating | Natural Gas | Destratification Fans (HVLS) | A | Cumulative Summer Peak Savings (MW) | Achievable Technical Potential | 0 | 0 | 0 | 0 | 0 | 0 | 0 | 0 | 0 | 0 | 0 | 0 | 0 | 0 | 0 | 0 | 0 | 0 | 0 | 0 | 0 | 0 | 0 | 0 | 0 | 0 | 0 | 0 | 0 | 0 | 0
F12_Industrial_Stone, Clay, and Glass_New_Space Heating_Natural Gas_Destratification Fans (HVLS)_A_Achievable Technical Potential | F12 | Industrial | Stone, Clay, and Glass | New | Space Heating | Natural Gas | Destratification Fans (HVLS) | A | Cumulative Winter Peak Savings (MW) | Achievable Technical Potential | 0 | 0 | 0 | 0 | 0 | 0 | 0 | 0 | 0 | 0 | 0 | 0 | 0 | 0 | 0 | 0 | 0 | 0 | 0 | 0 | 0 | 0 | 0 | 0 | 0 | 0 | 0 | 0 | 0 | 0 | 0
F13_Industrial_Stone, Clay, and Glass_New_Space Heating_Natural Gas_Destratification Fans (HVLS)_A_Achievable Technical Potential | F13 | Industrial | Stone, Clay, and Glass | New | Space Heating | Natural Gas | Destratification Fans (HVLS) | A | Purchases (Incremental) | Achievable Technical Potential | 0 | 0 | 0 | 0 | 0 | 28.429 | 33.6806 | 38.9293 | 44.1471 | 49.3677 | 54.5926 | 59.7511 | 64.8956 | 70.0296 | 75.0821 | 80.1538 | 85.1773 | 90.2013 | 95.2001 | 100.1543 | 105.1143 | 110.0539 | 114.9742 | 119.8766 | 124.7624 | 80.1538 | 85.1773 | 90.2013 | 95.2001 | 100.1543 | 105.1143
F14_Industrial_Stone, Clay, and Glass_New_Space Heating_Natural Gas_Destratification Fans (HVLS)_A_Achievable Technical Potential | F14 | Industrial | Stone, Clay, and Glass | New | Space Heating | Natural Gas | Destratification Fans (HVLS) | A | Purchases (Cumulative) | Achievable Technical Potential | 0 | 0 | 0 | 0 | 0 | 28.429 | 62.1095 | 101.0388 | 145.1859 | 194.5536 | 249.1461 | 308.8972 | 373.7928 | 443.8224 | 518.9044 | 570.6293 | 622.126 | 673.398 | 724.451 | 775.2376 | 825.7594 | 876.0622 | 926.1408 | 975.9879 | 1025.6682 | 1025.6682 | 1025.6682 | 1025.6682 | 1025.6682 | 1025.6682 | 1025.6682
F1_Industrial_Stone, Clay, and Glass_New_Space Heating_Natural Gas_Gas Boiler - Insulate Steam Lines/Condensate Tank_A_Achievable Technical Potential | F1 | Industrial | Stone, Clay, and Glass | New | Space Heating | Natural Gas | Gas Boiler - Insulate Steam Lines/Condensate Tank | A | Original Unit Energy Savings (kWh or therms) | Achievable Technical Potential | 0 | 0 | 0 | 0 | 0 | 0 | 0 | 0 | 0 | 0 | 0 | 0 | 0 | 0 | 0 | 0 | 0 | 0 | 0 | 0 | 0 | 0 | 0 | 0 | 0 | 0 | 0 | 0 | 0 | 0 | 0
F2_Industrial_Stone, Clay, and Glass_New_Space Heating_Natural Gas_Gas Boiler - Insulate Steam Lines/Condensate Tank_A_Achievable Technical Potential | F2 | Industrial | Stone, Clay, and Glass | New | Space Heating | Natural Gas | Gas Boiler - Insulate Steam Lines/Condensate Tank | A | Original Unit Summer Peak Savings (kW) | Achievable Technical Potential | 0 | 0 | 0 | 0 | 0 | 0 | 0 | 0 | 0 | 0 | 0 | 0 | 0 | 0 | 0 | 0 | 0 | 0 | 0 | 0 | 0 | 0 | 0 | 0 | 0 | 0 | 0 | 0 | 0 | 0 | 0
F3_Industrial_Stone, Clay, and Glass_New_Space Heating_Natural Gas_Gas Boiler - Insulate Steam Lines/Condensate Tank_A_Achievable Technical Potential | F3 | Industrial | Stone, Clay, and Glass | New | Space Heating | Natural Gas | Gas Boiler - Insulate Steam Lines/Condensate Tank | A | Original Unit Winter Peak Savings (kW) | Achievable Technical Potential | 0 | 0 | 0 | 0 | 0 | 0 | 0 | 0 | 0 | 0 | 0 | 0 | 0 | 0 | 0 | 0 | 0 | 0 | 0 | 0 | 0 | 0 | 0 | 0 | 0 | 0 | 0 | 0 | 0 | 0 | 0
F4_Industrial_Stone, Clay, and Glass_New_Space Heating_Natural Gas_Gas Boiler - Insulate Steam Lines/Condensate Tank_A_Achievable Technical Potential | F4 | Industrial | Stone, Clay, and Glass | New | Space Heating | Natural Gas | Gas Boiler - Insulate Steam Lines/Condensate Tank | A | Standalone Impact on Baseline Energy (%) | Achievable Technical Potential | 0% | 0% | 0% | 0% | 0% | 0% | 0% | 0% | 0% | 0% | 0% | 0% | 0% | 0% | 0% | 0% | 0% | 0% | 0% | 0% | 0% | 0% | 0% | 0% | 0 | 0 | 0 | 0 | 0 | 0 | 0
F5_Industrial_Stone, Clay, and Glass_New_Space Heating_Natural Gas_Gas Boiler - Insulate Steam Lines/Condensate Tank_A_Achievable Technical Potential | F5 | Industrial | Stone, Clay, and Glass | New | Space Heating | Natural Gas | Gas Boiler - Insulate Steam Lines/Condensate Tank | A | Standalone Impact on Baseline Summer Peak (%) | Achievable Technical Potential | 0% | 0% | 0% | 0% | 0% | 0% | 0% | 0% | 0% | 0% | 0% | 0% | 0% | 0% | 0% | 0% | 0% | 0% | 0% | 0% | 0% | 0% | 0% | 0% | 0 | 0 | 0 | 0 | 0 | 0 | 0
F6_Industrial_Stone, Clay, and Glass_New_Space Heating_Natural Gas_Gas Boiler - Insulate Steam Lines/Condensate Tank_A_Achievable Technical Potential | F6 | Industrial | Stone, Clay, and Glass | New | Space Heating | Natural Gas | Gas Boiler - Insulate Steam Lines/Condensate Tank | A | Standalone Impact on Baseline Winter Peak (%) | Achievable Technical Potential | 0% | 0% | 0% | 0% | 0% | 0% | 0% | 0% | 0% | 0% | 0% | 0% | 0% | 0% | 0% | 0% | 0% | 0% | 0% | 0% | 0% | 0% | 0% | 0% | 0 | 0 | 0 | 0 | 0 | 0 | 0
F7_Industrial_Stone, Clay, and Glass_New_Space Heating_Natural Gas_Gas Boiler - Insulate Steam Lines/Condensate Tank_A_Achievable Technical Potential | F7 | Industrial | Stone, Clay, and Glass | New | Space Heating | Natural Gas | Gas Boiler - Insulate Steam Lines/Condensate Tank | A | Incremental Energy Savings (MWh or mTherms) | Achievable Technical Potential | 0 | 0 | 0 | 0 | 0 | 0 | 0 | 0 | 0 | 0 | 0 | 0 | 0 | 0 | 0 | 0 | 0 | 0 | 0 | 0 | 0 | 0 | 0 | 0 | 0 | 0 | 0 | 0 | 0 | 0 | 0
F8_Industrial_Stone, Clay, and Glass_New_Space Heating_Natural Gas_Gas Boiler - Insulate Steam Lines/Condensate Tank_A_Achievable Technical Potential | F8 | Industrial | Stone, Clay, and Glass | New | Space Heating | Natural Gas | Gas Boiler - Insulate Steam Lines/Condensate Tank | A | Incremental Summer Peak Savings (MW) | Achievable Technical Potential | 0 | 0 | 0 | 0 | 0 | 0 | 0 | 0 | 0 | 0 | 0 | 0 | 0 | 0 | 0 | 0 | 0 | 0 | 0 | 0 | 0 | 0 | 0 | 0 | 0 | 0 | 0 | 0 | 0 | 0 | 0
F9_Industrial_Stone, Clay, and Glass_New_Space Heating_Natural Gas_Gas Boiler - Insulate Steam Lines/Condensate Tank_A_Achievable Technical Potential | F9 | Industrial | Stone, Clay, and Glass | New | Space Heating | Natural Gas | Gas Boiler - Insulate Steam Lines/Condensate Tank | A | Incremental Winter Peak Savings (MW) | Achievable Technical Potential | 0 | 0 | 0 | 0 | 0 | 0 | 0 | 0 | 0 | 0 | 0 | 0 | 0 | 0 | 0 | 0 | 0 | 0 | 0 | 0 | 0 | 0 | 0 | 0 | 0 | 0 | 0 | 0 | 0 | 0 | 0
F10_Industrial_Stone, Clay, and Glass_New_Space Heating_Natural Gas_Gas Boiler - Insulate Steam Lines/Condensate Tank_A_Achievable Technical Potential | F10 | Industrial | Stone, Clay, and Glass | New | Space Heating | Natural Gas | Gas Boiler - Insulate Steam Lines/Condensate Tank | A | Cumulative Energy Savings (MWh or mTherms) | Achievable Technical Potential | 0 | 0 | 0 | 0 | 0 | 0 | 0 | 0 | 0 | 0 | 0 | 0 | 0 | 0 | 0 | 0 | 0 | 0 | 0 | 0 | 0 | 0 | 0 | 0 | 0 | 0 | 0 | 0 | 0 | 0 | 0
F11_Industrial_Stone, Clay, and Glass_New_Space Heating_Natural Gas_Gas Boiler - Insulate Steam Lines/Condensate Tank_A_Achievable Technical Potential | F11 | Industrial | Stone, Clay, and Glass | New | Space Heating | Natural Gas | Gas Boiler - Insulate Steam Lines/Condensate Tank | A | Cumulative Summer Peak Savings (MW) | Achievable Technical Potential | 0 | 0 | 0 | 0 | 0 | 0 | 0 | 0 | 0 | 0 | 0 | 0 | 0 | 0 | 0 | 0 | 0 | 0 | 0 | 0 | 0 | 0 | 0 | 0 | 0 | 0 | 0 | 0 | 0 | 0 | 0
F12_Industrial_Stone, Clay, and Glass_New_Space Heating_Natural Gas_Gas Boiler - Insulate Steam Lines/Condensate Tank_A_Achievable Technical Potential | F12 | Industrial | Stone, Clay, and Glass | New | Space Heating | Natural Gas | Gas Boiler - Insulate Steam Lines/Condensate Tank | A | Cumulative Winter Peak Savings (MW) | Achievable Technical Potential | 0 | 0 | 0 | 0 | 0 | 0 | 0 | 0 | 0 | 0 | 0 | 0 | 0 | 0 | 0 | 0 | 0 | 0 | 0 | 0 | 0 | 0 | 0 | 0 | 0 | 0 | 0 | 0 | 0 | 0 | 0
F13_Industrial_Stone, Clay, and Glass_New_Space Heating_Natural Gas_Gas Boiler - Insulate Steam Lines/Condensate Tank_A_Achievable Technical Potential | F13 | Industrial | Stone, Clay, and Glass | New | Space Heating | Natural Gas | Gas Boiler - Insulate Steam Lines/Condensate Tank | A | Purchases (Incremental) | Achievable Technical Potential | 0 | 0 | 0 | 0 | 0 | 0 | 0 | 0 | 0 | 0 | 0 | 0 | 0 | 0 | 0 | 0 | 0 | 0 | 0 | 0 | 0 | 0 | 0 | 0 | 0 | 0 | 0 | 0 | 0 | 0 | 0
F14_Industrial_Stone, Clay, and Glass_New_Space Heating_Natural Gas_Gas Boiler - Insulate Steam Lines/Condensate Tank_A_Achievable Technical Potential | F14 | Industrial | Stone, Clay, and Glass | New | Space Heating | Natural Gas | Gas Boiler - Insulate Steam Lines/Condensate Tank | A | Purchases (Cumulative) | Achievable Technical Potential | 0 | 0 | 0 | 0 | 0 | 0 | 0 | 0 | 0 | 0 | 0 | 0 | 0 | 0 | 0 | 0 | 0 | 0 | 0 | 0 | 0 | 0 | 0 | 0 | 0 | 0 | 0 | 0 | 0 | 0 | 0
F1_Industrial_Stone, Clay, and Glass_New_Process_Natural Gas_Gas Boiler - Insulate Steam Lines/Condensate Tank_A_Achievable Technical Potential | F1 | Industrial | Stone, Clay, and Glass | New | Process | Natural Gas | Gas Boiler - Insulate Steam Lines/Condensate Tank | A | Original Unit Energy Savings (kWh or therms) | Achievable Technical Potential | 0 | 0 | 0 | 0 | 0 | 45.5894 | 45.5894 | 45.5894 | 45.5894 | 45.5894 | 45.5894 | 45.5894 | 45.5894 | 45.5894 | 45.5894 | 45.5894 | 45.5894 | 45.5894 | 45.5894 | 45.5894 | 45.5894 | 45.5894 | 45.5894 | 45.5894 | 45.5894 | 45.5894 | 45.5894 | 45.5894 | 45.5894 | 45.5894 | 45.5894
F2_Industrial_Stone, Clay, and Glass_New_Process_Natural Gas_Gas Boiler - Insulate Steam Lines/Condensate Tank_A_Achievable Technical Potential | F2 | Industrial | Stone, Clay, and Glass | New | Process | Natural Gas | Gas Boiler - Insulate Steam Lines/Condensate Tank | A | Original Unit Summer Peak Savings (kW) | Achievable Technical Potential | 0 | 0 | 0 | 0 | 0 | 0 | 0 | 0 | 0 | 0 | 0 | 0 | 0 | 0 | 0 | 0 | 0 | 0 | 0 | 0 | 0 | 0 | 0 | 0 | 0 | 0 | 0 | 0 | 0 | 0 | 0
F3_Industrial_Stone, Clay, and Glass_New_Process_Natural Gas_Gas Boiler - Insulate Steam Lines/Condensate Tank_A_Achievable Technical Potential | F3 | Industrial | Stone, Clay, and Glass | New | Process | Natural Gas | Gas Boiler - Insulate Steam Lines/Condensate Tank | A | Original Unit Winter Peak Savings (kW) | Achievable Technical Potential | 0 | 0 | 0 | 0 | 0 | 0 | 0 | 0 | 0 | 0 | 0 | 0 | 0 | 0 | 0 | 0 | 0 | 0 | 0 | 0 | 0 | 0 | 0 | 0 | 0 | 0 | 0 | 0 | 0 | 0 | 0
F4_Industrial_Stone, Clay, and Glass_New_Process_Natural Gas_Gas Boiler - Insulate Steam Lines/Condensate Tank_A_Achievable Technical Potential | F4 | Industrial | Stone, Clay, and Glass | New | Process | Natural Gas | Gas Boiler - Insulate Steam Lines/Condensate Tank | A | Standalone Impact on Baseline Energy (%) | Achievable Technical Potential | 0% | 0% | 0% | 0% | 0% | 0.00172% | 0.003173% | 0.004465% | 0.005658% | 0.00678% | 0.007851% | 0.008894% | 0.009909% | 0.0109% | 0.01189% | 0.01286% | 0.01382% | 0.01477% | 0.01572% | 0.01666% | 0.01759% | 0.01852% | 0.01945% | 0.02038% | 0.00021299 | 0.00020499 | 0.00019758 | 0.00019072 | 0 | 0 | 0
F5_Industrial_Stone, Clay, and Glass_New_Process_Natural Gas_Gas Boiler - Insulate Steam Lines/Condensate Tank_A_Achievable Technical Potential | F5 | Industrial | Stone, Clay, and Glass | New | Process | Natural Gas | Gas Boiler - Insulate Steam Lines/Condensate Tank | A | Standalone Impact on Baseline Summer Peak (%) | Achievable Technical Potential | 0% | 0% | 0% | 0% | 0% | 0% | 0% | 0% | 0% | 0% | 0% | 0% | 0% | 0% | 0% | 0% | 0% | 0% | 0% | 0% | 0% | 0% | 0% | 0% | 0 | 0 | 0 | 0 | 0 | 0 | 0
F6_Industrial_Stone, Clay, and Glass_New_Process_Natural Gas_Gas Boiler - Insulate Steam Lines/Condensate Tank_A_Achievable Technical Potential | F6 | Industrial | Stone, Clay, and Glass | New | Process | Natural Gas | Gas Boiler - Insulate Steam Lines/Condensate Tank | A | Standalone Impact on Baseline Winter Peak (%) | Achievable Technical Potential | 0% | 0% | 0% | 0% | 0% | 0% | 0% | 0% | 0% | 0% | 0% | 0% | 0% | 0% | 0% | 0% | 0% | 0% | 0% | 0% | 0% | 0% | 0% | 0% | 0 | 0 | 0 | 0 | 0 | 0 | 0
F7_Industrial_Stone, Clay, and Glass_New_Process_Natural Gas_Gas Boiler - Insulate Steam Lines/Condensate Tank_A_Achievable Technical Potential | F7 | Industrial | Stone, Clay, and Glass | New | Process | Natural Gas | Gas Boiler - Insulate Steam Lines/Condensate Tank | A | Incremental Energy Savings (MWh or mTherms) | Achievable Technical Potential | 0 | 0 | 0 | 0 | 0 | 0.0029331 | 0.0034749 | 0.0040165 | 0.0045548 | 0.0050934 | 0.0056325 | 0.0061647 | 0.0066955 | 0.0072252 | 0.0077465 | 0.0082697 | 0.008788 | 0.0093064 | 0.0098221 | 0.010333 | 0.010845 | 0.011355 | 0.011862 | 0.012368 | 0.012872 | 0.0029331 | 0.0034749 | 0.0040165 | 0.0045548 | 0.0050934 | 0.0056325
F8_Industrial_Stone, Clay, and Glass_New_Process_Natural Gas_Gas Boiler - Insulate Steam Lines/Condensate Tank_A_Achievable Technical Potential | F8 | Industrial | Stone, Clay, and Glass | New | Process | Natural Gas | Gas Boiler - Insulate Steam Lines/Condensate Tank | A | Incremental Summer Peak Savings (MW) | Achievable Technical Potential | 0 | 0 | 0 | 0 | 0 | 0 | 0 | 0 | 0 | 0 | 0 | 0 | 0 | 0 | 0 | 0 | 0 | 0 | 0 | 0 | 0 | 0 | 0 | 0 | 0 | 0 | 0 | 0 | 0 | 0 | 0
F9_Industrial_Stone, Clay, and Glass_New_Process_Natural Gas_Gas Boiler - Insulate Steam Lines/Condensate Tank_A_Achievable Technical Potential | F9 | Industrial | Stone, Clay, and Glass | New | Process | Natural Gas | Gas Boiler - Insulate Steam Lines/Condensate Tank | A | Incremental Winter Peak Savings (MW) | Achievable Technical Potential | 0 | 0 | 0 | 0 | 0 | 0 | 0 | 0 | 0 | 0 | 0 | 0 | 0 | 0 | 0 | 0 | 0 | 0 | 0 | 0 | 0 | 0 | 0 | 0 | 0 | 0 | 0 | 0 | 0 | 0 | 0
F10_Industrial_Stone, Clay, and Glass_New_Process_Natural Gas_Gas Boiler - Insulate Steam Lines/Condensate Tank_A_Achievable Technical Potential | F10 | Industrial | Stone, Clay, and Glass | New | Process | Natural Gas | Gas Boiler - Insulate Steam Lines/Condensate Tank | A | Cumulative Energy Savings (MWh or mTherms) | Achievable Technical Potential | 0 | 0 | 0 | 0 | 0 | 0.0029331 | 0.006408 | 0.010425 | 0.014979 | 0.020073 | 0.025705 | 0.03187 | 0.038565 | 0.045791 | 0.053537 | 0.061807 | 0.070595 | 0.079901 | 0.089723 | 0.10006 | 0.1109 | 0.12226 | 0.13412 | 0.14649 | 0.15936 | 0.15936 | 0.15936 | 0.15936 | 0.15936 | 0.15936 | 0.15936
F11_Industrial_Stone, Clay, and Glass_New_Process_Natural Gas_Gas Boiler - Insulate Steam Lines/Condensate Tank_A_Achievable Technical Potential | F11 | Industrial | Stone, Clay, and Glass | New | Process | Natural Gas | Gas Boiler - Insulate Steam Lines/Condensate Tank | A | Cumulative Summer Peak Savings (MW) | Achievable Technical Potential | 0 | 0 | 0 | 0 | 0 | 0 | 0 | 0 | 0 | 0 | 0 | 0 | 0 | 0 | 0 | 0 | 0 | 0 | 0 | 0 | 0 | 0 | 0 | 0 | 0 | 0 | 0 | 0 | 0 | 0 | 0
F12_Industrial_Stone, Clay, and Glass_New_Process_Natural Gas_Gas Boiler - Insulate Steam Lines/Condensate Tank_A_Achievable Technical Potential | F12 | Industrial | Stone, Clay, and Glass | New | Process | Natural Gas | Gas Boiler - Insulate Steam Lines/Condensate Tank | A | Cumulative Winter Peak Savings (MW) | Achievable Technical Potential | 0 | 0 | 0 | 0 | 0 | 0 | 0 | 0 | 0 | 0 | 0 | 0 | 0 | 0 | 0 | 0 | 0 | 0 | 0 | 0 | 0 | 0 | 0 | 0 | 0 | 0 | 0 | 0 | 0 | 0 | 0
F13_Industrial_Stone, Clay, and Glass_New_Process_Natural Gas_Gas Boiler - Insulate Steam Lines/Condensate Tank_A_Achievable Technical Potential | F13 | Industrial | Stone, Clay, and Glass | New | Process | Natural Gas | Gas Boiler - Insulate Steam Lines/Condensate Tank | A | Purchases (Incremental) | Achievable Technical Potential | 0 | 0 | 0 | 0 | 0 | 0.064338 | 0.076222 | 0.088101 | 0.099909 | 0.11172 | 0.12355 | 0.13522 | 0.14687 | 0.15848 | 0.16992 | 0.1814 | 0.19276 | 0.20413 | 0.21545 | 0.22666 | 0.23788 | 0.24906 | 0.2602 | 0.27129 | 0.28235 | 0.064338 | 0.076222 | 0.088101 | 0.099909 | 0.11172 | 0.12355
F14_Industrial_Stone, Clay, and Glass_New_Process_Natural Gas_Gas Boiler - Insulate Steam Lines/Condensate Tank_A_Achievable Technical Potential | F14 | Industrial | Stone, Clay, and Glass | New | Process | Natural Gas | Gas Boiler - Insulate Steam Lines/Condensate Tank | A | Purchases (Cumulative) | Achievable Technical Potential | 0 | 0 | 0 | 0 | 0 | 0.064338 | 0.14056 | 0.22866 | 0.32857 | 0.44029 | 0.56384 | 0.69906 | 0.84593 | 1.0044 | 1.1743 | 1.3557 | 1.5485 | 1.7526 | 1.9681 | 2.1947 | 2.4326 | 2.6817 | 2.9419 | 3.2132 | 3.4955 | 3.4955 | 3.4955 | 3.4955 | 3.4955 | 3.4955 | 3.4955
F1_Industrial_Stone, Clay, and Glass_New_Space Heating_Natural Gas_Gas Boiler - Insulate Hot Water Lines_A_Achievable Technical Potential | F1 | Industrial | Stone, Clay, and Glass | New | Space Heating | Natural Gas | Gas Boiler - Insulate Hot Water Lines | A | Original Unit Energy Savings (kWh or therms) | Achievable Technical Potential | 0 | 0 | 0 | 0 | 0 | 0 | 0 | 0 | 0 | 0 | 0 | 0 | 0 | 0 | 0 | 0 | 0 | 0 | 0 | 0 | 0 | 0 | 0 | 0 | 0 | 0 | 0 | 0 | 0 | 0 | 0
F2_Industrial_Stone, Clay, and Glass_New_Space Heating_Natural Gas_Gas Boiler - Insulate Hot Water Lines_A_Achievable Technical Potential | F2 | Industrial | Stone, Clay, and Glass | New | Space Heating | Natural Gas | Gas Boiler - Insulate Hot Water Lines | A | Original Unit Summer Peak Savings (kW) | Achievable Technical Potential | 0 | 0 | 0 | 0 | 0 | 0 | 0 | 0 | 0 | 0 | 0 | 0 | 0 | 0 | 0 | 0 | 0 | 0 | 0 | 0 | 0 | 0 | 0 | 0 | 0 | 0 | 0 | 0 | 0 | 0 | 0
F3_Industrial_Stone, Clay, and Glass_New_Space Heating_Natural Gas_Gas Boiler - Insulate Hot Water Lines_A_Achievable Technical Potential | F3 | Industrial | Stone, Clay, and Glass | New | Space Heating | Natural Gas | Gas Boiler - Insulate Hot Water Lines | A | Original Unit Winter Peak Savings (kW) | Achievable Technical Potential | 0 | 0 | 0 | 0 | 0 | 0 | 0 | 0 | 0 | 0 | 0 | 0 | 0 | 0 | 0 | 0 | 0 | 0 | 0 | 0 | 0 | 0 | 0 | 0 | 0 | 0 | 0 | 0 | 0 | 0 | 0
F4_Industrial_Stone, Clay, and Glass_New_Space Heating_Natural Gas_Gas Boiler - Insulate Hot Water Lines_A_Achievable Technical Potential | F4 | Industrial | Stone, Clay, and Glass | New | Space Heating | Natural Gas | Gas Boiler - Insulate Hot Water Lines | A | Standalone Impact on Baseline Energy (%) | Achievable Technical Potential | 0% | 0% | 0% | 0% | 0% | 0% | 0% | 0% | 0% | 0% | 0% | 0% | 0% | 0% | 0% | 0% | 0% | 0% | 0% | 0% | 0% | 0% | 0% | 0% | 0 | 0 | 0 | 0 | 0 | 0 | 0
F5_Industrial_Stone, Clay, and Glass_New_Space Heating_Natural Gas_Gas Boiler - Insulate Hot Water Lines_A_Achievable Technical Potential | F5 | Industrial | Stone, Clay, and Glass | New | Space Heating | Natural Gas | Gas Boiler - Insulate Hot Water Lines | A | Standalone Impact on Baseline Summer Peak (%) | Achievable Technical Potential | 0% | 0% | 0% | 0% | 0% | 0% | 0% | 0% | 0% | 0% | 0% | 0% | 0% | 0% | 0% | 0% | 0% | 0% | 0% | 0% | 0% | 0% | 0% | 0% | 0 | 0 | 0 | 0 | 0 | 0 | 0
F6_Industrial_Stone, Clay, and Glass_New_Space Heating_Natural Gas_Gas Boiler - Insulate Hot Water Lines_A_Achievable Technical Potential | F6 | Industrial | Stone, Clay, and Glass | New | Space Heating | Natural Gas | Gas Boiler - Insulate Hot Water Lines | A | Standalone Impact on Baseline Winter Peak (%) | Achievable Technical Potential | 0% | 0% | 0% | 0% | 0% | 0% | 0% | 0% | 0% | 0% | 0% | 0% | 0% | 0% | 0% | 0% | 0% | 0% | 0% | 0% | 0% | 0% | 0% | 0% | 0 | 0 | 0 | 0 | 0 | 0 | 0
F7_Industrial_Stone, Clay, and Glass_New_Space Heating_Natural Gas_Gas Boiler - Insulate Hot Water Lines_A_Achievable Technical Potential | F7 | Industrial | Stone, Clay, and Glass | New | Space Heating | Natural Gas | Gas Boiler - Insulate Hot Water Lines | A | Incremental Energy Savings (MWh or mTherms) | Achievable Technical Potential | 0 | 0 | 0 | 0 | 0 | 0 | 0 | 0 | 0 | 0 | 0 | 0 | 0 | 0 | 0 | 0 | 0 | 0 | 0 | 0 | 0 | 0 | 0 | 0 | 0 | 0 | 0 | 0 | 0 | 0 | 0
F8_Industrial_Stone, Clay, and Glass_New_Space Heating_Natural Gas_Gas Boiler - Insulate Hot Water Lines_A_Achievable Technical Potential | F8 | Industrial | Stone, Clay, and Glass | New | Space Heating | Natural Gas | Gas Boiler - Insulate Hot Water Lines | A | Incremental Summer Peak Savings (MW) | Achievable Technical Potential | 0 | 0 | 0 | 0 | 0 | 0 | 0 | 0 | 0 | 0 | 0 | 0 | 0 | 0 | 0 | 0 | 0 | 0 | 0 | 0 | 0 | 0 | 0 | 0 | 0 | 0 | 0 | 0 | 0 | 0 | 0
F9_Industrial_Stone, Clay, and Glass_New_Space Heating_Natural Gas_Gas Boiler - Insulate Hot Water Lines_A_Achievable Technical Potential | F9 | Industrial | Stone, Clay, and Glass | New | Space Heating | Natural Gas | Gas Boiler - Insulate Hot Water Lines | A | Incremental Winter Peak Savings (MW) | Achievable Technical Potential | 0 | 0 | 0 | 0 | 0 | 0 | 0 | 0 | 0 | 0 | 0 | 0 | 0 | 0 | 0 | 0 | 0 | 0 | 0 | 0 | 0 | 0 | 0 | 0 | 0 | 0 | 0 | 0 | 0 | 0 | 0
F10_Industrial_Stone, Clay, and Glass_New_Space Heating_Natural Gas_Gas Boiler - Insulate Hot Water Lines_A_Achievable Technical Potential | F10 | Industrial | Stone, Clay, and Glass | New | Space Heating | Natural Gas | Gas Boiler - Insulate Hot Water Lines | A | Cumulative Energy Savings (MWh or mTherms) | Achievable Technical Potential | 0 | 0 | 0 | 0 | 0 | 0 | 0 | 0 | 0 | 0 | 0 | 0 | 0 | 0 | 0 | 0 | 0 | 0 | 0 | 0 | 0 | 0 | 0 | 0 | 0 | 0 | 0 | 0 | 0 | 0 | 0
F11_Industrial_Stone, Clay, and Glass_New_Space Heating_Natural Gas_Gas Boiler - Insulate Hot Water Lines_A_Achievable Technical Potential | F11 | Industrial | Stone, Clay, and Glass | New | Space Heating | Natural Gas | Gas Boiler - Insulate Hot Water Lines | A | Cumulative Summer Peak Savings (MW) | Achievable Technical Potential | 0 | 0 | 0 | 0 | 0 | 0 | 0 | 0 | 0 | 0 | 0 | 0 | 0 | 0 | 0 | 0 | 0 | 0 | 0 | 0 | 0 | 0 | 0 | 0 | 0 | 0 | 0 | 0 | 0 | 0 | 0
F12_Industrial_Stone, Clay, and Glass_New_Space Heating_Natural Gas_Gas Boiler - Insulate Hot Water Lines_A_Achievable Technical Potential | F12 | Industrial | Stone, Clay, and Glass | New | Space Heating | Natural Gas | Gas Boiler - Insulate Hot Water Lines | A | Cumulative Winter Peak Savings (MW) | Achievable Technical Potential | 0 | 0 | 0 | 0 | 0 | 0 | 0 | 0 | 0 | 0 | 0 | 0 | 0 | 0 | 0 | 0 | 0 | 0 | 0 | 0 | 0 | 0 | 0 | 0 | 0 | 0 | 0 | 0 | 0 | 0 | 0
F13_Industrial_Stone, Clay, and Glass_New_Space Heating_Natural Gas_Gas Boiler - Insulate Hot Water Lines_A_Achievable Technical Potential | F13 | Industrial | Stone, Clay, and Glass | New | Space Heating | Natural Gas | Gas Boiler - Insulate Hot Water Lines | A | Purchases (Incremental) | Achievable Technical Potential | 0 | 0 | 0 | 0 | 0 | 0 | 0 | 0 | 0 | 0 | 0 | 0 | 0 | 0 | 0 | 0 | 0 | 0 | 0 | 0 | 0 | 0 | 0 | 0 | 0 | 0 | 0 | 0 | 0 | 0 | 0
F14_Industrial_Stone, Clay, and Glass_New_Space Heating_Natural Gas_Gas Boiler - Insulate Hot Water Lines_A_Achievable Technical Potential | F14 | Industrial | Stone, Clay, and Glass | New | Space Heating | Natural Gas | Gas Boiler - Insulate Hot Water Lines | A | Purchases (Cumulative) | Achievable Technical Potential | 0 | 0 | 0 | 0 | 0 | 0 | 0 | 0 | 0 | 0 | 0 | 0 | 0 | 0 | 0 | 0 | 0 | 0 | 0 | 0 | 0 | 0 | 0 | 0 | 0 | 0 | 0 | 0 | 0 | 0 | 0
F1_Industrial_Stone, Clay, and Glass_New_Process_Natural Gas_Gas Boiler - Insulate Hot Water Lines_A_Achievable Technical Potential | F1 | Industrial | Stone, Clay, and Glass | New | Process | Natural Gas | Gas Boiler - Insulate Hot Water Lines | A | Original Unit Energy Savings (kWh or therms) | Achievable Technical Potential | 0 | 0 | 0 | 0 | 0 | 51.5303 | 51.5303 | 51.5303 | 51.5303 | 51.5303 | 51.5303 | 51.5303 | 51.5303 | 51.5303 | 51.5303 | 51.5303 | 51.5303 | 51.5303 | 51.5303 | 51.5303 | 51.5303 | 51.5303 | 51.5303 | 51.5303 | 51.5303 | 51.5303 | 51.5303 | 51.5303 | 51.5303 | 51.5303 | 51.5303
F2_Industrial_Stone, Clay, and Glass_New_Process_Natural Gas_Gas Boiler - Insulate Hot Water Lines_A_Achievable Technical Potential | F2 | Industrial | Stone, Clay, and Glass | New | Process | Natural Gas | Gas Boiler - Insulate Hot Water Lines | A | Original Unit Summer Peak Savings (kW) | Achievable Technical Potential | 0 | 0 | 0 | 0 | 0 | 0 | 0 | 0 | 0 | 0 | 0 | 0 | 0 | 0 | 0 | 0 | 0 | 0 | 0 | 0 | 0 | 0 | 0 | 0 | 0 | 0 | 0 | 0 | 0 | 0 | 0
F3_Industrial_Stone, Clay, and Glass_New_Process_Natural Gas_Gas Boiler - Insulate Hot Water Lines_A_Achievable Technical Potential | F3 | Industrial | Stone, Clay, and Glass | New | Process | Natural Gas | Gas Boiler - Insulate Hot Water Lines | A | Original Unit Winter Peak Savings (kW) | Achievable Technical Potential | 0 | 0 | 0 | 0 | 0 | 0 | 0 | 0 | 0 | 0 | 0 | 0 | 0 | 0 | 0 | 0 | 0 | 0 | 0 | 0 | 0 | 0 | 0 | 0 | 0 | 0 | 0 | 0 | 0 | 0 | 0
F4_Industrial_Stone, Clay, and Glass_New_Process_Natural Gas_Gas Boiler - Insulate Hot Water Lines_A_Achievable Technical Potential | F4 | Industrial | Stone, Clay, and Glass | New | Process | Natural Gas | Gas Boiler - Insulate Hot Water Lines | A | Standalone Impact on Baseline Energy (%) | Achievable Technical Potential | 0% | 0% | 0% | 0% | 0% | 0.001945% | 0.003586% | 0.005047% | 0.006395% | 0.007663% | 0.008875% | 0.01005% | 0.0112% | 0.01232% | 0.01344% | 0.01453% | 0.01562% | 0.0167% | 0.01776% | 0.01883% | 0.01989% | 0.02094% | 0.02199% | 0.02303% | 0.00024074 | 0.0002317 | 0.00022333 | 0.00021557 | 0 | 0 | 0
F5_Industrial_Stone, Clay, and Glass_New_Process_Natural Gas_Gas Boiler - Insulate Hot Water Lines_A_Achievable Technical Potential | F5 | Industrial | Stone, Clay, and Glass | New | Process | Natural Gas | Gas Boiler - Insulate Hot Water Lines | A | Standalone Impact on Baseline Summer Peak (%) | Achievable Technical Potential | 0% | 0% | 0% | 0% | 0% | 0% | 0% | 0% | 0% | 0% | 0% | 0% | 0% | 0% | 0% | 0% | 0% | 0% | 0% | 0% | 0% | 0% | 0% | 0% | 0 | 0 | 0 | 0 | 0 | 0 | 0
F6_Industrial_Stone, Clay, and Glass_New_Process_Natural Gas_Gas Boiler - Insulate Hot Water Lines_A_Achievable Technical Potential | F6 | Industrial | Stone, Clay, and Glass | New | Process | Natural Gas | Gas Boiler - Insulate Hot Water Lines | A | Standalone Impact on Baseline Winter Peak (%) | Achievable Technical Potential | 0% | 0% | 0% | 0% | 0% | 0% | 0% | 0% | 0% | 0% | 0% | 0% | 0% | 0% | 0% | 0% | 0% | 0% | 0% | 0% | 0% | 0% | 0% | 0% | 0 | 0 | 0 | 0 | 0 | 0 | 0
F7_Industrial_Stone, Clay, and Glass_New_Process_Natural Gas_Gas Boiler - Insulate Hot Water Lines_A_Achievable Technical Potential | F7 | Industrial | Stone, Clay, and Glass | New | Process | Natural Gas | Gas Boiler - Insulate Hot Water Lines | A | Incremental Energy Savings (MWh or mTherms) | Achievable Technical Potential | 0 | 0 | 0 | 0 | 0 | 0.0033153 | 0.0039278 | 0.0045399 | 0.0051484 | 0.0057572 | 0.0063665 | 0.0069681 | 0.007568 | 0.0081667 | 0.0087559 | 0.0093474 | 0.0099332 | 0.010519 | 0.011102 | 0.01168 | 0.012258 | 0.012834 | 0.013408 | 0.01398 | 0.01455 | 0.0033153 | 0.0039278 | 0.0045399 | 0.0051484 | 0.0057572 | 0.0063665
F8_Industrial_Stone, Clay, and Glass_New_Process_Natural Gas_Gas Boiler - Insulate Hot Water Lines_A_Achievable Technical Potential | F8 | Industrial | Stone, Clay, and Glass | New | Process | Natural Gas | Gas Boiler - Insulate Hot Water Lines | A | Incremental Summer Peak Savings (MW) | Achievable Technical Potential | 0 | 0 | 0 | 0 | 0 | 0 | 0 | 0 | 0 | 0 | 0 | 0 | 0 | 0 | 0 | 0 | 0 | 0 | 0 | 0 | 0 | 0 | 0 | 0 | 0 | 0 | 0 | 0 | 0 | 0 | 0
F9_Industrial_Stone, Clay, and Glass_New_Process_Natural Gas_Gas Boiler - Insulate Hot Water Lines_A_Achievable Technical Potential | F9 | Industrial | Stone, Clay, and Glass | New | Process | Natural Gas | Gas Boiler - Insulate Hot Water Lines | A | Incremental Winter Peak Savings (MW) | Achievable Technical Potential | 0 | 0 | 0 | 0 | 0 | 0 | 0 | 0 | 0 | 0 | 0 | 0 | 0 | 0 | 0 | 0 | 0 | 0 | 0 | 0 | 0 | 0 | 0 | 0 | 0 | 0 | 0 | 0 | 0 | 0 | 0
F10_Industrial_Stone, Clay, and Glass_New_Process_Natural Gas_Gas Boiler - Insulate Hot Water Lines_A_Achievable Technical Potential | F10 | Industrial | Stone, Clay, and Glass | New | Process | Natural Gas | Gas Boiler - Insulate Hot Water Lines | A | Cumulative Energy Savings (MWh or mTherms) | Achievable Technical Potential | 0 | 0 | 0 | 0 | 0 | 0.0033153 | 0.0072431 | 0.011783 | 0.016931 | 0.022688 | 0.029055 | 0.036023 | 0.043591 | 0.051758 | 0.060514 | 0.069861 | 0.079794 | 0.090313 | 0.10142 | 0.1131 | 0.12535 | 0.13819 | 0.1516 | 0.16558 | 0.18013 | 0.18013 | 0.18013 | 0.18013 | 0.18013 | 0.18013 | 0.18013
F11_Industrial_Stone, Clay, and Glass_New_Process_Natural Gas_Gas Boiler - Insulate Hot Water Lines_A_Achievable Technical Potential | F11 | Industrial | Stone, Clay, and Glass | New | Process | Natural Gas | Gas Boiler - Insulate Hot Water Lines | A | Cumulative Summer Peak Savings (MW) | Achievable Technical Potential | 0 | 0 | 0 | 0 | 0 | 0 | 0 | 0 | 0 | 0 | 0 | 0 | 0 | 0 | 0 | 0 | 0 | 0 | 0 | 0 | 0 | 0 | 0 | 0 | 0 | 0 | 0 | 0 | 0 | 0 | 0
F12_Industrial_Stone, Clay, and Glass_New_Process_Natural Gas_Gas Boiler - Insulate Hot Water Lines_A_Achievable Technical Potential | F12 | Industrial | Stone, Clay, and Glass | New | Process | Natural Gas | Gas Boiler - Insulate Hot Water Lines | A | Cumulative Winter Peak Savings (MW) | Achievable Technical Potential | 0 | 0 | 0 | 0 | 0 | 0 | 0 | 0 | 0 | 0 | 0 | 0 | 0 | 0 | 0 | 0 | 0 | 0 | 0 | 0 | 0 | 0 | 0 | 0 | 0 | 0 | 0 | 0 | 0 | 0 | 0
F13_Industrial_Stone, Clay, and Glass_New_Process_Natural Gas_Gas Boiler - Insulate Hot Water Lines_A_Achievable Technical Potential | F13 | Industrial | Stone, Clay, and Glass | New | Process | Natural Gas | Gas Boiler - Insulate Hot Water Lines | A | Purchases (Incremental) | Achievable Technical Potential | 0 | 0 | 0 | 0 | 0 | 0.064338 | 0.076222 | 0.088101 | 0.099909 | 0.11172 | 0.12355 | 0.13522 | 0.14687 | 0.15848 | 0.16992 | 0.1814 | 0.19276 | 0.20413 | 0.21545 | 0.22666 | 0.23788 | 0.24906 | 0.2602 | 0.27129 | 0.28235 | 0.064338 | 0.076222 | 0.088101 | 0.099909 | 0.11172 | 0.12355
F14_Industrial_Stone, Clay, and Glass_New_Process_Natural Gas_Gas Boiler - Insulate Hot Water Lines_A_Achievable Technical Potential | F14 | Industrial | Stone, Clay, and Glass | New | Process | Natural Gas | Gas Boiler - Insulate Hot Water Lines | A | Purchases (Cumulative) | Achievable Technical Potential | 0 | 0 | 0 | 0 | 0 | 0.064338 | 0.14056 | 0.22866 | 0.32857 | 0.44029 | 0.56384 | 0.69906 | 0.84593 | 1.0044 | 1.1743 | 1.3557 | 1.5485 | 1.7526 | 1.9681 | 2.1947 | 2.4326 | 2.6817 | 2.9419 | 3.2132 | 3.4955 | 3.4955 | 3.4955 | 3.4955 | 3.4955 | 3.4955 | 3.4955
F1_Industrial_Stone, Clay, and Glass_New_Process_Natural Gas_Process - Insulate Heated Process Fluids_A_Achievable Technical Potential | F1 | Industrial | Stone, Clay, and Glass | New | Process | Natural Gas | Process - Insulate Heated Process Fluids | A | Original Unit Energy Savings (kWh or therms) | Achievable Technical Potential | 0 | 0 | 0 | 0 | 0 | 1280.913 | 1280.913 | 1280.913 | 1280.913 | 1280.913 | 1280.913 | 1280.913 | 1280.913 | 1280.913 | 1280.913 | 1280.913 | 1280.913 | 1280.913 | 1280.913 | 1280.913 | 1280.913 | 1280.913 | 1280.913 | 1280.913 | 1280.913 | 1280.913 | 1280.913 | 1280.913 | 1280.913 | 1280.913 | 1280.913
F2_Industrial_Stone, Clay, and Glass_New_Process_Natural Gas_Process - Insulate Heated Process Fluids_A_Achievable Technical Potential | F2 | Industrial | Stone, Clay, and Glass | New | Process | Natural Gas | Process - Insulate Heated Process Fluids | A | Original Unit Summer Peak Savings (kW) | Achievable Technical Potential | 0 | 0 | 0 | 0 | 0 | 0 | 0 | 0 | 0 | 0 | 0 | 0 | 0 | 0 | 0 | 0 | 0 | 0 | 0 | 0 | 0 | 0 | 0 | 0 | 0 | 0 | 0 | 0 | 0 | 0 | 0
F3_Industrial_Stone, Clay, and Glass_New_Process_Natural Gas_Process - Insulate Heated Process Fluids_A_Achievable Technical Potential | F3 | Industrial | Stone, Clay, and Glass | New | Process | Natural Gas | Process - Insulate Heated Process Fluids | A | Original Unit Winter Peak Savings (kW) | Achievable Technical Potential | 0 | 0 | 0 | 0 | 0 | 0 | 0 | 0 | 0 | 0 | 0 | 0 | 0 | 0 | 0 | 0 | 0 | 0 | 0 | 0 | 0 | 0 | 0 | 0 | 0 | 0 | 0 | 0 | 0 | 0 | 0
F4_Industrial_Stone, Clay, and Glass_New_Process_Natural Gas_Process - Insulate Heated Process Fluids_A_Achievable Technical Potential | F4 | Industrial | Stone, Clay, and Glass | New | Process | Natural Gas | Process - Insulate Heated Process Fluids | A | Standalone Impact on Baseline Energy (%) | Achievable Technical Potential | 0% | 0% | 0% | 0% | 0% | 0.1057% | 0.195% | 0.2744% | 0.3477% | 0.4167% | 0.472% | 0.5074% | 0.5281% | 0.5381% | 0.5408% | 0.5378% | 0.531% | 0.5214% | 0.51% | 0.4975% | 0.4843% | 0.4626% | 0.4428% | 0.4247% | 0.0040811 | 0.0039278 | 0.003786 | 0.0036544 | 0 | 0 | 0
F5_Industrial_Stone, Clay, and Glass_New_Process_Natural Gas_Process - Insulate Heated Process Fluids_A_Achievable Technical Potential | F5 | Industrial | Stone, Clay, and Glass | New | Process | Natural Gas | Process - Insulate Heated Process Fluids | A | Standalone Impact on Baseline Summer Peak (%) | Achievable Technical Potential | 0% | 0% | 0% | 0% | 0% | 0% | 0% | 0% | 0% | 0% | 0% | 0% | 0% | 0% | 0% | 0% | 0% | 0% | 0% | 0% | 0% | 0% | 0% | 0% | 0 | 0 | 0 | 0 | 0 | 0 | 0
F6_Industrial_Stone, Clay, and Glass_New_Process_Natural Gas_Process - Insulate Heated Process Fluids_A_Achievable Technical Potential | F6 | Industrial | Stone, Clay, and Glass | New | Process | Natural Gas | Process - Insulate Heated Process Fluids | A | Standalone Impact on Baseline Winter Peak (%) | Achievable Technical Potential | 0% | 0% | 0% | 0% | 0% | 0% | 0% | 0% | 0% | 0% | 0% | 0% | 0% | 0% | 0% | 0% | 0% | 0% | 0% | 0% | 0% | 0% | 0% | 0% | 0 | 0 | 0 | 0 | 0 | 0 | 0
F7_Industrial_Stone, Clay, and Glass_New_Process_Natural Gas_Process - Insulate Heated Process Fluids_A_Achievable Technical Potential | F7 | Industrial | Stone, Clay, and Glass | New | Process | Natural Gas | Process - Insulate Heated Process Fluids | A | Incremental Energy Savings (MWh or mTherms) | Achievable Technical Potential | 0 | 0 | 0 | 0 | 0 | 0.18027 | 0.21357 | 0.24686 | 0.27994 | 0.31305 | 0.31156 | 0.2728 | 0.23703 | 0.20463 | 0.17551 | 0.14989 | 0.12743 | 0.10796 | 0.091153 | 0.076717 | 0.064413 | 0.00045999 | 0.00017163 | 6.1004e-05 | 2.0703e-05 | 0.18027 | 0.21357 | 0.24686 | 0.27994 | 0.31305 | 0.31156
F8_Industrial_Stone, Clay, and Glass_New_Process_Natural Gas_Process - Insulate Heated Process Fluids_A_Achievable Technical Potential | F8 | Industrial | Stone, Clay, and Glass | New | Process | Natural Gas | Process - Insulate Heated Process Fluids | A | Incremental Summer Peak Savings (MW) | Achievable Technical Potential | 0 | 0 | 0 | 0 | 0 | 0 | 0 | 0 | 0 | 0 | 0 | 0 | 0 | 0 | 0 | 0 | 0 | 0 | 0 | 0 | 0 | 0 | 0 | 0 | 0 | 0 | 0 | 0 | 0 | 0 | 0
F9_Industrial_Stone, Clay, and Glass_New_Process_Natural Gas_Process - Insulate Heated Process Fluids_A_Achievable Technical Potential | F9 | Industrial | Stone, Clay, and Glass | New | Process | Natural Gas | Process - Insulate Heated Process Fluids | A | Incremental Winter Peak Savings (MW) | Achievable Technical Potential | 0 | 0 | 0 | 0 | 0 | 0 | 0 | 0 | 0 | 0 | 0 | 0 | 0 | 0 | 0 | 0 | 0 | 0 | 0 | 0 | 0 | 0 | 0 | 0 | 0 | 0 | 0 | 0 | 0 | 0 | 0
F10_Industrial_Stone, Clay, and Glass_New_Process_Natural Gas_Process - Insulate Heated Process Fluids_A_Achievable Technical Potential | F10 | Industrial | Stone, Clay, and Glass | New | Process | Natural Gas | Process - Insulate Heated Process Fluids | A | Cumulative Energy Savings (MWh or mTherms) | Achievable Technical Potential | 0 | 0 | 0 | 0 | 0 | 0.18027 | 0.39385 | 0.6407 | 0.92065 | 1.2337 | 1.5453 | 1.8181 | 2.0551 | 2.2597 | 2.4352 | 2.5851 | 2.7126 | 2.8205 | 2.9117 | 2.9884 | 3.0528 | 3.0533 | 3.0534 | 3.0535 | 3.0535 | 3.0535 | 3.0535 | 3.0535 | 3.0535 | 3.0535 | 3.0535
F11_Industrial_Stone, Clay, and Glass_New_Process_Natural Gas_Process - Insulate Heated Process Fluids_A_Achievable Technical Potential | F11 | Industrial | Stone, Clay, and Glass | New | Process | Natural Gas | Process - Insulate Heated Process Fluids | A | Cumulative Summer Peak Savings (MW) | Achievable Technical Potential | 0 | 0 | 0 | 0 | 0 | 0 | 0 | 0 | 0 | 0 | 0 | 0 | 0 | 0 | 0 | 0 | 0 | 0 | 0 | 0 | 0 | 0 | 0 | 0 | 0 | 0 | 0 | 0 | 0 | 0 | 0
F12_Industrial_Stone, Clay, and Glass_New_Process_Natural Gas_Process - Insulate Heated Process Fluids_A_Achievable Technical Potential | F12 | Industrial | Stone, Clay, and Glass | New | Process | Natural Gas | Process - Insulate Heated Process Fluids | A | Cumulative Winter Peak Savings (MW) | Achievable Technical Potential | 0 | 0 | 0 | 0 | 0 | 0 | 0 | 0 | 0 | 0 | 0 | 0 | 0 | 0 | 0 | 0 | 0 | 0 | 0 | 0 | 0 | 0 | 0 | 0 | 0 | 0 | 0 | 0 | 0 | 0 | 0
F13_Industrial_Stone, Clay, and Glass_New_Process_Natural Gas_Process - Insulate Heated Process Fluids_A_Achievable Technical Potential | F13 | Industrial | Stone, Clay, and Glass | New | Process | Natural Gas | Process - Insulate Heated Process Fluids | A | Purchases (Incremental) | Achievable Technical Potential | 0 | 0 | 0 | 0 | 0 | 0.14074 | 0.16674 | 0.19272 | 0.21855 | 0.2444 | 0.24323 | 0.21297 | 0.18505 | 0.15975 | 0.13702 | 0.11702 | 0.099485 | 0.084282 | 0.071162 | 0.059892 | 0.050287 | 0.00035911 | 0.00013399 | 4.7626e-05 | 1.6163e-05 | 0.14074 | 0.16674 | 0.19272 | 0.21855 | 0.2444 | 0.24323
F14_Industrial_Stone, Clay, and Glass_New_Process_Natural Gas_Process - Insulate Heated Process Fluids_A_Achievable Technical Potential | F14 | Industrial | Stone, Clay, and Glass | New | Process | Natural Gas | Process - Insulate Heated Process Fluids | A | Purchases (Cumulative) | Achievable Technical Potential | 0 | 0 | 0 | 0 | 0 | 0.14074 | 0.30747 | 0.50019 | 0.71874 | 0.96314 | 1.2064 | 1.4193 | 1.6044 | 1.7641 | 1.9012 | 2.0182 | 2.1177 | 2.202 | 2.2731 | 2.333 | 2.3833 | 2.3837 | 2.3838 | 2.3838 | 2.3839 | 2.3839 | 2.3839 | 2.3839 | 2.3839 | 2.3839 | 2.3839
F1_Industrial_Stone, Clay, and Glass_New_Process_Natural Gas_Process Heat Recovery_A_Achievable Technical Potential | F1 | Industrial | Stone, Clay, and Glass | New | Process | Natural Gas | Process Heat Recovery | A | Original Unit Energy Savings (kWh or therms) | Achievable Technical Potential | 0 | 0 | 0 | 0 | 0 | 73.39 | 73.39 | 73.39 | 73.39 | 73.39 | 73.39 | 73.39 | 73.39 | 73.39 | 73.39 | 73.39 | 73.39 | 73.39 | 73.39 | 73.39 | 73.39 | 73.39 | 73.39 | 73.39 | 73.39 | 73.39 | 73.39 | 73.39 | 0 | 0 | 0
F2_Industrial_Stone, Clay, and Glass_New_Process_Natural Gas_Process Heat Recovery_A_Achievable Technical Potential | F2 | Industrial | Stone, Clay, and Glass | New | Process | Natural Gas | Process Heat Recovery | A | Original Unit Summer Peak Savings (kW) | Achievable Technical Potential | 0 | 0 | 0 | 0 | 0 | 0 | 0 | 0 | 0 | 0 | 0 | 0 | 0 | 0 | 0 | 0 | 0 | 0 | 0 | 0 | 0 | 0 | 0 | 0 | 0 | 0 | 0 | 0 | 0 | 0 | 0
F3_Industrial_Stone, Clay, and Glass_New_Process_Natural Gas_Process Heat Recovery_A_Achievable Technical Potential | F3 | Industrial | Stone, Clay, and Glass | New | Process | Natural Gas | Process Heat Recovery | A | Original Unit Winter Peak Savings (kW) | Achievable Technical Potential | 0 | 0 | 0 | 0 | 0 | 0 | 0 | 0 | 0 | 0 | 0 | 0 | 0 | 0 | 0 | 0 | 0 | 0 | 0 | 0 | 0 | 0 | 0 | 0 | 0 | 0 | 0 | 0 | 0 | 0 | 0
F4_Industrial_Stone, Clay, and Glass_New_Process_Natural Gas_Process Heat Recovery_A_Achievable Technical Potential | F4 | Industrial | Stone, Clay, and Glass | New | Process | Natural Gas | Process Heat Recovery | A | Standalone Impact on Baseline Energy (%) | Achievable Technical Potential | 0% | 0% | 0% | 0% | 0% | 0.2181% | 0.4022% | 0.5661% | 0.7173% | 0.8595% | 0.9735% | 1.047% | 1.089% | 1.11% | 1.116% | 1.109% | 1.095% | 1.075% | 1.052% | 1.026% | 0.9778% | 0.9339% | 0.894% | 0.8574% | 0.0082383 | 0.0079288 | 0.0076425 | 0.0073768 | 0 | 0 | 0
F5_Industrial_Stone, Clay, and Glass_New_Process_Natural Gas_Process Heat Recovery_A_Achievable Technical Potential | F5 | Industrial | Stone, Clay, and Glass | New | Process | Natural Gas | Process Heat Recovery | A | Standalone Impact on Baseline Summer Peak (%) | Achievable Technical Potential | 0% | 0% | 0% | 0% | 0% | 0% | 0% | 0% | 0% | 0% | 0% | 0% | 0% | 0% | 0% | 0% | 0% | 0% | 0% | 0% | 0% | 0% | 0% | 0% | 0 | 0 | 0 | 0 | 0 | 0 | 0
F6_Industrial_Stone, Clay, and Glass_New_Process_Natural Gas_Process Heat Recovery_A_Achievable Technical Potential | F6 | Industrial | Stone, Clay, and Glass | New | Process | Natural Gas | Process Heat Recovery | A | Standalone Impact on Baseline Winter Peak (%) | Achievable Technical Potential | 0% | 0% | 0% | 0% | 0% | 0% | 0% | 0% | 0% | 0% | 0% | 0% | 0% | 0% | 0% | 0% | 0% | 0% | 0% | 0% | 0% | 0% | 0% | 0% | 0 | 0 | 0 | 0 | 0 | 0 | 0
F7_Industrial_Stone, Clay, and Glass_New_Process_Natural Gas_Process Heat Recovery_A_Achievable Technical Potential | F7 | Industrial | Stone, Clay, and Glass | New | Process | Natural Gas | Process Heat Recovery | A | Incremental Energy Savings (MWh or mTherms) | Achievable Technical Potential | 0 | 0 | 0 | 0 | 0 | 0.37184 | 0.44052 | 0.50917 | 0.57742 | 0.6457 | 0.64264 | 0.56269 | 0.48891 | 0.42207 | 0.36202 | 0.30918 | 0.26284 | 0.22268 | 0.18801 | 0.15824 | 0.37184 | 0.44052 | 0.50917 | 0.57742 | 0.6457 | 0.64264 | 0.56269 | 0.48891 | 0 | 0 | 0
F8_Industrial_Stone, Clay, and Glass_New_Process_Natural Gas_Process Heat Recovery_A_Achievable Technical Potential | F8 | Industrial | Stone, Clay, and Glass | New | Process | Natural Gas | Process Heat Recovery | A | Incremental Summer Peak Savings (MW) | Achievable Technical Potential | 0 | 0 | 0 | 0 | 0 | 0 | 0 | 0 | 0 | 0 | 0 | 0 | 0 | 0 | 0 | 0 | 0 | 0 | 0 | 0 | 0 | 0 | 0 | 0 | 0 | 0 | 0 | 0 | 0 | 0 | 0
F9_Industrial_Stone, Clay, and Glass_New_Process_Natural Gas_Process Heat Recovery_A_Achievable Technical Potential | F9 | Industrial | Stone, Clay, and Glass | New | Process | Natural Gas | Process Heat Recovery | A | Incremental Winter Peak Savings (MW) | Achievable Technical Potential | 0 | 0 | 0 | 0 | 0 | 0 | 0 | 0 | 0 | 0 | 0 | 0 | 0 | 0 | 0 | 0 | 0 | 0 | 0 | 0 | 0 | 0 | 0 | 0 | 0 | 0 | 0 | 0 | 0 | 0 | 0
F10_Industrial_Stone, Clay, and Glass_New_Process_Natural Gas_Process Heat Recovery_A_Achievable Technical Potential | F10 | Industrial | Stone, Clay, and Glass | New | Process | Natural Gas | Process Heat Recovery | A | Cumulative Energy Savings (MWh or mTherms) | Achievable Technical Potential | 0 | 0 | 0 | 0 | 0 | 0.37184 | 0.81236 | 1.3215 | 1.899 | 2.5447 | 3.1873 | 3.75 | 4.2389 | 4.661 | 5.023 | 5.3321 | 5.595 | 5.8177 | 6.0057 | 6.1639 | 6.1639 | 6.1639 | 6.1639 | 6.1639 | 6.1639 | 6.1639 | 6.1639 | 6.1639 | 0 | 0 | 0
F11_Industrial_Stone, Clay, and Glass_New_Process_Natural Gas_Process Heat Recovery_A_Achievable Technical Potential | F11 | Industrial | Stone, Clay, and Glass | New | Process | Natural Gas | Process Heat Recovery | A | Cumulative Summer Peak Savings (MW) | Achievable Technical Potential | 0 | 0 | 0 | 0 | 0 | 0 | 0 | 0 | 0 | 0 | 0 | 0 | 0 | 0 | 0 | 0 | 0 | 0 | 0 | 0 | 0 | 0 | 0 | 0 | 0 | 0 | 0 | 0 | 0 | 0 | 0
F12_Industrial_Stone, Clay, and Glass_New_Process_Natural Gas_Process Heat Recovery_A_Achievable Technical Potential | F12 | Industrial | Stone, Clay, and Glass | New | Process | Natural Gas | Process Heat Recovery | A | Cumulative Winter Peak Savings (MW) | Achievable Technical Potential | 0 | 0 | 0 | 0 | 0 | 0 | 0 | 0 | 0 | 0 | 0 | 0 | 0 | 0 | 0 | 0 | 0 | 0 | 0 | 0 | 0 | 0 | 0 | 0 | 0 | 0 | 0 | 0 | 0 | 0 | 0
F13_Industrial_Stone, Clay, and Glass_New_Process_Natural Gas_Process Heat Recovery_A_Achievable Technical Potential | F13 | Industrial | Stone, Clay, and Glass | New | Process | Natural Gas | Process Heat Recovery | A | Purchases (Incremental) | Achievable Technical Potential | 0 | 0 | 0 | 0 | 0 | 5.0666 | 6.0025 | 6.9379 | 7.8678 | 8.7982 | 8.7565 | 7.6671 | 6.6618 | 5.751 | 4.9328 | 4.2128 | 3.5814 | 3.0342 | 2.5618 | 2.1561 | 5.0666 | 6.0025 | 6.9379 | 7.8678 | 8.7982 | 8.7565 | 7.6671 | 6.6618 | 5.751 | 4.9328 | 4.2128
F14_Industrial_Stone, Clay, and Glass_New_Process_Natural Gas_Process Heat Recovery_A_Achievable Technical Potential | F14 | Industrial | Stone, Clay, and Glass | New | Process | Natural Gas | Process Heat Recovery | A | Purchases (Cumulative) | Achievable Technical Potential | 0 | 0 | 0 | 0 | 0 | 5.0666 | 11.0691 | 18.007 | 25.8748 | 34.673 | 43.4295 | 51.0966 | 57.7583 | 63.5094 | 68.4421 | 72.6549 | 76.2364 | 79.2705 | 81.8324 | 83.9885 | 83.9885 | 83.9885 | 83.9885 | 83.9885 | 83.9885 | 83.9885 | 83.9885 | 83.9885 | 83.9885 | 83.9885 | 83.9885
F1_Industrial_Stone, Clay, and Glass_New_Space Heating_Natural Gas_Building Automation System_A_Achievable Technical Potential | F1 | Industrial | Stone, Clay, and Glass | New | Space Heating | Natural Gas | Building Automation System | A | Original Unit Energy Savings (kWh or therms) | Achievable Technical Potential | 0 | 0 | 0 | 0 | 0 | 0.014581 | 0.014392 | 0.014255 | 0.014151 | 0.014068 | 0.014002 | 0.013924 | 0.013842 | 0.013762 | 0.013684 | 0.013622 | 0.013574 | 0.013536 | 0.013475 | 0.01343 | 0.013398 | 0.013373 | 0.013373 | 0.013373 | 0.013373 | 0.013373 | 0.013373 | 0.013373 | 0 | 0 | 0
F2_Industrial_Stone, Clay, and Glass_New_Space Heating_Natural Gas_Building Automation System_A_Achievable Technical Potential | F2 | Industrial | Stone, Clay, and Glass | New | Space Heating | Natural Gas | Building Automation System | A | Original Unit Summer Peak Savings (kW) | Achievable Technical Potential | 0 | 0 | 0 | 0 | 0 | 0 | 0 | 0 | 0 | 0 | 0 | 0 | 0 | 0 | 0 | 0 | 0 | 0 | 0 | 0 | 0 | 0 | 0 | 0 | 0 | 0 | 0 | 0 | 0 | 0 | 0
F3_Industrial_Stone, Clay, and Glass_New_Space Heating_Natural Gas_Building Automation System_A_Achievable Technical Potential | F3 | Industrial | Stone, Clay, and Glass | New | Space Heating | Natural Gas | Building Automation System | A | Original Unit Winter Peak Savings (kW) | Achievable Technical Potential | 0 | 0 | 0 | 0 | 0 | 0 | 0 | 0 | 0 | 0 | 0 | 0 | 0 | 0 | 0 | 0 | 0 | 0 | 0 | 0 | 0 | 0 | 0 | 0 | 0 | 0 | 0 | 0 | 0 | 0 | 0
F4_Industrial_Stone, Clay, and Glass_New_Space Heating_Natural Gas_Building Automation System_A_Achievable Technical Potential | F4 | Industrial | Stone, Clay, and Glass | New | Space Heating | Natural Gas | Building Automation System | A | Standalone Impact on Baseline Energy (%) | Achievable Technical Potential | 0% | 0% | 0% | 0% | 0% | 0.009667% | 0.02748% | 0.05809% | 0.107% | 0.1804% | 0.2845% | 0.4249% | 0.6052% | 0.8254% | 1.082% | 1.364% | 1.656% | 1.937% | 2.188% | 2.39% | 2.531% | 2.607% | 2.62% | 2.579% | 0.025009 | 0.024069 | 0.0232 | 0.022394 | 0 | 0 | 0
F5_Industrial_Stone, Clay, and Glass_New_Space Heating_Natural Gas_Building Automation System_A_Achievable Technical Potential | F5 | Industrial | Stone, Clay, and Glass | New | Space Heating | Natural Gas | Building Automation System | A | Standalone Impact on Baseline Summer Peak (%) | Achievable Technical Potential | 0% | 0% | 0% | 0% | 0% | 0% | 0% | 0% | 0% | 0% | 0% | 0% | 0% | 0% | 0% | 0% | 0% | 0% | 0% | 0% | 0% | 0% | 0% | 0% | 0 | 0 | 0 | 0 | 0 | 0 | 0
F6_Industrial_Stone, Clay, and Glass_New_Space Heating_Natural Gas_Building Automation System_A_Achievable Technical Potential | F6 | Industrial | Stone, Clay, and Glass | New | Space Heating | Natural Gas | Building Automation System | A | Standalone Impact on Baseline Winter Peak (%) | Achievable Technical Potential | 0% | 0% | 0% | 0% | 0% | 0% | 0% | 0% | 0% | 0% | 0% | 0% | 0% | 0% | 0% | 0% | 0% | 0% | 0% | 0% | 0% | 0% | 0% | 0% | 0 | 0 | 0 | 0 | 0 | 0 | 0
F7_Industrial_Stone, Clay, and Glass_New_Space Heating_Natural Gas_Building Automation System_A_Achievable Technical Potential | F7 | Industrial | Stone, Clay, and Glass | New | Space Heating | Natural Gas | Building Automation System | A | Incremental Energy Savings (MWh or mTherms) | Achievable Technical Potential | 0 | 0 | 0 | 0 | 0 | 8.5039e-05 | 0.00019879 | 0.00040406 | 0.00073991 | 0.0012486 | 0.0019681 | 0.0029139 | 0.0040786 | 0.0054119 | 0.0068035 | 0.0081123 | 0.0091383 | 0.0096902 | 0.0095976 | 0.0088482 | 0.0076613 | 0.0061224 | 0.0044281 | 0.0029497 | 0.0020021 | 0.0018797 | 0.0027985 | 0.0039403 | 0 | 0 | 0
F8_Industrial_Stone, Clay, and Glass_New_Space Heating_Natural Gas_Building Automation System_A_Achievable Technical Potential | F8 | Industrial | Stone, Clay, and Glass | New | Space Heating | Natural Gas | Building Automation System | A | Incremental Summer Peak Savings (MW) | Achievable Technical Potential | 0 | 0 | 0 | 0 | 0 | 0 | 0 | 0 | 0 | 0 | 0 | 0 | 0 | 0 | 0 | 0 | 0 | 0 | 0 | 0 | 0 | 0 | 0 | 0 | 0 | 0 | 0 | 0 | 0 | 0 | 0
F9_Industrial_Stone, Clay, and Glass_New_Space Heating_Natural Gas_Building Automation System_A_Achievable Technical Potential | F9 | Industrial | Stone, Clay, and Glass | New | Space Heating | Natural Gas | Building Automation System | A | Incremental Winter Peak Savings (MW) | Achievable Technical Potential | 0 | 0 | 0 | 0 | 0 | 0 | 0 | 0 | 0 | 0 | 0 | 0 | 0 | 0 | 0 | 0 | 0 | 0 | 0 | 0 | 0 | 0 | 0 | 0 | 0 | 0 | 0 | 0 | 0 | 0 | 0
F10_Industrial_Stone, Clay, and Glass_New_Space Heating_Natural Gas_Building Automation System_A_Achievable Technical Potential | F10 | Industrial | Stone, Clay, and Glass | New | Space Heating | Natural Gas | Building Automation System | A | Cumulative Energy Savings (MWh or mTherms) | Achievable Technical Potential | 0 | 0 | 0 | 0 | 0 | 8.5039e-05 | 0.00028273 | 0.00068409 | 0.001419 | 0.0026593 | 0.0046149 | 0.0075031 | 0.011538 | 0.016882 | 0.02359 | 0.031597 | 0.040623 | 0.050199 | 0.059571 | 0.068221 | 0.075641 | 0.081436 | 0.085485 | 0.087735 | 0.088551 | 0.088551 | 0.088551 | 0.088551 | 0 | 0 | 0
F11_Industrial_Stone, Clay, and Glass_New_Space Heating_Natural Gas_Building Automation System_A_Achievable Technical Potential | F11 | Industrial | Stone, Clay, and Glass | New | Space Heating | Natural Gas | Building Automation System | A | Cumulative Summer Peak Savings (MW) | Achievable Technical Potential | 0 | 0 | 0 | 0 | 0 | 0 | 0 | 0 | 0 | 0 | 0 | 0 | 0 | 0 | 0 | 0 | 0 | 0 | 0 | 0 | 0 | 0 | 0 | 0 | 0 | 0 | 0 | 0 | 0 | 0 | 0
F12_Industrial_Stone, Clay, and Glass_New_Space Heating_Natural Gas_Building Automation System_A_Achievable Technical Potential | F12 | Industrial | Stone, Clay, and Glass | New | Space Heating | Natural Gas | Building Automation System | A | Cumulative Winter Peak Savings (MW) | Achievable Technical Potential | 0 | 0 | 0 | 0 | 0 | 0 | 0 | 0 | 0 | 0 | 0 | 0 | 0 | 0 | 0 | 0 | 0 | 0 | 0 | 0 | 0 | 0 | 0 | 0 | 0 | 0 | 0 | 0 | 0 | 0 | 0
F13_Industrial_Stone, Clay, and Glass_New_Space Heating_Natural Gas_Building Automation System_A_Achievable Technical Potential | F13 | Industrial | Stone, Clay, and Glass | New | Space Heating | Natural Gas | Building Automation System | A | Purchases (Incremental) | Achievable Technical Potential | 0 | 0 | 0 | 0 | 0 | 5.8323 | 13.8119 | 28.3454 | 52.2875 | 88.7504 | 140.5624 | 209.2707 | 294.648 | 393.2594 | 497.2046 | 595.5126 | 673.2169 | 715.9021 | 712.2577 | 658.8229 | 571.822 | 457.8241 | 331.1257 | 220.573 | 149.7148 | 140.5624 | 209.2707 | 294.648 | 393.2594 | 497.2046 | 595.5126
F14_Industrial_Stone, Clay, and Glass_New_Space Heating_Natural Gas_Building Automation System_A_Achievable Technical Potential | F14 | Industrial | Stone, Clay, and Glass | New | Space Heating | Natural Gas | Building Automation System | A | Purchases (Cumulative) | Achievable Technical Potential | 0 | 0 | 0 | 0 | 0 | 5.8323 | 19.6442 | 47.9895 | 100.277 | 189.0275 | 329.5899 | 538.8606 | 833.5086 | 1226.768 | 1723.9727 | 2319.4853 | 2992.7022 | 3708.6043 | 4420.8621 | 5079.685 | 5645.6747 | 6089.6869 | 6392.4673 | 6560.7527 | 6621.7171 | 6621.7171 | 6621.7171 | 6621.7171 | 6621.7171 | 6621.7171 | 6621.7171
F1_Industrial_Stone, Clay, and Glass_New_Space Heating_Natural Gas_Steam System Efficiency Improvements_A_Achievable Technical Potential | F1 | Industrial | Stone, Clay, and Glass | New | Space Heating | Natural Gas | Steam System Efficiency Improvements | A | Original Unit Energy Savings (kWh or therms) | Achievable Technical Potential | 0 | 0 | 0 | 0 | 0 | 0 | 0 | 0 | 0 | 0 | 0 | 0 | 0 | 0 | 0 | 0 | 0 | 0 | 0 | 0 | 0 | 0 | 0 | 0 | 0 | 0 | 0 | 0 | 0 | 0 | 0
F2_Industrial_Stone, Clay, and Glass_New_Space Heating_Natural Gas_Steam System Efficiency Improvements_A_Achievable Technical Potential | F2 | Industrial | Stone, Clay, and Glass | New | Space Heating | Natural Gas | Steam System Efficiency Improvements | A | Original Unit Summer Peak Savings (kW) | Achievable Technical Potential | 0 | 0 | 0 | 0 | 0 | 0 | 0 | 0 | 0 | 0 | 0 | 0 | 0 | 0 | 0 | 0 | 0 | 0 | 0 | 0 | 0 | 0 | 0 | 0 | 0 | 0 | 0 | 0 | 0 | 0 | 0
F3_Industrial_Stone, Clay, and Glass_New_Space Heating_Natural Gas_Steam System Efficiency Improvements_A_Achievable Technical Potential | F3 | Industrial | Stone, Clay, and Glass | New | Space Heating | Natural Gas | Steam System Efficiency Improvements | A | Original Unit Winter Peak Savings (kW) | Achievable Technical Potential | 0 | 0 | 0 | 0 | 0 | 0 | 0 | 0 | 0 | 0 | 0 | 0 | 0 | 0 | 0 | 0 | 0 | 0 | 0 | 0 | 0 | 0 | 0 | 0 | 0 | 0 | 0 | 0 | 0 | 0 | 0
F4_Industrial_Stone, Clay, and Glass_New_Space Heating_Natural Gas_Steam System Efficiency Improvements_A_Achievable Technical Potential | F4 | Industrial | Stone, Clay, and Glass | New | Space Heating | Natural Gas | Steam System Efficiency Improvements | A | Standalone Impact on Baseline Energy (%) | Achievable Technical Potential | 0% | 0% | 0% | 0% | 0% | 0% | 0% | 0% | 0% | 0% | 0% | 0% | 0% | 0% | 0% | 0% | 0% | 0% | 0% | 0% | 0% | 0% | 0% | 0% | 0 | 0 | 0 | 0 | 0 | 0 | 0
F5_Industrial_Stone, Clay, and Glass_New_Space Heating_Natural Gas_Steam System Efficiency Improvements_A_Achievable Technical Potential | F5 | Industrial | Stone, Clay, and Glass | New | Space Heating | Natural Gas | Steam System Efficiency Improvements | A | Standalone Impact on Baseline Summer Peak (%) | Achievable Technical Potential | 0% | 0% | 0% | 0% | 0% | 0% | 0% | 0% | 0% | 0% | 0% | 0% | 0% | 0% | 0% | 0% | 0% | 0% | 0% | 0% | 0% | 0% | 0% | 0% | 0 | 0 | 0 | 0 | 0 | 0 | 0
F6_Industrial_Stone, Clay, and Glass_New_Space Heating_Natural Gas_Steam System Efficiency Improvements_A_Achievable Technical Potential | F6 | Industrial | Stone, Clay, and Glass | New | Space Heating | Natural Gas | Steam System Efficiency Improvements | A | Standalone Impact on Baseline Winter Peak (%) | Achievable Technical Potential | 0% | 0% | 0% | 0% | 0% | 0% | 0% | 0% | 0% | 0% | 0% | 0% | 0% | 0% | 0% | 0% | 0% | 0% | 0% | 0% | 0% | 0% | 0% | 0% | 0 | 0 | 0 | 0 | 0 | 0 | 0
F7_Industrial_Stone, Clay, and Glass_New_Space Heating_Natural Gas_Steam System Efficiency Improvements_A_Achievable Technical Potential | F7 | Industrial | Stone, Clay, and Glass | New | Space Heating | Natural Gas | Steam System Efficiency Improvements | A | Incremental Energy Savings (MWh or mTherms) | Achievable Technical Potential | 0 | 0 | 0 | 0 | 0 | 0 | 0 | 0 | 0 | 0 | 0 | 0 | 0 | 0 | 0 | 0 | 0 | 0 | 0 | 0 | 0 | 0 | 0 | 0 | 0 | 0 | 0 | 0 | 0 | 0 | 0
F8_Industrial_Stone, Clay, and Glass_New_Space Heating_Natural Gas_Steam System Efficiency Improvements_A_Achievable Technical Potential | F8 | Industrial | Stone, Clay, and Glass | New | Space Heating | Natural Gas | Steam System Efficiency Improvements | A | Incremental Summer Peak Savings (MW) | Achievable Technical Potential | 0 | 0 | 0 | 0 | 0 | 0 | 0 | 0 | 0 | 0 | 0 | 0 | 0 | 0 | 0 | 0 | 0 | 0 | 0 | 0 | 0 | 0 | 0 | 0 | 0 | 0 | 0 | 0 | 0 | 0 | 0
F9_Industrial_Stone, Clay, and Glass_New_Space Heating_Natural Gas_Steam System Efficiency Improvements_A_Achievable Technical Potential | F9 | Industrial | Stone, Clay, and Glass | New | Space Heating | Natural Gas | Steam System Efficiency Improvements | A | Incremental Winter Peak Savings (MW) | Achievable Technical Potential | 0 | 0 | 0 | 0 | 0 | 0 | 0 | 0 | 0 | 0 | 0 | 0 | 0 | 0 | 0 | 0 | 0 | 0 | 0 | 0 | 0 | 0 | 0 | 0 | 0 | 0 | 0 | 0 | 0 | 0 | 0
F10_Industrial_Stone, Clay, and Glass_New_Space Heating_Natural Gas_Steam System Efficiency Improvements_A_Achievable Technical Potential | F10 | Industrial | Stone, Clay, and Glass | New | Space Heating | Natural Gas | Steam System Efficiency Improvements | A | Cumulative Energy Savings (MWh or mTherms) | Achievable Technical Potential | 0 | 0 | 0 | 0 | 0 | 0 | 0 | 0 | 0 | 0 | 0 | 0 | 0 | 0 | 0 | 0 | 0 | 0 | 0 | 0 | 0 | 0 | 0 | 0 | 0 | 0 | 0 | 0 | 0 | 0 | 0
F11_Industrial_Stone, Clay, and Glass_New_Space Heating_Natural Gas_Steam System Efficiency Improvements_A_Achievable Technical Potential | F11 | Industrial | Stone, Clay, and Glass | New | Space Heating | Natural Gas | Steam System Efficiency Improvements | A | Cumulative Summer Peak Savings (MW) | Achievable Technical Potential | 0 | 0 | 0 | 0 | 0 | 0 | 0 | 0 | 0 | 0 | 0 | 0 | 0 | 0 | 0 | 0 | 0 | 0 | 0 | 0 | 0 | 0 | 0 | 0 | 0 | 0 | 0 | 0 | 0 | 0 | 0
F12_Industrial_Stone, Clay, and Glass_New_Space Heating_Natural Gas_Steam System Efficiency Improvements_A_Achievable Technical Potential | F12 | Industrial | Stone, Clay, and Glass | New | Space Heating | Natural Gas | Steam System Efficiency Improvements | A | Cumulative Winter Peak Savings (MW) | Achievable Technical Potential | 0 | 0 | 0 | 0 | 0 | 0 | 0 | 0 | 0 | 0 | 0 | 0 | 0 | 0 | 0 | 0 | 0 | 0 | 0 | 0 | 0 | 0 | 0 | 0 | 0 | 0 | 0 | 0 | 0 | 0 | 0
F13_Industrial_Stone, Clay, and Glass_New_Space Heating_Natural Gas_Steam System Efficiency Improvements_A_Achievable Technical Potential | F13 | Industrial | Stone, Clay, and Glass | New | Space Heating | Natural Gas | Steam System Efficiency Improvements | A | Purchases (Incremental) | Achievable Technical Potential | 0 | 0 | 0 | 0 | 0 | 0 | 0 | 0 | 0 | 0 | 0 | 0 | 0 | 0 | 0 | 0 | 0 | 0 | 0 | 0 | 0 | 0 | 0 | 0 | 0 | 0 | 0 | 0 | 0 | 0 | 0
F14_Industrial_Stone, Clay, and Glass_New_Space Heating_Natural Gas_Steam System Efficiency Improvements_A_Achievable Technical Potential | F14 | Industrial | Stone, Clay, and Glass | New | Space Heating | Natural Gas | Steam System Efficiency Improvements | A | Purchases (Cumulative) | Achievable Technical Potential | 0 | 0 | 0 | 0 | 0 | 0 | 0 | 0 | 0 | 0 | 0 | 0 | 0 | 0 | 0 | 0 | 0 | 0 | 0 | 0 | 0 | 0 | 0 | 0 | 0 | 0 | 0 | 0 | 0 | 0 | 0
F1_Industrial_Stone, Clay, and Glass_New_Process_Natural Gas_Steam System Efficiency Improvements_A_Achievable Technical Potential | F1 | Industrial | Stone, Clay, and Glass | New | Process | Natural Gas | Steam System Efficiency Improvements | A | Original Unit Energy Savings (kWh or therms) | Achievable Technical Potential | 0 | 0 | 0 | 0 | 0 | 0.082679 | 0.082679 | 0.082679 | 0.082679 | 0.082679 | 0.082679 | 0.082679 | 0.082679 | 0.082679 | 0.082679 | 0.082679 | 0.082679 | 0.082679 | 0.082679 | 0.082679 | 0.082679 | 0.082679 | 0.082679 | 0.082679 | 0.082679 | 0.082679 | 0.082679 | 0.082679 | 0.082679 | 0.082679 | 0.082679
F2_Industrial_Stone, Clay, and Glass_New_Process_Natural Gas_Steam System Efficiency Improvements_A_Achievable Technical Potential | F2 | Industrial | Stone, Clay, and Glass | New | Process | Natural Gas | Steam System Efficiency Improvements | A | Original Unit Summer Peak Savings (kW) | Achievable Technical Potential | 0 | 0 | 0 | 0 | 0 | 0 | 0 | 0 | 0 | 0 | 0 | 0 | 0 | 0 | 0 | 0 | 0 | 0 | 0 | 0 | 0 | 0 | 0 | 0 | 0 | 0 | 0 | 0 | 0 | 0 | 0
F3_Industrial_Stone, Clay, and Glass_New_Process_Natural Gas_Steam System Efficiency Improvements_A_Achievable Technical Potential | F3 | Industrial | Stone, Clay, and Glass | New | Process | Natural Gas | Steam System Efficiency Improvements | A | Original Unit Winter Peak Savings (kW) | Achievable Technical Potential | 0 | 0 | 0 | 0 | 0 | 0 | 0 | 0 | 0 | 0 | 0 | 0 | 0 | 0 | 0 | 0 | 0 | 0 | 0 | 0 | 0 | 0 | 0 | 0 | 0 | 0 | 0 | 0 | 0 | 0 | 0
F4_Industrial_Stone, Clay, and Glass_New_Process_Natural Gas_Steam System Efficiency Improvements_A_Achievable Technical Potential | F4 | Industrial | Stone, Clay, and Glass | New | Process | Natural Gas | Steam System Efficiency Improvements | A | Standalone Impact on Baseline Energy (%) | Achievable Technical Potential | 0% | 0% | 0% | 0% | 0% | 9.601e-07% | 2.73e-06% | 5.769e-06% | 1.063e-05% | 1.792e-05% | 2.775e-05% | 4.067e-05% | 5.665e-05% | 7.528e-05% | 9.568e-05% | 0.0001162% | 0.0001348% | 0.0001492% | 0.000157% | 0.0001568% | 0.0001494% | 0.0001427% | 0.0001366% | 0.000131% | 1.2588e-06 | 1.2115e-06 | 1.1677e-06 | 1.1272e-06 | 0 | 0 | 0
F5_Industrial_Stone, Clay, and Glass_New_Process_Natural Gas_Steam System Efficiency Improvements_A_Achievable Technical Potential | F5 | Industrial | Stone, Clay, and Glass | New | Process | Natural Gas | Steam System Efficiency Improvements | A | Standalone Impact on Baseline Summer Peak (%) | Achievable Technical Potential | 0% | 0% | 0% | 0% | 0% | 0% | 0% | 0% | 0% | 0% | 0% | 0% | 0% | 0% | 0% | 0% | 0% | 0% | 0% | 0% | 0% | 0% | 0% | 0% | 0 | 0 | 0 | 0 | 0 | 0 | 0
F6_Industrial_Stone, Clay, and Glass_New_Process_Natural Gas_Steam System Efficiency Improvements_A_Achievable Technical Potential | F6 | Industrial | Stone, Clay, and Glass | New | Process | Natural Gas | Steam System Efficiency Improvements | A | Standalone Impact on Baseline Winter Peak (%) | Achievable Technical Potential | 0% | 0% | 0% | 0% | 0% | 0% | 0% | 0% | 0% | 0% | 0% | 0% | 0% | 0% | 0% | 0% | 0% | 0% | 0% | 0% | 0% | 0% | 0% | 0% | 0 | 0 | 0 | 0 | 0 | 0 | 0
F7_Industrial_Stone, Clay, and Glass_New_Process_Natural Gas_Steam System Efficiency Improvements_A_Achievable Technical Potential | F7 | Industrial | Stone, Clay, and Glass | New | Process | Natural Gas | Steam System Efficiency Improvements | A | Incremental Energy Savings (MWh or mTherms) | Achievable Technical Potential | 0 | 0 | 0 | 0 | 0 | 1.6369e-06 | 3.8765e-06 | 7.9555e-06 | 1.4675e-05 | 2.4909e-05 | 3.9451e-05 | 5.8735e-05 | 8.2697e-05 | 0.00011037 | 0.00013955 | 0.00016714 | 0.00018895 | 0.00020093 | 0.00019991 | 0.00018491 | 0.00016714 | 0.00018895 | 0.00020093 | 0.00019991 | 0.00018491 | 0.00016714 | 0.00018895 | 0.00020093 | 0.00019991 | 0.00018491 | 0.00016714
F8_Industrial_Stone, Clay, and Glass_New_Process_Natural Gas_Steam System Efficiency Improvements_A_Achievable Technical Potential | F8 | Industrial | Stone, Clay, and Glass | New | Process | Natural Gas | Steam System Efficiency Improvements | A | Incremental Summer Peak Savings (MW) | Achievable Technical Potential | 0 | 0 | 0 | 0 | 0 | 0 | 0 | 0 | 0 | 0 | 0 | 0 | 0 | 0 | 0 | 0 | 0 | 0 | 0 | 0 | 0 | 0 | 0 | 0 | 0 | 0 | 0 | 0 | 0 | 0 | 0
F9_Industrial_Stone, Clay, and Glass_New_Process_Natural Gas_Steam System Efficiency Improvements_A_Achievable Technical Potential | F9 | Industrial | Stone, Clay, and Glass | New | Process | Natural Gas | Steam System Efficiency Improvements | A | Incremental Winter Peak Savings (MW) | Achievable Technical Potential | 0 | 0 | 0 | 0 | 0 | 0 | 0 | 0 | 0 | 0 | 0 | 0 | 0 | 0 | 0 | 0 | 0 | 0 | 0 | 0 | 0 | 0 | 0 | 0 | 0 | 0 | 0 | 0 | 0 | 0 | 0
F10_Industrial_Stone, Clay, and Glass_New_Process_Natural Gas_Steam System Efficiency Improvements_A_Achievable Technical Potential | F10 | Industrial | Stone, Clay, and Glass | New | Process | Natural Gas | Steam System Efficiency Improvements | A | Cumulative Energy Savings (MWh or mTherms) | Achievable Technical Potential | 0 | 0 | 0 | 0 | 0 | 1.6369e-06 | 5.5134e-06 | 1.3469e-05 | 2.8144e-05 | 5.3053e-05 | 9.0867e-05 | 0.00014573 | 0.00022047 | 0.00031617 | 0.0004308 | 0.00055849 | 0.00068871 | 0.00080694 | 0.00089647 | 0.00094183 | 0.00094183 | 0.00094183 | 0.00094183 | 0.00094183 | 0.00094183 | 0.00094183 | 0.00094183 | 0.00094183 | 0.00094183 | 0.00094183 | 0.00094183
F11_Industrial_Stone, Clay, and Glass_New_Process_Natural Gas_Steam System Efficiency Improvements_A_Achievable Technical Potential | F11 | Industrial | Stone, Clay, and Glass | New | Process | Natural Gas | Steam System Efficiency Improvements | A | Cumulative Summer Peak Savings (MW) | Achievable Technical Potential | 0 | 0 | 0 | 0 | 0 | 0 | 0 | 0 | 0 | 0 | 0 | 0 | 0 | 0 | 0 | 0 | 0 | 0 | 0 | 0 | 0 | 0 | 0 | 0 | 0 | 0 | 0 | 0 | 0 | 0 | 0
F12_Industrial_Stone, Clay, and Glass_New_Process_Natural Gas_Steam System Efficiency Improvements_A_Achievable Technical Potential | F12 | Industrial | Stone, Clay, and Glass | New | Process | Natural Gas | Steam System Efficiency Improvements | A | Cumulative Winter Peak Savings (MW) | Achievable Technical Potential | 0 | 0 | 0 | 0 | 0 | 0 | 0 | 0 | 0 | 0 | 0 | 0 | 0 | 0 | 0 | 0 | 0 | 0 | 0 | 0 | 0 | 0 | 0 | 0 | 0 | 0 | 0 | 0 | 0 | 0 | 0
F13_Industrial_Stone, Clay, and Glass_New_Process_Natural Gas_Steam System Efficiency Improvements_A_Achievable Technical Potential | F13 | Industrial | Stone, Clay, and Glass | New | Process | Natural Gas | Steam System Efficiency Improvements | A | Purchases (Incremental) | Achievable Technical Potential | 0 | 0 | 0 | 0 | 0 | 0.019798 | 0.046887 | 0.096223 | 0.1775 | 0.30128 | 0.47716 | 0.7104 | 1.0002 | 1.335 | 1.6878 | 2.0216 | 2.2853 | 2.4302 | 2.4179 | 2.2365 | 2.0216 | 2.2853 | 2.4302 | 2.4179 | 2.2365 | 2.0216 | 2.2853 | 2.4302 | 2.4179 | 2.2365 | 2.0216
F14_Industrial_Stone, Clay, and Glass_New_Process_Natural Gas_Steam System Efficiency Improvements_A_Achievable Technical Potential | F14 | Industrial | Stone, Clay, and Glass | New | Process | Natural Gas | Steam System Efficiency Improvements | A | Purchases (Cumulative) | Achievable Technical Potential | 0 | 0 | 0 | 0 | 0 | 0.019798 | 0.066685 | 0.16291 | 0.34041 | 0.64168 | 1.099 | 1.7626 | 2.6666 | 3.824 | 5.2106 | 6.755 | 8.3299 | 9.7599 | 10.8428 | 11.3915 | 11.3915 | 11.3915 | 11.3915 | 11.3915 | 11.3915 | 11.3915 | 11.3915 | 11.3915 | 11.3915 | 11.3915 | 11.3915
F1_Industrial_Stone, Clay, and Glass_New_Space Heating_Natural Gas_Strategic Energy Management_A_Achievable Technical Potential | F1 | Industrial | Stone, Clay, and Glass | New | Space Heating | Natural Gas | Strategic Energy Management | A | Original Unit Energy Savings (kWh or therms) | Achievable Technical Potential | 0 | 0 | 0 | 0 | 0 | 18.3196 | 18.0829 | 17.9102 | 17.7792 | 17.6758 | 17.5922 | 17.4943 | 17.3916 | 17.2903 | 17.1923 | 17.1153 | 17.0547 | 17.0065 | 16.9301 | 16.874 | 16.8335 | 16.8017 | 16.8017 | 16.8017 | 16.8017 | 16.8017 | 16.8017 | 16.8017 | 0 | 0 | 0
F2_Industrial_Stone, Clay, and Glass_New_Space Heating_Natural Gas_Strategic Energy Management_A_Achievable Technical Potential | F2 | Industrial | Stone, Clay, and Glass | New | Space Heating | Natural Gas | Strategic Energy Management | A | Original Unit Summer Peak Savings (kW) | Achievable Technical Potential | 0 | 0 | 0 | 0 | 0 | 0 | 0 | 0 | 0 | 0 | 0 | 0 | 0 | 0 | 0 | 0 | 0 | 0 | 0 | 0 | 0 | 0 | 0 | 0 | 0 | 0 | 0 | 0 | 0 | 0 | 0
F3_Industrial_Stone, Clay, and Glass_New_Space Heating_Natural Gas_Strategic Energy Management_A_Achievable Technical Potential | F3 | Industrial | Stone, Clay, and Glass | New | Space Heating | Natural Gas | Strategic Energy Management | A | Original Unit Winter Peak Savings (kW) | Achievable Technical Potential | 0 | 0 | 0 | 0 | 0 | 0 | 0 | 0 | 0 | 0 | 0 | 0 | 0 | 0 | 0 | 0 | 0 | 0 | 0 | 0 | 0 | 0 | 0 | 0 | 0 | 0 | 0 | 0 | 0 | 0 | 0
F4_Industrial_Stone, Clay, and Glass_New_Space Heating_Natural Gas_Strategic Energy Management_A_Achievable Technical Potential | F4 | Industrial | Stone, Clay, and Glass | New | Space Heating | Natural Gas | Strategic Energy Management | A | Standalone Impact on Baseline Energy (%) | Achievable Technical Potential | 0% | 0% | 0% | 0% | 0% | 0.06078% | 0.1121% | 0.1578% | 0.1999% | 0.2395% | 0.2458% | 0.2511% | 0.2555% | 0.2592% | 0.2626% | 0.2654% | 0.2679% | 0.27% | 0.2719% | 0.2736% | 0.2752% | 0.2766% | 0.2778% | 0.279% | 0.0028004 | 0.0026952 | 0.0025978 | 0.0025075 | 0 | 0 | 0
F5_Industrial_Stone, Clay, and Glass_New_Space Heating_Natural Gas_Strategic Energy Management_A_Achievable Technical Potential | F5 | Industrial | Stone, Clay, and Glass | New | Space Heating | Natural Gas | Strategic Energy Management | A | Standalone Impact on Baseline Summer Peak (%) | Achievable Technical Potential | 0% | 0% | 0% | 0% | 0% | 0% | 0% | 0% | 0% | 0% | 0% | 0% | 0% | 0% | 0% | 0% | 0% | 0% | 0% | 0% | 0% | 0% | 0% | 0% | 0 | 0 | 0 | 0 | 0 | 0 | 0
F6_Industrial_Stone, Clay, and Glass_New_Space Heating_Natural Gas_Strategic Energy Management_A_Achievable Technical Potential | F6 | Industrial | Stone, Clay, and Glass | New | Space Heating | Natural Gas | Strategic Energy Management | A | Standalone Impact on Baseline Winter Peak (%) | Achievable Technical Potential | 0% | 0% | 0% | 0% | 0% | 0% | 0% | 0% | 0% | 0% | 0% | 0% | 0% | 0% | 0% | 0% | 0% | 0% | 0% | 0% | 0% | 0% | 0% | 0% | 0 | 0 | 0 | 0 | 0 | 0 | 0
F7_Industrial_Stone, Clay, and Glass_New_Space Heating_Natural Gas_Strategic Energy Management_A_Achievable Technical Potential | F7 | Industrial | Stone, Clay, and Glass | New | Space Heating | Natural Gas | Strategic Energy Management | A | Incremental Energy Savings (MWh or mTherms) | Achievable Technical Potential | 0 | 0 | 0 | 0 | 0 | 0.00053473 | 0.00062532 | 0.00071587 | 0.00080588 | 0.00089594 | 0.00098607 | 0.0010732 | 0.0011588 | 0.0012432 | 0.0013253 | 0.0014085 | 0.0014915 | 0.001575 | 0.0016548 | 0.0017352 | 0.0018167 | 0.0018985 | 0.0019834 | 0.002068 | 0.0021523 | 0.0018133 | 0.0018985 | 0.0019834 | 0 | 0 | 0
F8_Industrial_Stone, Clay, and Glass_New_Space Heating_Natural Gas_Strategic Energy Management_A_Achievable Technical Potential | F8 | Industrial | Stone, Clay, and Glass | New | Space Heating | Natural Gas | Strategic Energy Management | A | Incremental Summer Peak Savings (MW) | Achievable Technical Potential | 0 | 0 | 0 | 0 | 0 | 0 | 0 | 0 | 0 | 0 | 0 | 0 | 0 | 0 | 0 | 0 | 0 | 0 | 0 | 0 | 0 | 0 | 0 | 0 | 0 | 0 | 0 | 0 | 0 | 0 | 0
F9_Industrial_Stone, Clay, and Glass_New_Space Heating_Natural Gas_Strategic Energy Management_A_Achievable Technical Potential | F9 | Industrial | Stone, Clay, and Glass | New | Space Heating | Natural Gas | Strategic Energy Management | A | Incremental Winter Peak Savings (MW) | Achievable Technical Potential | 0 | 0 | 0 | 0 | 0 | 0 | 0 | 0 | 0 | 0 | 0 | 0 | 0 | 0 | 0 | 0 | 0 | 0 | 0 | 0 | 0 | 0 | 0 | 0 | 0 | 0 | 0 | 0 | 0 | 0 | 0
F10_Industrial_Stone, Clay, and Glass_New_Space Heating_Natural Gas_Strategic Energy Management_A_Achievable Technical Potential | F10 | Industrial | Stone, Clay, and Glass | New | Space Heating | Natural Gas | Strategic Energy Management | A | Cumulative Energy Savings (MWh or mTherms) | Achievable Technical Potential | 0 | 0 | 0 | 0 | 0 | 0.00053473 | 0.0011531 | 0.001858 | 0.0026503 | 0.0035308 | 0.0039867 | 0.0044328 | 0.0048704 | 0.0053015 | 0.0057254 | 0.0061489 | 0.0065724 | 0.0069957 | 0.0074018 | 0.0078116 | 0.0082243 | 0.0086379 | 0.0090653 | 0.009491 | 0.0099155 | 0.0099155 | 0.0099155 | 0.0099155 | 0 | 0 | 0
F11_Industrial_Stone, Clay, and Glass_New_Space Heating_Natural Gas_Strategic Energy Management_A_Achievable Technical Potential | F11 | Industrial | Stone, Clay, and Glass | New | Space Heating | Natural Gas | Strategic Energy Management | A | Cumulative Summer Peak Savings (MW) | Achievable Technical Potential | 0 | 0 | 0 | 0 | 0 | 0 | 0 | 0 | 0 | 0 | 0 | 0 | 0 | 0 | 0 | 0 | 0 | 0 | 0 | 0 | 0 | 0 | 0 | 0 | 0 | 0 | 0 | 0 | 0 | 0 | 0
F12_Industrial_Stone, Clay, and Glass_New_Space Heating_Natural Gas_Strategic Energy Management_A_Achievable Technical Potential | F12 | Industrial | Stone, Clay, and Glass | New | Space Heating | Natural Gas | Strategic Energy Management | A | Cumulative Winter Peak Savings (MW) | Achievable Technical Potential | 0 | 0 | 0 | 0 | 0 | 0 | 0 | 0 | 0 | 0 | 0 | 0 | 0 | 0 | 0 | 0 | 0 | 0 | 0 | 0 | 0 | 0 | 0 | 0 | 0 | 0 | 0 | 0 | 0 | 0 | 0
F13_Industrial_Stone, Clay, and Glass_New_Space Heating_Natural Gas_Strategic Energy Management_A_Achievable Technical Potential | F13 | Industrial | Stone, Clay, and Glass | New | Space Heating | Natural Gas | Strategic Energy Management | A | Purchases (Incremental) | Achievable Technical Potential | 0 | 0 | 0 | 0 | 0 | 0.029189 | 0.034581 | 0.03997 | 0.045327 | 0.050687 | 0.056052 | 0.061348 | 0.06663 | 0.071901 | 0.077089 | 0.082296 | 0.087454 | 0.092612 | 0.097745 | 0.10283 | 0.10792 | 0.113 | 0.11805 | 0.12308 | 0.1281 | 0.10792 | 0.113 | 0.11805 | 0.12308 | 0.1281 | 0.10792
F14_Industrial_Stone, Clay, and Glass_New_Space Heating_Natural Gas_Strategic Energy Management_A_Achievable Technical Potential | F14 | Industrial | Stone, Clay, and Glass | New | Space Heating | Natural Gas | Strategic Energy Management | A | Purchases (Cumulative) | Achievable Technical Potential | 0 | 0 | 0 | 0 | 0 | 0.029189 | 0.06377 | 0.10374 | 0.14907 | 0.19975 | 0.22662 | 0.25338 | 0.28004 | 0.30662 | 0.33302 | 0.35927 | 0.38537 | 0.41135 | 0.4372 | 0.46294 | 0.48857 | 0.51411 | 0.53954 | 0.56488 | 0.59015 | 0.59015 | 0.59015 | 0.59015 | 0.59015 | 0.59015 | 0.59015
F1_Industrial_Stone, Clay, and Glass_New_Process_Natural Gas_Strategic Energy Management_A_Achievable Technical Potential | F1 | Industrial | Stone, Clay, and Glass | New | Process | Natural Gas | Strategic Energy Management | A | Original Unit Energy Savings (kWh or therms) | Achievable Technical Potential | 0 | 0 | 0 | 0 | 0 | 60.5342 | 60.5342 | 60.5342 | 60.5342 | 60.5342 | 60.5342 | 60.5342 | 60.5342 | 60.5342 | 60.5342 | 60.5342 | 60.5342 | 60.5342 | 60.5342 | 60.5342 | 60.5342 | 60.5342 | 60.5342 | 60.5342 | 60.5342 | 60.5342 | 60.5342 | 60.5342 | 0 | 0 | 0
F2_Industrial_Stone, Clay, and Glass_New_Process_Natural Gas_Strategic Energy Management_A_Achievable Technical Potential | F2 | Industrial | Stone, Clay, and Glass | New | Process | Natural Gas | Strategic Energy Management | A | Original Unit Summer Peak Savings (kW) | Achievable Technical Potential | 0 | 0 | 0 | 0 | 0 | 0 | 0 | 0 | 0 | 0 | 0 | 0 | 0 | 0 | 0 | 0 | 0 | 0 | 0 | 0 | 0 | 0 | 0 | 0 | 0 | 0 | 0 | 0 | 0 | 0 | 0
F3_Industrial_Stone, Clay, and Glass_New_Process_Natural Gas_Strategic Energy Management_A_Achievable Technical Potential | F3 | Industrial | Stone, Clay, and Glass | New | Process | Natural Gas | Strategic Energy Management | A | Original Unit Winter Peak Savings (kW) | Achievable Technical Potential | 0 | 0 | 0 | 0 | 0 | 0 | 0 | 0 | 0 | 0 | 0 | 0 | 0 | 0 | 0 | 0 | 0 | 0 | 0 | 0 | 0 | 0 | 0 | 0 | 0 | 0 | 0 | 0 | 0 | 0 | 0
F4_Industrial_Stone, Clay, and Glass_New_Process_Natural Gas_Strategic Energy Management_A_Achievable Technical Potential | F4 | Industrial | Stone, Clay, and Glass | New | Process | Natural Gas | Strategic Energy Management | A | Standalone Impact on Baseline Energy (%) | Achievable Technical Potential | 0% | 0% | 0% | 0% | 0% | 0.08224% | 0.1517% | 0.2134% | 0.2705% | 0.3241% | 0.3325% | 0.3397% | 0.3456% | 0.3507% | 0.3553% | 0.359% | 0.3624% | 0.3653% | 0.3678% | 0.3702% | 0.3723% | 0.3742% | 0.3759% | 0.3774% | 0.0037887 | 0.0036463 | 0.0035147 | 0.0033925 | 0 | 0 | 0
F5_Industrial_Stone, Clay, and Glass_New_Process_Natural Gas_Strategic Energy Management_A_Achievable Technical Potential | F5 | Industrial | Stone, Clay, and Glass | New | Process | Natural Gas | Strategic Energy Management | A | Standalone Impact on Baseline Summer Peak (%) | Achievable Technical Potential | 0% | 0% | 0% | 0% | 0% | 0% | 0% | 0% | 0% | 0% | 0% | 0% | 0% | 0% | 0% | 0% | 0% | 0% | 0% | 0% | 0% | 0% | 0% | 0% | 0 | 0 | 0 | 0 | 0 | 0 | 0
F6_Industrial_Stone, Clay, and Glass_New_Process_Natural Gas_Strategic Energy Management_A_Achievable Technical Potential | F6 | Industrial | Stone, Clay, and Glass | New | Process | Natural Gas | Strategic Energy Management | A | Standalone Impact on Baseline Winter Peak (%) | Achievable Technical Potential | 0% | 0% | 0% | 0% | 0% | 0% | 0% | 0% | 0% | 0% | 0% | 0% | 0% | 0% | 0% | 0% | 0% | 0% | 0% | 0% | 0% | 0% | 0% | 0% | 0 | 0 | 0 | 0 | 0 | 0 | 0
F7_Industrial_Stone, Clay, and Glass_New_Process_Natural Gas_Strategic Energy Management_A_Achievable Technical Potential | F7 | Industrial | Stone, Clay, and Glass | New | Process | Natural Gas | Strategic Energy Management | A | Incremental Energy Savings (MWh or mTherms) | Achievable Technical Potential | 0 | 0 | 0 | 0 | 0 | 0.14021 | 0.16611 | 0.19199 | 0.21773 | 0.24347 | 0.26924 | 0.29468 | 0.32005 | 0.34537 | 0.37029 | 0.3953 | 0.42008 | 0.44486 | 0.46951 | 0.49394 | 0.5184 | 0.54277 | 0.56703 | 0.59121 | 0.6153 | 0.5184 | 0.54277 | 0.56703 | 0 | 0 | 0
F8_Industrial_Stone, Clay, and Glass_New_Process_Natural Gas_Strategic Energy Management_A_Achievable Technical Potential | F8 | Industrial | Stone, Clay, and Glass | New | Process | Natural Gas | Strategic Energy Management | A | Incremental Summer Peak Savings (MW) | Achievable Technical Potential | 0 | 0 | 0 | 0 | 0 | 0 | 0 | 0 | 0 | 0 | 0 | 0 | 0 | 0 | 0 | 0 | 0 | 0 | 0 | 0 | 0 | 0 | 0 | 0 | 0 | 0 | 0 | 0 | 0 | 0 | 0
F9_Industrial_Stone, Clay, and Glass_New_Process_Natural Gas_Strategic Energy Management_A_Achievable Technical Potential | F9 | Industrial | Stone, Clay, and Glass | New | Process | Natural Gas | Strategic Energy Management | A | Incremental Winter Peak Savings (MW) | Achievable Technical Potential | 0 | 0 | 0 | 0 | 0 | 0 | 0 | 0 | 0 | 0 | 0 | 0 | 0 | 0 | 0 | 0 | 0 | 0 | 0 | 0 | 0 | 0 | 0 | 0 | 0 | 0 | 0 | 0 | 0 | 0 | 0
F10_Industrial_Stone, Clay, and Glass_New_Process_Natural Gas_Strategic Energy Management_A_Achievable Technical Potential | F10 | Industrial | Stone, Clay, and Glass | New | Process | Natural Gas | Strategic Energy Management | A | Cumulative Energy Savings (MWh or mTherms) | Achievable Technical Potential | 0 | 0 | 0 | 0 | 0 | 0.14021 | 0.30631 | 0.4983 | 0.71603 | 0.9595 | 1.0885 | 1.2171 | 1.3452 | 1.4728 | 1.5996 | 1.7257 | 1.8511 | 1.9759 | 2.1 | 2.2237 | 2.3468 | 2.4695 | 2.5917 | 2.7134 | 2.8347 | 2.8347 | 2.8347 | 2.8347 | 0 | 0 | 0
F11_Industrial_Stone, Clay, and Glass_New_Process_Natural Gas_Strategic Energy Management_A_Achievable Technical Potential | F11 | Industrial | Stone, Clay, and Glass | New | Process | Natural Gas | Strategic Energy Management | A | Cumulative Summer Peak Savings (MW) | Achievable Technical Potential | 0 | 0 | 0 | 0 | 0 | 0 | 0 | 0 | 0 | 0 | 0 | 0 | 0 | 0 | 0 | 0 | 0 | 0 | 0 | 0 | 0 | 0 | 0 | 0 | 0 | 0 | 0 | 0 | 0 | 0 | 0
F12_Industrial_Stone, Clay, and Glass_New_Process_Natural Gas_Strategic Energy Management_A_Achievable Technical Potential | F12 | Industrial | Stone, Clay, and Glass | New | Process | Natural Gas | Strategic Energy Management | A | Cumulative Winter Peak Savings (MW) | Achievable Technical Potential | 0 | 0 | 0 | 0 | 0 | 0 | 0 | 0 | 0 | 0 | 0 | 0 | 0 | 0 | 0 | 0 | 0 | 0 | 0 | 0 | 0 | 0 | 0 | 0 | 0 | 0 | 0 | 0 | 0 | 0 | 0
F13_Industrial_Stone, Clay, and Glass_New_Process_Natural Gas_Strategic Energy Management_A_Achievable Technical Potential | F13 | Industrial | Stone, Clay, and Glass | New | Process | Natural Gas | Strategic Energy Management | A | Purchases (Incremental) | Achievable Technical Potential | 0 | 0 | 0 | 0 | 0 | 2.3162 | 2.744 | 3.1716 | 3.5967 | 4.0221 | 4.4477 | 4.868 | 5.2871 | 5.7054 | 6.1171 | 6.5303 | 6.9395 | 7.3488 | 7.7561 | 8.1597 | 8.5638 | 8.9663 | 9.3671 | 9.7665 | 10.1646 | 8.5638 | 8.9663 | 9.3671 | 9.7665 | 10.1646 | 8.5638
F14_Industrial_Stone, Clay, and Glass_New_Process_Natural Gas_Strategic Energy Management_A_Achievable Technical Potential | F14 | Industrial | Stone, Clay, and Glass | New | Process | Natural Gas | Strategic Energy Management | A | Purchases (Cumulative) | Achievable Technical Potential | 0 | 0 | 0 | 0 | 0 | 2.3162 | 5.0602 | 8.2318 | 11.8285 | 15.8506 | 17.9822 | 20.1062 | 22.2217 | 24.3304 | 26.4254 | 28.5079 | 30.5794 | 32.6411 | 34.6918 | 36.7344 | 38.768 | 40.7947 | 42.813 | 44.8235 | 46.8283 | 46.8283 | 46.8283 | 46.8283 | 46.8283 | 46.8283 | 46.8283
F1_Industrial_Stone, Clay, and Glass_New_Miscellaneous_Natural Gas_Strategic Energy Management_A_Achievable Technical Potential | F1 | Industrial | Stone, Clay, and Glass | New | Miscellaneous | Natural Gas | Strategic Energy Management | A | Original Unit Energy Savings (kWh or therms) | Achievable Technical Potential | 0 | 0 | 0 | 0 | 0 | 16.2609 | 16.2609 | 16.2609 | 16.2609 | 16.2609 | 16.2609 | 16.2609 | 16.2609 | 16.2609 | 16.2609 | 16.2609 | 16.2609 | 16.2609 | 16.2609 | 16.2609 | 16.2609 | 16.2609 | 16.2609 | 16.2609 | 16.2609 | 16.2609 | 16.2609 | 16.2609 | 0 | 0 | 0
F2_Industrial_Stone, Clay, and Glass_New_Miscellaneous_Natural Gas_Strategic Energy Management_A_Achievable Technical Potential | F2 | Industrial | Stone, Clay, and Glass | New | Miscellaneous | Natural Gas | Strategic Energy Management | A | Original Unit Summer Peak Savings (kW) | Achievable Technical Potential | 0 | 0 | 0 | 0 | 0 | 0 | 0 | 0 | 0 | 0 | 0 | 0 | 0 | 0 | 0 | 0 | 0 | 0 | 0 | 0 | 0 | 0 | 0 | 0 | 0 | 0 | 0 | 0 | 0 | 0 | 0
F3_Industrial_Stone, Clay, and Glass_New_Miscellaneous_Natural Gas_Strategic Energy Management_A_Achievable Technical Potential | F3 | Industrial | Stone, Clay, and Glass | New | Miscellaneous | Natural Gas | Strategic Energy Management | A | Original Unit Winter Peak Savings (kW) | Achievable Technical Potential | 0 | 0 | 0 | 0 | 0 | 0 | 0 | 0 | 0 | 0 | 0 | 0 | 0 | 0 | 0 | 0 | 0 | 0 | 0 | 0 | 0 | 0 | 0 | 0 | 0 | 0 | 0 | 0 | 0 | 0 | 0
F4_Industrial_Stone, Clay, and Glass_New_Miscellaneous_Natural Gas_Strategic Energy Management_A_Achievable Technical Potential | F4 | Industrial | Stone, Clay, and Glass | New | Miscellaneous | Natural Gas | Strategic Energy Management | A | Standalone Impact on Baseline Energy (%) | Achievable Technical Potential | 0% | 0% | 0% | 0% | 0% | 0.08224% | 0.1517% | 0.2134% | 0.2705% | 0.3241% | 0.3325% | 0.3397% | 0.3456% | 0.3507% | 0.3553% | 0.359% | 0.3624% | 0.3653% | 0.3678% | 0.3702% | 0.3723% | 0.3742% | 0.3759% | 0.3774% | 0.0037887 | 0.0036463 | 0.0035147 | 0.0033925 | 0 | 0 | 0
F5_Industrial_Stone, Clay, and Glass_New_Miscellaneous_Natural Gas_Strategic Energy Management_A_Achievable Technical Potential | F5 | Industrial | Stone, Clay, and Glass | New | Miscellaneous | Natural Gas | Strategic Energy Management | A | Standalone Impact on Baseline Summer Peak (%) | Achievable Technical Potential | 0% | 0% | 0% | 0% | 0% | 0% | 0% | 0% | 0% | 0% | 0% | 0% | 0% | 0% | 0% | 0% | 0% | 0% | 0% | 0% | 0% | 0% | 0% | 0% | 0 | 0 | 0 | 0 | 0 | 0 | 0
F6_Industrial_Stone, Clay, and Glass_New_Miscellaneous_Natural Gas_Strategic Energy Management_A_Achievable Technical Potential | F6 | Industrial | Stone, Clay, and Glass | New | Miscellaneous | Natural Gas | Strategic Energy Management | A | Standalone Impact on Baseline Winter Peak (%) | Achievable Technical Potential | 0% | 0% | 0% | 0% | 0% | 0% | 0% | 0% | 0% | 0% | 0% | 0% | 0% | 0% | 0% | 0% | 0% | 0% | 0% | 0% | 0% | 0% | 0% | 0% | 0 | 0 | 0 | 0 | 0 | 0 | 0
F7_Industrial_Stone, Clay, and Glass_New_Miscellaneous_Natural Gas_Strategic Energy Management_A_Achievable Technical Potential | F7 | Industrial | Stone, Clay, and Glass | New | Miscellaneous | Natural Gas | Strategic Energy Management | A | Incremental Energy Savings (MWh or mTherms) | Achievable Technical Potential | 0 | 0 | 0 | 0 | 0 | 0.0094157 | 0.011155 | 0.012893 | 0.014622 | 0.016351 | 0.018081 | 0.01979 | 0.021493 | 0.023194 | 0.024867 | 0.026547 | 0.028211 | 0.029875 | 0.03153 | 0.033171 | 0.034814 | 0.03645 | 0.038079 | 0.039703 | 0.041321 | 0.034814 | 0.03645 | 0.038079 | 0 | 0 | 0
F8_Industrial_Stone, Clay, and Glass_New_Miscellaneous_Natural Gas_Strategic Energy Management_A_Achievable Technical Potential | F8 | Industrial | Stone, Clay, and Glass | New | Miscellaneous | Natural Gas | Strategic Energy Management | A | Incremental Summer Peak Savings (MW) | Achievable Technical Potential | 0 | 0 | 0 | 0 | 0 | 0 | 0 | 0 | 0 | 0 | 0 | 0 | 0 | 0 | 0 | 0 | 0 | 0 | 0 | 0 | 0 | 0 | 0 | 0 | 0 | 0 | 0 | 0 | 0 | 0 | 0
F9_Industrial_Stone, Clay, and Glass_New_Miscellaneous_Natural Gas_Strategic Energy Management_A_Achievable Technical Potential | F9 | Industrial | Stone, Clay, and Glass | New | Miscellaneous | Natural Gas | Strategic Energy Management | A | Incremental Winter Peak Savings (MW) | Achievable Technical Potential | 0 | 0 | 0 | 0 | 0 | 0 | 0 | 0 | 0 | 0 | 0 | 0 | 0 | 0 | 0 | 0 | 0 | 0 | 0 | 0 | 0 | 0 | 0 | 0 | 0 | 0 | 0 | 0 | 0 | 0 | 0
F10_Industrial_Stone, Clay, and Glass_New_Miscellaneous_Natural Gas_Strategic Energy Management_A_Achievable Technical Potential | F10 | Industrial | Stone, Clay, and Glass | New | Miscellaneous | Natural Gas | Strategic Energy Management | A | Cumulative Energy Savings (MWh or mTherms) | Achievable Technical Potential | 0 | 0 | 0 | 0 | 0 | 0.0094157 | 0.020571 | 0.033464 | 0.048086 | 0.064436 | 0.073102 | 0.081736 | 0.090336 | 0.098908 | 0.10743 | 0.11589 | 0.12431 | 0.13269 | 0.14103 | 0.14933 | 0.1576 | 0.16584 | 0.17404 | 0.18222 | 0.19037 | 0.19037 | 0.19037 | 0.19037 | 0 | 0 | 0
F11_Industrial_Stone, Clay, and Glass_New_Miscellaneous_Natural Gas_Strategic Energy Management_A_Achievable Technical Potential | F11 | Industrial | Stone, Clay, and Glass | New | Miscellaneous | Natural Gas | Strategic Energy Management | A | Cumulative Summer Peak Savings (MW) | Achievable Technical Potential | 0 | 0 | 0 | 0 | 0 | 0 | 0 | 0 | 0 | 0 | 0 | 0 | 0 | 0 | 0 | 0 | 0 | 0 | 0 | 0 | 0 | 0 | 0 | 0 | 0 | 0 | 0 | 0 | 0 | 0 | 0
F12_Industrial_Stone, Clay, and Glass_New_Miscellaneous_Natural Gas_Strategic Energy Management_A_Achievable Technical Potential | F12 | Industrial | Stone, Clay, and Glass | New | Miscellaneous | Natural Gas | Strategic Energy Management | A | Cumulative Winter Peak Savings (MW) | Achievable Technical Potential | 0 | 0 | 0 | 0 | 0 | 0 | 0 | 0 | 0 | 0 | 0 | 0 | 0 | 0 | 0 | 0 | 0 | 0 | 0 | 0 | 0 | 0 | 0 | 0 | 0 | 0 | 0 | 0 | 0 | 0 | 0
F13_Industrial_Stone, Clay, and Glass_New_Miscellaneous_Natural Gas_Strategic Energy Management_A_Achievable Technical Potential | F13 | Industrial | Stone, Clay, and Glass | New | Miscellaneous | Natural Gas | Strategic Energy Management | A | Purchases (Incremental) | Achievable Technical Potential | 0 | 0 | 0 | 0 | 0 | 0.57904 | 0.686 | 0.79291 | 0.89918 | 1.0055 | 1.1119 | 1.217 | 1.3218 | 1.4264 | 1.5293 | 1.6326 | 1.7349 | 1.8372 | 1.939 | 2.0399 | 2.141 | 2.2416 | 2.3418 | 2.4416 | 2.5411 | 2.141 | 2.2416 | 2.3418 | 2.4416 | 2.5411 | 2.141
F14_Industrial_Stone, Clay, and Glass_New_Miscellaneous_Natural Gas_Strategic Energy Management_A_Achievable Technical Potential | F14 | Industrial | Stone, Clay, and Glass | New | Miscellaneous | Natural Gas | Strategic Energy Management | A | Purchases (Cumulative) | Achievable Technical Potential | 0 | 0 | 0 | 0 | 0 | 0.57904 | 1.265 | 2.0579 | 2.9571 | 3.9626 | 4.4955 | 5.0265 | 5.5554 | 6.0826 | 6.6063 | 7.127 | 7.6448 | 8.1603 | 8.6729 | 9.1836 | 9.692 | 10.1987 | 10.7033 | 11.2059 | 11.7071 | 11.7071 | 11.7071 | 11.7071 | 11.7071 | 11.7071 | 11.7071
F1_Industrial_Stone, Clay, and Glass_New_Space Heating_Natural Gas_Commissioning_A_Achievable Technical Potential | F1 | Industrial | Stone, Clay, and Glass | New | Space Heating | Natural Gas | Commissioning | A | Original Unit Energy Savings (kWh or therms) | Achievable Technical Potential | 0 | 0 | 0 | 0 | 0 | 16.1047 | 15.8967 | 15.7448 | 15.6296 | 15.5388 | 15.4652 | 15.3792 | 15.2889 | 15.1998 | 15.1137 | 15.046 | 14.9927 | 14.9503 | 14.8832 | 14.8339 | 14.7983 | 14.7704 | 14.7704 | 14.7704 | 14.7704 | 14.7704 | 14.7704 | 14.7704 | 0 | 0 | 0
F2_Industrial_Stone, Clay, and Glass_New_Space Heating_Natural Gas_Commissioning_A_Achievable Technical Potential | F2 | Industrial | Stone, Clay, and Glass | New | Space Heating | Natural Gas | Commissioning | A | Original Unit Summer Peak Savings (kW) | Achievable Technical Potential | 0 | 0 | 0 | 0 | 0 | 0 | 0 | 0 | 0 | 0 | 0 | 0 | 0 | 0 | 0 | 0 | 0 | 0 | 0 | 0 | 0 | 0 | 0 | 0 | 0 | 0 | 0 | 0 | 0 | 0 | 0
F3_Industrial_Stone, Clay, and Glass_New_Space Heating_Natural Gas_Commissioning_A_Achievable Technical Potential | F3 | Industrial | Stone, Clay, and Glass | New | Space Heating | Natural Gas | Commissioning | A | Original Unit Winter Peak Savings (kW) | Achievable Technical Potential | 0 | 0 | 0 | 0 | 0 | 0 | 0 | 0 | 0 | 0 | 0 | 0 | 0 | 0 | 0 | 0 | 0 | 0 | 0 | 0 | 0 | 0 | 0 | 0 | 0 | 0 | 0 | 0 | 0 | 0 | 0
F4_Industrial_Stone, Clay, and Glass_New_Space Heating_Natural Gas_Commissioning_A_Achievable Technical Potential | F4 | Industrial | Stone, Clay, and Glass | New | Space Heating | Natural Gas | Commissioning | A | Standalone Impact on Baseline Energy (%) | Achievable Technical Potential | 0% | 0% | 0% | 0% | 0% | 0% | 0% | 0% | 0% | 0% | 0% | 0% | 0% | 0% | 0% | 0% | 0% | 0% | 0% | 0% | 0% | 0% | 0% | 0% | 0 | 0 | 0 | 0 | 0 | 0 | 0
F5_Industrial_Stone, Clay, and Glass_New_Space Heating_Natural Gas_Commissioning_A_Achievable Technical Potential | F5 | Industrial | Stone, Clay, and Glass | New | Space Heating | Natural Gas | Commissioning | A | Standalone Impact on Baseline Summer Peak (%) | Achievable Technical Potential | 0% | 0% | 0% | 0% | 0% | 0% | 0% | 0% | 0% | 0% | 0% | 0% | 0% | 0% | 0% | 0% | 0% | 0% | 0% | 0% | 0% | 0% | 0% | 0% | 0 | 0 | 0 | 0 | 0 | 0 | 0
F6_Industrial_Stone, Clay, and Glass_New_Space Heating_Natural Gas_Commissioning_A_Achievable Technical Potential | F6 | Industrial | Stone, Clay, and Glass | New | Space Heating | Natural Gas | Commissioning | A | Standalone Impact on Baseline Winter Peak (%) | Achievable Technical Potential | 0% | 0% | 0% | 0% | 0% | 0% | 0% | 0% | 0% | 0% | 0% | 0% | 0% | 0% | 0% | 0% | 0% | 0% | 0% | 0% | 0% | 0% | 0% | 0% | 0 | 0 | 0 | 0 | 0 | 0 | 0
F7_Industrial_Stone, Clay, and Glass_New_Space Heating_Natural Gas_Commissioning_A_Achievable Technical Potential | F7 | Industrial | Stone, Clay, and Glass | New | Space Heating | Natural Gas | Commissioning | A | Incremental Energy Savings (MWh or mTherms) | Achievable Technical Potential | 0 | 0 | 0 | 0 | 0 | 0 | 0 | 0 | 0 | 0 | 0 | 0 | 0 | 0 | 0 | 0 | 0 | 0 | 0 | 0 | 0 | 0 | 0 | 0 | 0 | 0 | 0 | 0 | 0 | 0 | 0
F8_Industrial_Stone, Clay, and Glass_New_Space Heating_Natural Gas_Commissioning_A_Achievable Technical Potential | F8 | Industrial | Stone, Clay, and Glass | New | Space Heating | Natural Gas | Commissioning | A | Incremental Summer Peak Savings (MW) | Achievable Technical Potential | 0 | 0 | 0 | 0 | 0 | 0 | 0 | 0 | 0 | 0 | 0 | 0 | 0 | 0 | 0 | 0 | 0 | 0 | 0 | 0 | 0 | 0 | 0 | 0 | 0 | 0 | 0 | 0 | 0 | 0 | 0
F9_Industrial_Stone, Clay, and Glass_New_Space Heating_Natural Gas_Commissioning_A_Achievable Technical Potential | F9 | Industrial | Stone, Clay, and Glass | New | Space Heating | Natural Gas | Commissioning | A | Incremental Winter Peak Savings (MW) | Achievable Technical Potential | 0 | 0 | 0 | 0 | 0 | 0 | 0 | 0 | 0 | 0 | 0 | 0 | 0 | 0 | 0 | 0 | 0 | 0 | 0 | 0 | 0 | 0 | 0 | 0 | 0 | 0 | 0 | 0 | 0 | 0 | 0
F10_Industrial_Stone, Clay, and Glass_New_Space Heating_Natural Gas_Commissioning_A_Achievable Technical Potential | F10 | Industrial | Stone, Clay, and Glass | New | Space Heating | Natural Gas | Commissioning | A | Cumulative Energy Savings (MWh or mTherms) | Achievable Technical Potential | 0 | 0 | 0 | 0 | 0 | 0 | 0 | 0 | 0 | 0 | 0 | 0 | 0 | 0 | 0 | 0 | 0 | 0 | 0 | 0 | 0 | 0 | 0 | 0 | 0 | 0 | 0 | 0 | 0 | 0 | 0
F11_Industrial_Stone, Clay, and Glass_New_Space Heating_Natural Gas_Commissioning_A_Achievable Technical Potential | F11 | Industrial | Stone, Clay, and Glass | New | Space Heating | Natural Gas | Commissioning | A | Cumulative Summer Peak Savings (MW) | Achievable Technical Potential | 0 | 0 | 0 | 0 | 0 | 0 | 0 | 0 | 0 | 0 | 0 | 0 | 0 | 0 | 0 | 0 | 0 | 0 | 0 | 0 | 0 | 0 | 0 | 0 | 0 | 0 | 0 | 0 | 0 | 0 | 0
F12_Industrial_Stone, Clay, and Glass_New_Space Heating_Natural Gas_Commissioning_A_Achievable Technical Potential | F12 | Industrial | Stone, Clay, and Glass | New | Space Heating | Natural Gas | Commissioning | A | Cumulative Winter Peak Savings (MW) | Achievable Technical Potential | 0 | 0 | 0 | 0 | 0 | 0 | 0 | 0 | 0 | 0 | 0 | 0 | 0 | 0 | 0 | 0 | 0 | 0 | 0 | 0 | 0 | 0 | 0 | 0 | 0 | 0 | 0 | 0 | 0 | 0 | 0
F13_Industrial_Stone, Clay, and Glass_New_Space Heating_Natural Gas_Commissioning_A_Achievable Technical Potential | F13 | Industrial | Stone, Clay, and Glass | New | Space Heating | Natural Gas | Commissioning | A | Purchases (Incremental) | Achievable Technical Potential | 0 | 0 | 0 | 0 | 0 | 0 | 0 | 0 | 0 | 0 | 0 | 0 | 0 | 0 | 0 | 0 | 0 | 0 | 0 | 0 | 0 | 0 | 0 | 0 | 0 | 0 | 0 | 0 | 0 | 0 | 0
F14_Industrial_Stone, Clay, and Glass_New_Space Heating_Natural Gas_Commissioning_A_Achievable Technical Potential | F14 | Industrial | Stone, Clay, and Glass | New | Space Heating | Natural Gas | Commissioning | A | Purchases (Cumulative) | Achievable Technical Potential | 0 | 0 | 0 | 0 | 0 | 0 | 0 | 0 | 0 | 0 | 0 | 0 | 0 | 0 | 0 | 0 | 0 | 0 | 0 | 0 | 0 | 0 | 0 | 0 | 0 | 0 | 0 | 0 | 0 | 0 | 0
F1_Industrial_Stone, Clay, and Glass_New_Process_Natural Gas_Commissioning_A_Achievable Technical Potential | F1 | Industrial | Stone, Clay, and Glass | New | Process | Natural Gas | Commissioning | A | Original Unit Energy Savings (kWh or therms) | Achievable Technical Potential | 0 | 0 | 0 | 0 | 0 | 337.8652 | 337.8652 | 337.8652 | 337.8652 | 337.8652 | 337.8652 | 337.8652 | 337.8652 | 337.8652 | 337.8652 | 337.8652 | 337.8652 | 337.8652 | 337.8652 | 337.8652 | 337.8652 | 337.8652 | 337.8652 | 337.8652 | 337.8652 | 337.8652 | 337.8652 | 337.8652 | 0 | 0 | 0
F2_Industrial_Stone, Clay, and Glass_New_Process_Natural Gas_Commissioning_A_Achievable Technical Potential | F2 | Industrial | Stone, Clay, and Glass | New | Process | Natural Gas | Commissioning | A | Original Unit Summer Peak Savings (kW) | Achievable Technical Potential | 0 | 0 | 0 | 0 | 0 | 0 | 0 | 0 | 0 | 0 | 0 | 0 | 0 | 0 | 0 | 0 | 0 | 0 | 0 | 0 | 0 | 0 | 0 | 0 | 0 | 0 | 0 | 0 | 0 | 0 | 0
F3_Industrial_Stone, Clay, and Glass_New_Process_Natural Gas_Commissioning_A_Achievable Technical Potential | F3 | Industrial | Stone, Clay, and Glass | New | Process | Natural Gas | Commissioning | A | Original Unit Winter Peak Savings (kW) | Achievable Technical Potential | 0 | 0 | 0 | 0 | 0 | 0 | 0 | 0 | 0 | 0 | 0 | 0 | 0 | 0 | 0 | 0 | 0 | 0 | 0 | 0 | 0 | 0 | 0 | 0 | 0 | 0 | 0 | 0 | 0 | 0 | 0
F4_Industrial_Stone, Clay, and Glass_New_Process_Natural Gas_Commissioning_A_Achievable Technical Potential | F4 | Industrial | Stone, Clay, and Glass | New | Process | Natural Gas | Commissioning | A | Standalone Impact on Baseline Energy (%) | Achievable Technical Potential | 0% | 0% | 0% | 0% | 0% | 0% | 0% | 0% | 0% | 0% | 0% | 0% | 0% | 0% | 0% | 0% | 0% | 0% | 0% | 0% | 0% | 0% | 0% | 0% | 0 | 0 | 0 | 0 | 0 | 0 | 0
F5_Industrial_Stone, Clay, and Glass_New_Process_Natural Gas_Commissioning_A_Achievable Technical Potential | F5 | Industrial | Stone, Clay, and Glass | New | Process | Natural Gas | Commissioning | A | Standalone Impact on Baseline Summer Peak (%) | Achievable Technical Potential | 0% | 0% | 0% | 0% | 0% | 0% | 0% | 0% | 0% | 0% | 0% | 0% | 0% | 0% | 0% | 0% | 0% | 0% | 0% | 0% | 0% | 0% | 0% | 0% | 0 | 0 | 0 | 0 | 0 | 0 | 0
F6_Industrial_Stone, Clay, and Glass_New_Process_Natural Gas_Commissioning_A_Achievable Technical Potential | F6 | Industrial | Stone, Clay, and Glass | New | Process | Natural Gas | Commissioning | A | Standalone Impact on Baseline Winter Peak (%) | Achievable Technical Potential | 0% | 0% | 0% | 0% | 0% | 0% | 0% | 0% | 0% | 0% | 0% | 0% | 0% | 0% | 0% | 0% | 0% | 0% | 0% | 0% | 0% | 0% | 0% | 0% | 0 | 0 | 0 | 0 | 0 | 0 | 0
F7_Industrial_Stone, Clay, and Glass_New_Process_Natural Gas_Commissioning_A_Achievable Technical Potential | F7 | Industrial | Stone, Clay, and Glass | New | Process | Natural Gas | Commissioning | A | Incremental Energy Savings (MWh or mTherms) | Achievable Technical Potential | 0 | 0 | 0 | 0 | 0 | 0 | 0 | 0 | 0 | 0 | 0 | 0 | 0 | 0 | 0 | 0 | 0 | 0 | 0 | 0 | 0 | 0 | 0 | 0 | 0 | 0 | 0 | 0 | 0 | 0 | 0
F8_Industrial_Stone, Clay, and Glass_New_Process_Natural Gas_Commissioning_A_Achievable Technical Potential | F8 | Industrial | Stone, Clay, and Glass | New | Process | Natural Gas | Commissioning | A | Incremental Summer Peak Savings (MW) | Achievable Technical Potential | 0 | 0 | 0 | 0 | 0 | 0 | 0 | 0 | 0 | 0 | 0 | 0 | 0 | 0 | 0 | 0 | 0 | 0 | 0 | 0 | 0 | 0 | 0 | 0 | 0 | 0 | 0 | 0 | 0 | 0 | 0
F9_Industrial_Stone, Clay, and Glass_New_Process_Natural Gas_Commissioning_A_Achievable Technical Potential | F9 | Industrial | Stone, Clay, and Glass | New | Process | Natural Gas | Commissioning | A | Incremental Winter Peak Savings (MW) | Achievable Technical Potential | 0 | 0 | 0 | 0 | 0 | 0 | 0 | 0 | 0 | 0 | 0 | 0 | 0 | 0 | 0 | 0 | 0 | 0 | 0 | 0 | 0 | 0 | 0 | 0 | 0 | 0 | 0 | 0 | 0 | 0 | 0
F10_Industrial_Stone, Clay, and Glass_New_Process_Natural Gas_Commissioning_A_Achievable Technical Potential | F10 | Industrial | Stone, Clay, and Glass | New | Process | Natural Gas | Commissioning | A | Cumulative Energy Savings (MWh or mTherms) | Achievable Technical Potential | 0 | 0 | 0 | 0 | 0 | 0 | 0 | 0 | 0 | 0 | 0 | 0 | 0 | 0 | 0 | 0 | 0 | 0 | 0 | 0 | 0 | 0 | 0 | 0 | 0 | 0 | 0 | 0 | 0 | 0 | 0
F11_Industrial_Stone, Clay, and Glass_New_Process_Natural Gas_Commissioning_A_Achievable Technical Potential | F11 | Industrial | Stone, Clay, and Glass | New | Process | Natural Gas | Commissioning | A | Cumulative Summer Peak Savings (MW) | Achievable Technical Potential | 0 | 0 | 0 | 0 | 0 | 0 | 0 | 0 | 0 | 0 | 0 | 0 | 0 | 0 | 0 | 0 | 0 | 0 | 0 | 0 | 0 | 0 | 0 | 0 | 0 | 0 | 0 | 0 | 0 | 0 | 0
F12_Industrial_Stone, Clay, and Glass_New_Process_Natural Gas_Commissioning_A_Achievable Technical Potential | F12 | Industrial | Stone, Clay, and Glass | New | Process | Natural Gas | Commissioning | A | Cumulative Winter Peak Savings (MW) | Achievable Technical Potential | 0 | 0 | 0 | 0 | 0 | 0 | 0 | 0 | 0 | 0 | 0 | 0 | 0 | 0 | 0 | 0 | 0 | 0 | 0 | 0 | 0 | 0 | 0 | 0 | 0 | 0 | 0 | 0 | 0 | 0 | 0
F13_Industrial_Stone, Clay, and Glass_New_Process_Natural Gas_Commissioning_A_Achievable Technical Potential | F13 | Industrial | Stone, Clay, and Glass | New | Process | Natural Gas | Commissioning | A | Purchases (Incremental) | Achievable Technical Potential | 0 | 0 | 0 | 0 | 0 | 0 | 0 | 0 | 0 | 0 | 0 | 0 | 0 | 0 | 0 | 0 | 0 | 0 | 0 | 0 | 0 | 0 | 0 | 0 | 0 | 0 | 0 | 0 | 0 | 0 | 0
F14_Industrial_Stone, Clay, and Glass_New_Process_Natural Gas_Commissioning_A_Achievable Technical Potential | F14 | Industrial | Stone, Clay, and Glass | New | Process | Natural Gas | Commissioning | A | Purchases (Cumulative) | Achievable Technical Potential | 0 | 0 | 0 | 0 | 0 | 0 | 0 | 0 | 0 | 0 | 0 | 0 | 0 | 0 | 0 | 0 | 0 | 0 | 0 | 0 | 0 | 0 | 0 | 0 | 0 | 0 | 0 | 0 | 0 | 0 | 0
F1_Industrial_Stone, Clay, and Glass_New_Space Heating_Natural Gas_Retrocommissioning_A_Achievable Technical Potential | F1 | Industrial | Stone, Clay, and Glass | New | Space Heating | Natural Gas | Retrocommissioning | A | Original Unit Energy Savings (kWh or therms) | Achievable Technical Potential | 0 | 0 | 0 | 0 | 0 | 0 | 0 | 0 | 0 | 0 | 0 | 0 | 0 | 0 | 0 | 0 | 0 | 0 | 0 | 0 | 0 | 0 | 0 | 0 | 0 | 0 | 0 | 0 | 0 | 0 | 0
F2_Industrial_Stone, Clay, and Glass_New_Space Heating_Natural Gas_Retrocommissioning_A_Achievable Technical Potential | F2 | Industrial | Stone, Clay, and Glass | New | Space Heating | Natural Gas | Retrocommissioning | A | Original Unit Summer Peak Savings (kW) | Achievable Technical Potential | 0 | 0 | 0 | 0 | 0 | 0 | 0 | 0 | 0 | 0 | 0 | 0 | 0 | 0 | 0 | 0 | 0 | 0 | 0 | 0 | 0 | 0 | 0 | 0 | 0 | 0 | 0 | 0 | 0 | 0 | 0
F3_Industrial_Stone, Clay, and Glass_New_Space Heating_Natural Gas_Retrocommissioning_A_Achievable Technical Potential | F3 | Industrial | Stone, Clay, and Glass | New | Space Heating | Natural Gas | Retrocommissioning | A | Original Unit Winter Peak Savings (kW) | Achievable Technical Potential | 0 | 0 | 0 | 0 | 0 | 0 | 0 | 0 | 0 | 0 | 0 | 0 | 0 | 0 | 0 | 0 | 0 | 0 | 0 | 0 | 0 | 0 | 0 | 0 | 0 | 0 | 0 | 0 | 0 | 0 | 0
F4_Industrial_Stone, Clay, and Glass_New_Space Heating_Natural Gas_Retrocommissioning_A_Achievable Technical Potential | F4 | Industrial | Stone, Clay, and Glass | New | Space Heating | Natural Gas | Retrocommissioning | A | Standalone Impact on Baseline Energy (%) | Achievable Technical Potential | 0% | 0% | 0% | 0% | 0% | 0% | 0% | 0% | 0% | 0% | 0% | 0% | 0% | 0% | 0% | 0% | 0% | 0% | 0% | 0% | 0% | 0% | 0% | 0% | 0 | 0 | 0 | 0 | 0 | 0 | 0
F5_Industrial_Stone, Clay, and Glass_New_Space Heating_Natural Gas_Retrocommissioning_A_Achievable Technical Potential | F5 | Industrial | Stone, Clay, and Glass | New | Space Heating | Natural Gas | Retrocommissioning | A | Standalone Impact on Baseline Summer Peak (%) | Achievable Technical Potential | 0% | 0% | 0% | 0% | 0% | 0% | 0% | 0% | 0% | 0% | 0% | 0% | 0% | 0% | 0% | 0% | 0% | 0% | 0% | 0% | 0% | 0% | 0% | 0% | 0 | 0 | 0 | 0 | 0 | 0 | 0
F6_Industrial_Stone, Clay, and Glass_New_Space Heating_Natural Gas_Retrocommissioning_A_Achievable Technical Potential | F6 | Industrial | Stone, Clay, and Glass | New | Space Heating | Natural Gas | Retrocommissioning | A | Standalone Impact on Baseline Winter Peak (%) | Achievable Technical Potential | 0% | 0% | 0% | 0% | 0% | 0% | 0% | 0% | 0% | 0% | 0% | 0% | 0% | 0% | 0% | 0% | 0% | 0% | 0% | 0% | 0% | 0% | 0% | 0% | 0 | 0 | 0 | 0 | 0 | 0 | 0
F7_Industrial_Stone, Clay, and Glass_New_Space Heating_Natural Gas_Retrocommissioning_A_Achievable Technical Potential | F7 | Industrial | Stone, Clay, and Glass | New | Space Heating | Natural Gas | Retrocommissioning | A | Incremental Energy Savings (MWh or mTherms) | Achievable Technical Potential | 0 | 0 | 0 | 0 | 0 | 0 | 0 | 0 | 0 | 0 | 0 | 0 | 0 | 0 | 0 | 0 | 0 | 0 | 0 | 0 | 0 | 0 | 0 | 0 | 0 | 0 | 0 | 0 | 0 | 0 | 0
F8_Industrial_Stone, Clay, and Glass_New_Space Heating_Natural Gas_Retrocommissioning_A_Achievable Technical Potential | F8 | Industrial | Stone, Clay, and Glass | New | Space Heating | Natural Gas | Retrocommissioning | A | Incremental Summer Peak Savings (MW) | Achievable Technical Potential | 0 | 0 | 0 | 0 | 0 | 0 | 0 | 0 | 0 | 0 | 0 | 0 | 0 | 0 | 0 | 0 | 0 | 0 | 0 | 0 | 0 | 0 | 0 | 0 | 0 | 0 | 0 | 0 | 0 | 0 | 0
F9_Industrial_Stone, Clay, and Glass_New_Space Heating_Natural Gas_Retrocommissioning_A_Achievable Technical Potential | F9 | Industrial | Stone, Clay, and Glass | New | Space Heating | Natural Gas | Retrocommissioning | A | Incremental Winter Peak Savings (MW) | Achievable Technical Potential | 0 | 0 | 0 | 0 | 0 | 0 | 0 | 0 | 0 | 0 | 0 | 0 | 0 | 0 | 0 | 0 | 0 | 0 | 0 | 0 | 0 | 0 | 0 | 0 | 0 | 0 | 0 | 0 | 0 | 0 | 0
F10_Industrial_Stone, Clay, and Glass_New_Space Heating_Natural Gas_Retrocommissioning_A_Achievable Technical Potential | F10 | Industrial | Stone, Clay, and Glass | New | Space Heating | Natural Gas | Retrocommissioning | A | Cumulative Energy Savings (MWh or mTherms) | Achievable Technical Potential | 0 | 0 | 0 | 0 | 0 | 0 | 0 | 0 | 0 | 0 | 0 | 0 | 0 | 0 | 0 | 0 | 0 | 0 | 0 | 0 | 0 | 0 | 0 | 0 | 0 | 0 | 0 | 0 | 0 | 0 | 0
F11_Industrial_Stone, Clay, and Glass_New_Space Heating_Natural Gas_Retrocommissioning_A_Achievable Technical Potential | F11 | Industrial | Stone, Clay, and Glass | New | Space Heating | Natural Gas | Retrocommissioning | A | Cumulative Summer Peak Savings (MW) | Achievable Technical Potential | 0 | 0 | 0 | 0 | 0 | 0 | 0 | 0 | 0 | 0 | 0 | 0 | 0 | 0 | 0 | 0 | 0 | 0 | 0 | 0 | 0 | 0 | 0 | 0 | 0 | 0 | 0 | 0 | 0 | 0 | 0
F12_Industrial_Stone, Clay, and Glass_New_Space Heating_Natural Gas_Retrocommissioning_A_Achievable Technical Potential | F12 | Industrial | Stone, Clay, and Glass | New | Space Heating | Natural Gas | Retrocommissioning | A | Cumulative Winter Peak Savings (MW) | Achievable Technical Potential | 0 | 0 | 0 | 0 | 0 | 0 | 0 | 0 | 0 | 0 | 0 | 0 | 0 | 0 | 0 | 0 | 0 | 0 | 0 | 0 | 0 | 0 | 0 | 0 | 0 | 0 | 0 | 0 | 0 | 0 | 0
F13_Industrial_Stone, Clay, and Glass_New_Space Heating_Natural Gas_Retrocommissioning_A_Achievable Technical Potential | F13 | Industrial | Stone, Clay, and Glass | New | Space Heating | Natural Gas | Retrocommissioning | A | Purchases (Incremental) | Achievable Technical Potential | 0 | 0 | 0 | 0 | 0 | 0 | 0 | 0 | 0 | 0 | 0 | 0 | 0 | 0 | 0 | 0 | 0 | 0 | 0 | 0 | 0 | 0 | 0 | 0 | 0 | 0 | 0 | 0 | 0 | 0 | 0
F14_Industrial_Stone, Clay, and Glass_New_Space Heating_Natural Gas_Retrocommissioning_A_Achievable Technical Potential | F14 | Industrial | Stone, Clay, and Glass | New | Space Heating | Natural Gas | Retrocommissioning | A | Purchases (Cumulative) | Achievable Technical Potential | 0 | 0 | 0 | 0 | 0 | 0 | 0 | 0 | 0 | 0 | 0 | 0 | 0 | 0 | 0 | 0 | 0 | 0 | 0 | 0 | 0 | 0 | 0 | 0 | 0 | 0 | 0 | 0 | 0 | 0 | 0
F1_Industrial_Stone, Clay, and Glass_New_Process_Natural Gas_Retrocommissioning_A_Achievable Technical Potential | F1 | Industrial | Stone, Clay, and Glass | New | Process | Natural Gas | Retrocommissioning | A | Original Unit Energy Savings (kWh or therms) | Achievable Technical Potential | 0 | 0 | 0 | 0 | 0 | 0 | 0 | 0 | 0 | 0 | 0 | 0 | 0 | 0 | 0 | 0 | 0 | 0 | 0 | 0 | 0 | 0 | 0 | 0 | 0 | 0 | 0 | 0 | 0 | 0 | 0
F2_Industrial_Stone, Clay, and Glass_New_Process_Natural Gas_Retrocommissioning_A_Achievable Technical Potential | F2 | Industrial | Stone, Clay, and Glass | New | Process | Natural Gas | Retrocommissioning | A | Original Unit Summer Peak Savings (kW) | Achievable Technical Potential | 0 | 0 | 0 | 0 | 0 | 0 | 0 | 0 | 0 | 0 | 0 | 0 | 0 | 0 | 0 | 0 | 0 | 0 | 0 | 0 | 0 | 0 | 0 | 0 | 0 | 0 | 0 | 0 | 0 | 0 | 0
F3_Industrial_Stone, Clay, and Glass_New_Process_Natural Gas_Retrocommissioning_A_Achievable Technical Potential | F3 | Industrial | Stone, Clay, and Glass | New | Process | Natural Gas | Retrocommissioning | A | Original Unit Winter Peak Savings (kW) | Achievable Technical Potential | 0 | 0 | 0 | 0 | 0 | 0 | 0 | 0 | 0 | 0 | 0 | 0 | 0 | 0 | 0 | 0 | 0 | 0 | 0 | 0 | 0 | 0 | 0 | 0 | 0 | 0 | 0 | 0 | 0 | 0 | 0
F4_Industrial_Stone, Clay, and Glass_New_Process_Natural Gas_Retrocommissioning_A_Achievable Technical Potential | F4 | Industrial | Stone, Clay, and Glass | New | Process | Natural Gas | Retrocommissioning | A | Standalone Impact on Baseline Energy (%) | Achievable Technical Potential | 0% | 0% | 0% | 0% | 0% | 0% | 0% | 0% | 0% | 0% | 0% | 0% | 0% | 0% | 0% | 0% | 0% | 0% | 0% | 0% | 0% | 0% | 0% | 0% | 0 | 0 | 0 | 0 | 0 | 0 | 0
F5_Industrial_Stone, Clay, and Glass_New_Process_Natural Gas_Retrocommissioning_A_Achievable Technical Potential | F5 | Industrial | Stone, Clay, and Glass | New | Process | Natural Gas | Retrocommissioning | A | Standalone Impact on Baseline Summer Peak (%) | Achievable Technical Potential | 0% | 0% | 0% | 0% | 0% | 0% | 0% | 0% | 0% | 0% | 0% | 0% | 0% | 0% | 0% | 0% | 0% | 0% | 0% | 0% | 0% | 0% | 0% | 0% | 0 | 0 | 0 | 0 | 0 | 0 | 0
F6_Industrial_Stone, Clay, and Glass_New_Process_Natural Gas_Retrocommissioning_A_Achievable Technical Potential | F6 | Industrial | Stone, Clay, and Glass | New | Process | Natural Gas | Retrocommissioning | A | Standalone Impact on Baseline Winter Peak (%) | Achievable Technical Potential | 0% | 0% | 0% | 0% | 0% | 0% | 0% | 0% | 0% | 0% | 0% | 0% | 0% | 0% | 0% | 0% | 0% | 0% | 0% | 0% | 0% | 0% | 0% | 0% | 0 | 0 | 0 | 0 | 0 | 0 | 0
F7_Industrial_Stone, Clay, and Glass_New_Process_Natural Gas_Retrocommissioning_A_Achievable Technical Potential | F7 | Industrial | Stone, Clay, and Glass | New | Process | Natural Gas | Retrocommissioning | A | Incremental Energy Savings (MWh or mTherms) | Achievable Technical Potential | 0 | 0 | 0 | 0 | 0 | 0 | 0 | 0 | 0 | 0 | 0 | 0 | 0 | 0 | 0 | 0 | 0 | 0 | 0 | 0 | 0 | 0 | 0 | 0 | 0 | 0 | 0 | 0 | 0 | 0 | 0
F8_Industrial_Stone, Clay, and Glass_New_Process_Natural Gas_Retrocommissioning_A_Achievable Technical Potential | F8 | Industrial | Stone, Clay, and Glass | New | Process | Natural Gas | Retrocommissioning | A | Incremental Summer Peak Savings (MW) | Achievable Technical Potential | 0 | 0 | 0 | 0 | 0 | 0 | 0 | 0 | 0 | 0 | 0 | 0 | 0 | 0 | 0 | 0 | 0 | 0 | 0 | 0 | 0 | 0 | 0 | 0 | 0 | 0 | 0 | 0 | 0 | 0 | 0
F9_Industrial_Stone, Clay, and Glass_New_Process_Natural Gas_Retrocommissioning_A_Achievable Technical Potential | F9 | Industrial | Stone, Clay, and Glass | New | Process | Natural Gas | Retrocommissioning | A | Incremental Winter Peak Savings (MW) | Achievable Technical Potential | 0 | 0 | 0 | 0 | 0 | 0 | 0 | 0 | 0 | 0 | 0 | 0 | 0 | 0 | 0 | 0 | 0 | 0 | 0 | 0 | 0 | 0 | 0 | 0 | 0 | 0 | 0 | 0 | 0 | 0 | 0
F10_Industrial_Stone, Clay, and Glass_New_Process_Natural Gas_Retrocommissioning_A_Achievable Technical Potential | F10 | Industrial | Stone, Clay, and Glass | New | Process | Natural Gas | Retrocommissioning | A | Cumulative Energy Savings (MWh or mTherms) | Achievable Technical Potential | 0 | 0 | 0 | 0 | 0 | 0 | 0 | 0 | 0 | 0 | 0 | 0 | 0 | 0 | 0 | 0 | 0 | 0 | 0 | 0 | 0 | 0 | 0 | 0 | 0 | 0 | 0 | 0 | 0 | 0 | 0
F11_Industrial_Stone, Clay, and Glass_New_Process_Natural Gas_Retrocommissioning_A_Achievable Technical Potential | F11 | Industrial | Stone, Clay, and Glass | New | Process | Natural Gas | Retrocommissioning | A | Cumulative Summer Peak Savings (MW) | Achievable Technical Potential | 0 | 0 | 0 | 0 | 0 | 0 | 0 | 0 | 0 | 0 | 0 | 0 | 0 | 0 | 0 | 0 | 0 | 0 | 0 | 0 | 0 | 0 | 0 | 0 | 0 | 0 | 0 | 0 | 0 | 0 | 0
F12_Industrial_Stone, Clay, and Glass_New_Process_Natural Gas_Retrocommissioning_A_Achievable Technical Potential | F12 | Industrial | Stone, Clay, and Glass | New | Process | Natural Gas | Retrocommissioning | A | Cumulative Winter Peak Savings (MW) | Achievable Technical Potential | 0 | 0 | 0 | 0 | 0 | 0 | 0 | 0 | 0 | 0 | 0 | 0 | 0 | 0 | 0 | 0 | 0 | 0 | 0 | 0 | 0 | 0 | 0 | 0 | 0 | 0 | 0 | 0 | 0 | 0 | 0
F13_Industrial_Stone, Clay, and Glass_New_Process_Natural Gas_Retrocommissioning_A_Achievable Technical Potential | F13 | Industrial | Stone, Clay, and Glass | New | Process | Natural Gas | Retrocommissioning | A | Purchases (Incremental) | Achievable Technical Potential | 0 | 0 | 0 | 0 | 0 | 0 | 0 | 0 | 0 | 0 | 0 | 0 | 0 | 0 | 0 | 0 | 0 | 0 | 0 | 0 | 0 | 0 | 0 | 0 | 0 | 0 | 0 | 0 | 0 | 0 | 0
F14_Industrial_Stone, Clay, and Glass_New_Process_Natural Gas_Retrocommissioning_A_Achievable Technical Potential | F14 | Industrial | Stone, Clay, and Glass | New | Process | Natural Gas | Retrocommissioning | A | Purchases (Cumulative) | Achievable Technical Potential | 0 | 0 | 0 | 0 | 0 | 0 | 0 | 0 | 0 | 0 | 0 | 0 | 0 | 0 | 0 | 0 | 0 | 0 | 0 | 0 | 0 | 0 | 0 | 0 | 0 | 0 | 0 | 0 | 0 | 0 | 0
F1_Industrial_Petroleum_Existing_Space Heating_Natural Gas_Insulation - Roof/Ceiling_A_Achievable Technical Potential | F1 | Industrial | Petroleum | Existing | Space Heating | Natural Gas | Insulation - Roof/Ceiling | A | Original Unit Energy Savings (kWh or therms) | Achievable Technical Potential | 0 | 0 | 0 | 0 | 0 | 0.098138 | 0.097299 | 0.09627 | 0.095227 | 0.094181 | 0.093159 | 0.092145 | 0.091184 | 0.090274 | 0.089349 | 0.088534 | 0.087759 | 0.087027 | 0.086331 | 0.085629 | 0.08495 | 0.084268 | 0.083574 | 0.082906 | 0.082258 | 0.081654 | 0.081091 | 0.080565 | 0 | 0 | 0
F2_Industrial_Petroleum_Existing_Space Heating_Natural Gas_Insulation - Roof/Ceiling_A_Achievable Technical Potential | F2 | Industrial | Petroleum | Existing | Space Heating | Natural Gas | Insulation - Roof/Ceiling | A | Original Unit Summer Peak Savings (kW) | Achievable Technical Potential | 0 | 0 | 0 | 0 | 0 | 0 | 0 | 0 | 0 | 0 | 0 | 0 | 0 | 0 | 0 | 0 | 0 | 0 | 0 | 0 | 0 | 0 | 0 | 0 | 0 | 0 | 0 | 0 | 0 | 0 | 0
F3_Industrial_Petroleum_Existing_Space Heating_Natural Gas_Insulation - Roof/Ceiling_A_Achievable Technical Potential | F3 | Industrial | Petroleum | Existing | Space Heating | Natural Gas | Insulation - Roof/Ceiling | A | Original Unit Winter Peak Savings (kW) | Achievable Technical Potential | 0 | 0 | 0 | 0 | 0 | 0 | 0 | 0 | 0 | 0 | 0 | 0 | 0 | 0 | 0 | 0 | 0 | 0 | 0 | 0 | 0 | 0 | 0 | 0 | 0 | 0 | 0 | 0 | 0 | 0 | 0
F4_Industrial_Petroleum_Existing_Space Heating_Natural Gas_Insulation - Roof/Ceiling_A_Achievable Technical Potential | F4 | Industrial | Petroleum | Existing | Space Heating | Natural Gas | Insulation - Roof/Ceiling | A | Standalone Impact on Baseline Energy (%) | Achievable Technical Potential | 0% | 0% | 0% | 0% | 0% | 0.3808% | 1.047% | 2.09% | 3.54% | 5.384% | 7.608% | 9.95% | 12.29% | 14.65% | 16.49% | 18.21% | 19.42% | 20.42% | 21.23% | 21.62% | 21.97% | 22.22% | 22.41% | 22.49% | 0.22561 | 0.22627 | 0.22687 | 0.22742 | 0 | 0 | 0
F5_Industrial_Petroleum_Existing_Space Heating_Natural Gas_Insulation - Roof/Ceiling_A_Achievable Technical Potential | F5 | Industrial | Petroleum | Existing | Space Heating | Natural Gas | Insulation - Roof/Ceiling | A | Standalone Impact on Baseline Summer Peak (%) | Achievable Technical Potential | 0% | 0% | 0% | 0% | 0% | 0% | 0% | 0% | 0% | 0% | 0% | 0% | 0% | 0% | 0% | 0% | 0% | 0% | 0% | 0% | 0% | 0% | 0% | 0% | 0 | 0 | 0 | 0 | 0 | 0 | 0
F6_Industrial_Petroleum_Existing_Space Heating_Natural Gas_Insulation - Roof/Ceiling_A_Achievable Technical Potential | F6 | Industrial | Petroleum | Existing | Space Heating | Natural Gas | Insulation - Roof/Ceiling | A | Standalone Impact on Baseline Winter Peak (%) | Achievable Technical Potential | 0% | 0% | 0% | 0% | 0% | 0% | 0% | 0% | 0% | 0% | 0% | 0% | 0% | 0% | 0% | 0% | 0% | 0% | 0% | 0% | 0% | 0% | 0% | 0% | 0 | 0 | 0 | 0 | 0 | 0 | 0
F7_Industrial_Petroleum_Existing_Space Heating_Natural Gas_Insulation - Roof/Ceiling_A_Achievable Technical Potential | F7 | Industrial | Petroleum | Existing | Space Heating | Natural Gas | Insulation - Roof/Ceiling | A | Incremental Energy Savings (MWh or mTherms) | Achievable Technical Potential | 0 | 0 | 0 | 0 | 0 | 0.016627 | 0.028832 | 0.044114 | 0.061124 | 0.077004 | 0.087734 | 0.093199 | 0.09204 | 0.083696 | 0.072761 | 0.058808 | 0.045345 | 0.032966 | 0.022688 | 0.01502 | 0.0094431 | 0.0056797 | 0.0038 | 0 | 0 | 0 | 0 | 0 | 0 | 0 | 0
F8_Industrial_Petroleum_Existing_Space Heating_Natural Gas_Insulation - Roof/Ceiling_A_Achievable Technical Potential | F8 | Industrial | Petroleum | Existing | Space Heating | Natural Gas | Insulation - Roof/Ceiling | A | Incremental Summer Peak Savings (MW) | Achievable Technical Potential | 0 | 0 | 0 | 0 | 0 | 0 | 0 | 0 | 0 | 0 | 0 | 0 | 0 | 0 | 0 | 0 | 0 | 0 | 0 | 0 | 0 | 0 | 0 | 0 | 0 | 0 | 0 | 0 | 0 | 0 | 0
F9_Industrial_Petroleum_Existing_Space Heating_Natural Gas_Insulation - Roof/Ceiling_A_Achievable Technical Potential | F9 | Industrial | Petroleum | Existing | Space Heating | Natural Gas | Insulation - Roof/Ceiling | A | Incremental Winter Peak Savings (MW) | Achievable Technical Potential | 0 | 0 | 0 | 0 | 0 | 0 | 0 | 0 | 0 | 0 | 0 | 0 | 0 | 0 | 0 | 0 | 0 | 0 | 0 | 0 | 0 | 0 | 0 | 0 | 0 | 0 | 0 | 0 | 0 | 0 | 0
F10_Industrial_Petroleum_Existing_Space Heating_Natural Gas_Insulation - Roof/Ceiling_A_Achievable Technical Potential | F10 | Industrial | Petroleum | Existing | Space Heating | Natural Gas | Insulation - Roof/Ceiling | A | Cumulative Energy Savings (MWh or mTherms) | Achievable Technical Potential | 0 | 0 | 0 | 0 | 0 | 0.016627 | 0.045317 | 0.088952 | 0.14911 | 0.22448 | 0.30978 | 0.3996 | 0.48748 | 0.56631 | 0.63327 | 0.6863 | 0.72564 | 0.75254 | 0.76922 | 0.77799 | 0.78125 | 0.78066 | 0.77803 | 0.77181 | 0.76578 | 0.76016 | 0.75492 | 0.75003 | 0 | 0 | 0
F11_Industrial_Petroleum_Existing_Space Heating_Natural Gas_Insulation - Roof/Ceiling_A_Achievable Technical Potential | F11 | Industrial | Petroleum | Existing | Space Heating | Natural Gas | Insulation - Roof/Ceiling | A | Cumulative Summer Peak Savings (MW) | Achievable Technical Potential | 0 | 0 | 0 | 0 | 0 | 0 | 0 | 0 | 0 | 0 | 0 | 0 | 0 | 0 | 0 | 0 | 0 | 0 | 0 | 0 | 0 | 0 | 0 | 0 | 0 | 0 | 0 | 0 | 0 | 0 | 0
F12_Industrial_Petroleum_Existing_Space Heating_Natural Gas_Insulation - Roof/Ceiling_A_Achievable Technical Potential | F12 | Industrial | Petroleum | Existing | Space Heating | Natural Gas | Insulation - Roof/Ceiling | A | Cumulative Winter Peak Savings (MW) | Achievable Technical Potential | 0 | 0 | 0 | 0 | 0 | 0 | 0 | 0 | 0 | 0 | 0 | 0 | 0 | 0 | 0 | 0 | 0 | 0 | 0 | 0 | 0 | 0 | 0 | 0 | 0 | 0 | 0 | 0 | 0 | 0 | 0
F13_Industrial_Petroleum_Existing_Space Heating_Natural Gas_Insulation - Roof/Ceiling_A_Achievable Technical Potential | F13 | Industrial | Petroleum | Existing | Space Heating | Natural Gas | Insulation - Roof/Ceiling | A | Purchases (Incremental) | Achievable Technical Potential | 0 | 0 | 0 | 0 | 0 | 169.4236 | 296.3286 | 458.2372 | 641.879 | 817.6124 | 941.7678 | 1011.44 | 1009.3863 | 927.1338 | 814.3394 | 664.2371 | 516.6959 | 378.8071 | 262.7997 | 175.4073 | 111.1613 | 67.4002 | 45.4693 | 0 | 0 | 0 | 0 | 0 | 0 | 0 | 0
F14_Industrial_Petroleum_Existing_Space Heating_Natural Gas_Insulation - Roof/Ceiling_A_Achievable Technical Potential | F14 | Industrial | Petroleum | Existing | Space Heating | Natural Gas | Insulation - Roof/Ceiling | A | Purchases (Cumulative) | Achievable Technical Potential | 0 | 0 | 0 | 0 | 0 | 169.4236 | 465.7523 | 923.9895 | 1565.8685 | 2383.4809 | 3325.2488 | 4336.6888 | 5346.0751 | 6273.2089 | 7087.5483 | 7751.7854 | 8268.4813 | 8647.2884 | 8910.0881 | 9085.4955 | 9196.6567 | 9264.057 | 9309.5263 | 9309.5263 | 9309.5263 | 9309.5263 | 9309.5263 | 9309.5263 | 9309.5263 | 9309.5263 | 9309.5263
F1_Industrial_Petroleum_Existing_Space Heating_Natural Gas_Insulation - Wall Cavity_A_Achievable Technical Potential | F1 | Industrial | Petroleum | Existing | Space Heating | Natural Gas | Insulation - Wall Cavity | A | Original Unit Energy Savings (kWh or therms) | Achievable Technical Potential | 0 | 0 | 0 | 0 | 0 | 0.017674 | 0.017523 | 0.017337 | 0.01715 | 0.016961 | 0.016777 | 0.016595 | 0.016422 | 0.016258 | 0.016091 | 0.015944 | 0.015805 | 0.015673 | 0.015548 | 0.015421 | 0.015299 | 0.015176 | 0.015051 | 0.014931 | 0.014814 | 0.014705 | 0.014604 | 0.014509 | 0 | 0 | 0
F2_Industrial_Petroleum_Existing_Space Heating_Natural Gas_Insulation - Wall Cavity_A_Achievable Technical Potential | F2 | Industrial | Petroleum | Existing | Space Heating | Natural Gas | Insulation - Wall Cavity | A | Original Unit Summer Peak Savings (kW) | Achievable Technical Potential | 0 | 0 | 0 | 0 | 0 | 0 | 0 | 0 | 0 | 0 | 0 | 0 | 0 | 0 | 0 | 0 | 0 | 0 | 0 | 0 | 0 | 0 | 0 | 0 | 0 | 0 | 0 | 0 | 0 | 0 | 0
F3_Industrial_Petroleum_Existing_Space Heating_Natural Gas_Insulation - Wall Cavity_A_Achievable Technical Potential | F3 | Industrial | Petroleum | Existing | Space Heating | Natural Gas | Insulation - Wall Cavity | A | Original Unit Winter Peak Savings (kW) | Achievable Technical Potential | 0 | 0 | 0 | 0 | 0 | 0 | 0 | 0 | 0 | 0 | 0 | 0 | 0 | 0 | 0 | 0 | 0 | 0 | 0 | 0 | 0 | 0 | 0 | 0 | 0 | 0 | 0 | 0 | 0 | 0 | 0
F4_Industrial_Petroleum_Existing_Space Heating_Natural Gas_Insulation - Wall Cavity_A_Achievable Technical Potential | F4 | Industrial | Petroleum | Existing | Space Heating | Natural Gas | Insulation - Wall Cavity | A | Standalone Impact on Baseline Energy (%) | Achievable Technical Potential | 0% | 0% | 0% | 0% | 0% | 0.06857% | 0.1886% | 0.3764% | 0.6376% | 0.9696% | 1.37% | 1.792% | 2.213% | 2.639% | 2.97% | 3.28% | 3.498% | 3.677% | 3.823% | 3.894% | 3.958% | 4.002% | 4.036% | 4.05% | 0.04063 | 0.040749 | 0.040857 | 0.040957 | 0 | 0 | 0
F5_Industrial_Petroleum_Existing_Space Heating_Natural Gas_Insulation - Wall Cavity_A_Achievable Technical Potential | F5 | Industrial | Petroleum | Existing | Space Heating | Natural Gas | Insulation - Wall Cavity | A | Standalone Impact on Baseline Summer Peak (%) | Achievable Technical Potential | 0% | 0% | 0% | 0% | 0% | 0% | 0% | 0% | 0% | 0% | 0% | 0% | 0% | 0% | 0% | 0% | 0% | 0% | 0% | 0% | 0% | 0% | 0% | 0% | 0 | 0 | 0 | 0 | 0 | 0 | 0
F6_Industrial_Petroleum_Existing_Space Heating_Natural Gas_Insulation - Wall Cavity_A_Achievable Technical Potential | F6 | Industrial | Petroleum | Existing | Space Heating | Natural Gas | Insulation - Wall Cavity | A | Standalone Impact on Baseline Winter Peak (%) | Achievable Technical Potential | 0% | 0% | 0% | 0% | 0% | 0% | 0% | 0% | 0% | 0% | 0% | 0% | 0% | 0% | 0% | 0% | 0% | 0% | 0% | 0% | 0% | 0% | 0% | 0% | 0 | 0 | 0 | 0 | 0 | 0 | 0
F7_Industrial_Petroleum_Existing_Space Heating_Natural Gas_Insulation - Wall Cavity_A_Achievable Technical Potential | F7 | Industrial | Petroleum | Existing | Space Heating | Natural Gas | Insulation - Wall Cavity | A | Incremental Energy Savings (MWh or mTherms) | Achievable Technical Potential | 0 | 0 | 0 | 0 | 0 | 0.0029944 | 0.0051925 | 0.0079446 | 0.011008 | 0.013868 | 0.0158 | 0.016784 | 0.016576 | 0.015073 | 0.013104 | 0.010591 | 0.0081662 | 0.0059369 | 0.0040859 | 0.002705 | 0.0017006 | 0.0010229 | 0.00068435 | 0 | 0 | 0 | 0 | 0 | 0 | 0 | 0
F8_Industrial_Petroleum_Existing_Space Heating_Natural Gas_Insulation - Wall Cavity_A_Achievable Technical Potential | F8 | Industrial | Petroleum | Existing | Space Heating | Natural Gas | Insulation - Wall Cavity | A | Incremental Summer Peak Savings (MW) | Achievable Technical Potential | 0 | 0 | 0 | 0 | 0 | 0 | 0 | 0 | 0 | 0 | 0 | 0 | 0 | 0 | 0 | 0 | 0 | 0 | 0 | 0 | 0 | 0 | 0 | 0 | 0 | 0 | 0 | 0 | 0 | 0 | 0
F9_Industrial_Petroleum_Existing_Space Heating_Natural Gas_Insulation - Wall Cavity_A_Achievable Technical Potential | F9 | Industrial | Petroleum | Existing | Space Heating | Natural Gas | Insulation - Wall Cavity | A | Incremental Winter Peak Savings (MW) | Achievable Technical Potential | 0 | 0 | 0 | 0 | 0 | 0 | 0 | 0 | 0 | 0 | 0 | 0 | 0 | 0 | 0 | 0 | 0 | 0 | 0 | 0 | 0 | 0 | 0 | 0 | 0 | 0 | 0 | 0 | 0 | 0 | 0
F10_Industrial_Petroleum_Existing_Space Heating_Natural Gas_Insulation - Wall Cavity_A_Achievable Technical Potential | F10 | Industrial | Petroleum | Existing | Space Heating | Natural Gas | Insulation - Wall Cavity | A | Cumulative Energy Savings (MWh or mTherms) | Achievable Technical Potential | 0 | 0 | 0 | 0 | 0 | 0.0029944 | 0.0081612 | 0.01602 | 0.026854 | 0.040427 | 0.055788 | 0.071965 | 0.087791 | 0.10199 | 0.11405 | 0.1236 | 0.13068 | 0.13553 | 0.13853 | 0.14011 | 0.1407 | 0.14059 | 0.14012 | 0.139 | 0.13791 | 0.1369 | 0.13595 | 0.13507 | 0 | 0 | 0
F11_Industrial_Petroleum_Existing_Space Heating_Natural Gas_Insulation - Wall Cavity_A_Achievable Technical Potential | F11 | Industrial | Petroleum | Existing | Space Heating | Natural Gas | Insulation - Wall Cavity | A | Cumulative Summer Peak Savings (MW) | Achievable Technical Potential | 0 | 0 | 0 | 0 | 0 | 0 | 0 | 0 | 0 | 0 | 0 | 0 | 0 | 0 | 0 | 0 | 0 | 0 | 0 | 0 | 0 | 0 | 0 | 0 | 0 | 0 | 0 | 0 | 0 | 0 | 0
F12_Industrial_Petroleum_Existing_Space Heating_Natural Gas_Insulation - Wall Cavity_A_Achievable Technical Potential | F12 | Industrial | Petroleum | Existing | Space Heating | Natural Gas | Insulation - Wall Cavity | A | Cumulative Winter Peak Savings (MW) | Achievable Technical Potential | 0 | 0 | 0 | 0 | 0 | 0 | 0 | 0 | 0 | 0 | 0 | 0 | 0 | 0 | 0 | 0 | 0 | 0 | 0 | 0 | 0 | 0 | 0 | 0 | 0 | 0 | 0 | 0 | 0 | 0 | 0
F13_Industrial_Petroleum_Existing_Space Heating_Natural Gas_Insulation - Wall Cavity_A_Achievable Technical Potential | F13 | Industrial | Petroleum | Existing | Space Heating | Natural Gas | Insulation - Wall Cavity | A | Purchases (Incremental) | Achievable Technical Potential | 0 | 0 | 0 | 0 | 0 | 169.4236 | 296.3286 | 458.2372 | 641.879 | 817.6124 | 941.7678 | 1011.44 | 1009.3863 | 927.1338 | 814.3394 | 664.2371 | 516.6959 | 378.8071 | 262.7997 | 175.4073 | 111.1613 | 67.4002 | 45.4693 | 0 | 0 | 0 | 0 | 0 | 0 | 0 | 0
F14_Industrial_Petroleum_Existing_Space Heating_Natural Gas_Insulation - Wall Cavity_A_Achievable Technical Potential | F14 | Industrial | Petroleum | Existing | Space Heating | Natural Gas | Insulation - Wall Cavity | A | Purchases (Cumulative) | Achievable Technical Potential | 0 | 0 | 0 | 0 | 0 | 169.4236 | 465.7523 | 923.9895 | 1565.8685 | 2383.4809 | 3325.2488 | 4336.6888 | 5346.0751 | 6273.2089 | 7087.5483 | 7751.7854 | 8268.4813 | 8647.2884 | 8910.0881 | 9085.4955 | 9196.6567 | 9264.057 | 9309.5263 | 9309.5263 | 9309.5263 | 9309.5263 | 9309.5263 | 9309.5263 | 9309.5263 | 9309.5263 | 9309.5263
F1_Industrial_Petroleum_Existing_Space Heating_Natural Gas_Insulation - Ducting_A_Achievable Technical Potential | F1 | Industrial | Petroleum | Existing | Space Heating | Natural Gas | Insulation - Ducting | A | Original Unit Energy Savings (kWh or therms) | Achievable Technical Potential | 0 | 0 | 0 | 0 | 0 | 0.0016309 | 0.0016162 | 0.0015975 | 0.0015784 | 0.0015594 | 0.0015407 | 0.0015222 | 0.0015048 | 0.0014884 | 0.0014718 | 0.0014574 | 0.0014437 | 0.0014309 | 0.0014188 | 0.0014066 | 0.0013948 | 0.001383 | 0.0013709 | 0.0013593 | 0.0013481 | 0.0013376 | 0.0013278 | 0.0013186 | 0.00131 | 0.0013019 | 0.0012943
F2_Industrial_Petroleum_Existing_Space Heating_Natural Gas_Insulation - Ducting_A_Achievable Technical Potential | F2 | Industrial | Petroleum | Existing | Space Heating | Natural Gas | Insulation - Ducting | A | Original Unit Summer Peak Savings (kW) | Achievable Technical Potential | 0 | 0 | 0 | 0 | 0 | 0 | 0 | 0 | 0 | 0 | 0 | 0 | 0 | 0 | 0 | 0 | 0 | 0 | 0 | 0 | 0 | 0 | 0 | 0 | 0 | 0 | 0 | 0 | 0 | 0 | 0
F3_Industrial_Petroleum_Existing_Space Heating_Natural Gas_Insulation - Ducting_A_Achievable Technical Potential | F3 | Industrial | Petroleum | Existing | Space Heating | Natural Gas | Insulation - Ducting | A | Original Unit Winter Peak Savings (kW) | Achievable Technical Potential | 0 | 0 | 0 | 0 | 0 | 0 | 0 | 0 | 0 | 0 | 0 | 0 | 0 | 0 | 0 | 0 | 0 | 0 | 0 | 0 | 0 | 0 | 0 | 0 | 0 | 0 | 0 | 0 | 0 | 0 | 0
F4_Industrial_Petroleum_Existing_Space Heating_Natural Gas_Insulation - Ducting_A_Achievable Technical Potential | F4 | Industrial | Petroleum | Existing | Space Heating | Natural Gas | Insulation - Ducting | A | Standalone Impact on Baseline Energy (%) | Achievable Technical Potential | 0% | 0% | 0% | 0% | 0% | 0.001639% | 0.003649% | 0.006126% | 0.008966% | 0.0122% | 0.01613% | 0.02031% | 0.02458% | 0.02894% | 0.03224% | 0.03517% | 0.0369% | 0.03809% | 0.0389% | 0.03905% | 0.03926% | 0.03943% | 0.03955% | 0.03967% | 0.00039778 | 0.00039877 | 0.00039965 | 0.00040044 | 0 | 0 | 0
F5_Industrial_Petroleum_Existing_Space Heating_Natural Gas_Insulation - Ducting_A_Achievable Technical Potential | F5 | Industrial | Petroleum | Existing | Space Heating | Natural Gas | Insulation - Ducting | A | Standalone Impact on Baseline Summer Peak (%) | Achievable Technical Potential | 0% | 0% | 0% | 0% | 0% | 0% | 0% | 0% | 0% | 0% | 0% | 0% | 0% | 0% | 0% | 0% | 0% | 0% | 0% | 0% | 0% | 0% | 0% | 0% | 0 | 0 | 0 | 0 | 0 | 0 | 0
F6_Industrial_Petroleum_Existing_Space Heating_Natural Gas_Insulation - Ducting_A_Achievable Technical Potential | F6 | Industrial | Petroleum | Existing | Space Heating | Natural Gas | Insulation - Ducting | A | Standalone Impact on Baseline Winter Peak (%) | Achievable Technical Potential | 0% | 0% | 0% | 0% | 0% | 0% | 0% | 0% | 0% | 0% | 0% | 0% | 0% | 0% | 0% | 0% | 0% | 0% | 0% | 0% | 0% | 0% | 0% | 0% | 0 | 0 | 0 | 0 | 0 | 0 | 0
F7_Industrial_Petroleum_Existing_Space Heating_Natural Gas_Insulation - Ducting_A_Achievable Technical Potential | F7 | Industrial | Petroleum | Existing | Space Heating | Natural Gas | Insulation - Ducting | A | Incremental Energy Savings (MWh or mTherms) | Achievable Technical Potential | 0 | 0 | 0 | 0 | 0 | 7.1547e-05 | 8.7008e-05 | 0.00010462 | 0.00012007 | 0.00013541 | 0.00015442 | 0.00016691 | 0.00016822 | 0.00015431 | 0.00013167 | 9.9927e-05 | 6.5523e-05 | 3.7518e-05 | 1.7752e-05 | 7.4548e-06 | 2.6769e-06 | 8.2588e-07 | 1.7778e-07 | 2.8875e-08 | 3.4266e-09 | 0 | 0 | 0 | 0 | 0 | 0
F8_Industrial_Petroleum_Existing_Space Heating_Natural Gas_Insulation - Ducting_A_Achievable Technical Potential | F8 | Industrial | Petroleum | Existing | Space Heating | Natural Gas | Insulation - Ducting | A | Incremental Summer Peak Savings (MW) | Achievable Technical Potential | 0 | 0 | 0 | 0 | 0 | 0 | 0 | 0 | 0 | 0 | 0 | 0 | 0 | 0 | 0 | 0 | 0 | 0 | 0 | 0 | 0 | 0 | 0 | 0 | 0 | 0 | 0 | 0 | 0 | 0 | 0
F9_Industrial_Petroleum_Existing_Space Heating_Natural Gas_Insulation - Ducting_A_Achievable Technical Potential | F9 | Industrial | Petroleum | Existing | Space Heating | Natural Gas | Insulation - Ducting | A | Incremental Winter Peak Savings (MW) | Achievable Technical Potential | 0 | 0 | 0 | 0 | 0 | 0 | 0 | 0 | 0 | 0 | 0 | 0 | 0 | 0 | 0 | 0 | 0 | 0 | 0 | 0 | 0 | 0 | 0 | 0 | 0 | 0 | 0 | 0 | 0 | 0 | 0
F10_Industrial_Petroleum_Existing_Space Heating_Natural Gas_Insulation - Ducting_A_Achievable Technical Potential | F10 | Industrial | Petroleum | Existing | Space Heating | Natural Gas | Insulation - Ducting | A | Cumulative Energy Savings (MWh or mTherms) | Achievable Technical Potential | 0 | 0 | 0 | 0 | 0 | 7.1547e-05 | 0.00015791 | 0.0002607 | 0.00037766 | 0.0005085 | 0.00065684 | 0.00081586 | 0.00097474 | 0.0011184 | 0.0012377 | 0.0013254 | 0.0013785 | 0.0014038 | 0.0014097 | 0.0014051 | 0.0013959 | 0.001385 | 0.001373 | 0.0013614 | 0.0013502 | 0.0013397 | 0.0013299 | 0.0013206 | 0.001312 | 0.0013039 | 0.0012963
F11_Industrial_Petroleum_Existing_Space Heating_Natural Gas_Insulation - Ducting_A_Achievable Technical Potential | F11 | Industrial | Petroleum | Existing | Space Heating | Natural Gas | Insulation - Ducting | A | Cumulative Summer Peak Savings (MW) | Achievable Technical Potential | 0 | 0 | 0 | 0 | 0 | 0 | 0 | 0 | 0 | 0 | 0 | 0 | 0 | 0 | 0 | 0 | 0 | 0 | 0 | 0 | 0 | 0 | 0 | 0 | 0 | 0 | 0 | 0 | 0 | 0 | 0
F12_Industrial_Petroleum_Existing_Space Heating_Natural Gas_Insulation - Ducting_A_Achievable Technical Potential | F12 | Industrial | Petroleum | Existing | Space Heating | Natural Gas | Insulation - Ducting | A | Cumulative Winter Peak Savings (MW) | Achievable Technical Potential | 0 | 0 | 0 | 0 | 0 | 0 | 0 | 0 | 0 | 0 | 0 | 0 | 0 | 0 | 0 | 0 | 0 | 0 | 0 | 0 | 0 | 0 | 0 | 0 | 0 | 0 | 0 | 0 | 0 | 0 | 0
F13_Industrial_Petroleum_Existing_Space Heating_Natural Gas_Insulation - Ducting_A_Achievable Technical Potential | F13 | Industrial | Petroleum | Existing | Space Heating | Natural Gas | Insulation - Ducting | A | Purchases (Incremental) | Achievable Technical Potential | 0 | 0 | 0 | 0 | 0 | 43.8698 | 53.8356 | 65.4905 | 76.0653 | 86.8338 | 100.23 | 109.6534 | 111.7912 | 103.6769 | 89.4593 | 68.5672 | 45.3851 | 26.22 | 12.5118 | 5.2997 | 1.9192 | 0.59714 | 0.12968 | 0.021243 | 0.0025418 | 0 | 0 | 0 | 0 | 0 | 0
F14_Industrial_Petroleum_Existing_Space Heating_Natural Gas_Insulation - Ducting_A_Achievable Technical Potential | F14 | Industrial | Petroleum | Existing | Space Heating | Natural Gas | Insulation - Ducting | A | Purchases (Cumulative) | Achievable Technical Potential | 0 | 0 | 0 | 0 | 0 | 43.8698 | 97.7055 | 163.196 | 239.2613 | 326.0951 | 426.3251 | 535.9785 | 647.7697 | 751.4466 | 840.9059 | 909.4732 | 954.8583 | 981.0783 | 993.5902 | 998.8899 | 1000.8091 | 1001.4063 | 1001.536 | 1001.5572 | 1001.5597 | 1001.5597 | 1001.5597 | 1001.5597 | 1001.5597 | 1001.5597 | 1001.5597
F1_Industrial_Petroleum_Existing_Space Heating_Natural Gas_HVAC - Duct Repair and Sealing_A_Achievable Technical Potential | F1 | Industrial | Petroleum | Existing | Space Heating | Natural Gas | HVAC - Duct Repair and Sealing | A | Original Unit Energy Savings (kWh or therms) | Achievable Technical Potential | 0 | 0 | 0 | 0 | 0 | 0.0038394 | 0.0038048 | 0.0037607 | 0.003716 | 0.0036711 | 0.0036271 | 0.0035835 | 0.0035425 | 0.0035039 | 0.003465 | 0.0034309 | 0.0033988 | 0.0033686 | 0.0033402 | 0.0033115 | 0.0032836 | 0.003256 | 0.0032274 | 0.0032 | 0.0031737 | 0.003149 | 0.0031259 | 0.0031042 | 0.0030839 | 0.0030649 | 0.0030471
F2_Industrial_Petroleum_Existing_Space Heating_Natural Gas_HVAC - Duct Repair and Sealing_A_Achievable Technical Potential | F2 | Industrial | Petroleum | Existing | Space Heating | Natural Gas | HVAC - Duct Repair and Sealing | A | Original Unit Summer Peak Savings (kW) | Achievable Technical Potential | 0 | 0 | 0 | 0 | 0 | 0 | 0 | 0 | 0 | 0 | 0 | 0 | 0 | 0 | 0 | 0 | 0 | 0 | 0 | 0 | 0 | 0 | 0 | 0 | 0 | 0 | 0 | 0 | 0 | 0 | 0
F3_Industrial_Petroleum_Existing_Space Heating_Natural Gas_HVAC - Duct Repair and Sealing_A_Achievable Technical Potential | F3 | Industrial | Petroleum | Existing | Space Heating | Natural Gas | HVAC - Duct Repair and Sealing | A | Original Unit Winter Peak Savings (kW) | Achievable Technical Potential | 0 | 0 | 0 | 0 | 0 | 0 | 0 | 0 | 0 | 0 | 0 | 0 | 0 | 0 | 0 | 0 | 0 | 0 | 0 | 0 | 0 | 0 | 0 | 0 | 0 | 0 | 0 | 0 | 0 | 0 | 0
F4_Industrial_Petroleum_Existing_Space Heating_Natural Gas_HVAC - Duct Repair and Sealing_A_Achievable Technical Potential | F4 | Industrial | Petroleum | Existing | Space Heating | Natural Gas | HVAC - Duct Repair and Sealing | A | Standalone Impact on Baseline Energy (%) | Achievable Technical Potential | 0% | 0% | 0% | 0% | 0% | 0.007849% | 0.0157% | 0.02361% | 0.0314% | 0.03916% | 0.04743% | 0.05531% | 0.06316% | 0.07191% | 0.07935% | 0.08783% | 0.09554% | 0.1037% | 0.1124% | 0.12% | 0.1282% | 0.1364% | 0.1445% | 0.1527% | 0.0016085 | 0.0016125 | 0.0016161 | 0.0016193 | 0 | 0 | 0
F5_Industrial_Petroleum_Existing_Space Heating_Natural Gas_HVAC - Duct Repair and Sealing_A_Achievable Technical Potential | F5 | Industrial | Petroleum | Existing | Space Heating | Natural Gas | HVAC - Duct Repair and Sealing | A | Standalone Impact on Baseline Summer Peak (%) | Achievable Technical Potential | 0% | 0% | 0% | 0% | 0% | 0% | 0% | 0% | 0% | 0% | 0% | 0% | 0% | 0% | 0% | 0% | 0% | 0% | 0% | 0% | 0% | 0% | 0% | 0% | 0 | 0 | 0 | 0 | 0 | 0 | 0
F6_Industrial_Petroleum_Existing_Space Heating_Natural Gas_HVAC - Duct Repair and Sealing_A_Achievable Technical Potential | F6 | Industrial | Petroleum | Existing | Space Heating | Natural Gas | HVAC - Duct Repair and Sealing | A | Standalone Impact on Baseline Winter Peak (%) | Achievable Technical Potential | 0% | 0% | 0% | 0% | 0% | 0% | 0% | 0% | 0% | 0% | 0% | 0% | 0% | 0% | 0% | 0% | 0% | 0% | 0% | 0% | 0% | 0% | 0% | 0% | 0 | 0 | 0 | 0 | 0 | 0 | 0
F7_Industrial_Petroleum_Existing_Space Heating_Natural Gas_HVAC - Duct Repair and Sealing_A_Achievable Technical Potential | F7 | Industrial | Petroleum | Existing | Space Heating | Natural Gas | HVAC - Duct Repair and Sealing | A | Incremental Energy Savings (MWh or mTherms) | Achievable Technical Potential | 0 | 0 | 0 | 0 | 0 | 0.00034275 | 0.00033947 | 0.00033356 | 0.00032977 | 0.00032605 | 0.00031806 | 0.00031338 | 0.00030916 | 0.00030093 | 0.00029873 | 0.00029297 | 0.00029026 | 0.00028624 | 0.00028129 | 0.0002792 | 0.00027571 | 0.00027233 | 0.00026896 | 0.00026577 | 0.00026275 | 0 | 0 | 0 | 0 | 0 | 0
F8_Industrial_Petroleum_Existing_Space Heating_Natural Gas_HVAC - Duct Repair and Sealing_A_Achievable Technical Potential | F8 | Industrial | Petroleum | Existing | Space Heating | Natural Gas | HVAC - Duct Repair and Sealing | A | Incremental Summer Peak Savings (MW) | Achievable Technical Potential | 0 | 0 | 0 | 0 | 0 | 0 | 0 | 0 | 0 | 0 | 0 | 0 | 0 | 0 | 0 | 0 | 0 | 0 | 0 | 0 | 0 | 0 | 0 | 0 | 0 | 0 | 0 | 0 | 0 | 0 | 0
F9_Industrial_Petroleum_Existing_Space Heating_Natural Gas_HVAC - Duct Repair and Sealing_A_Achievable Technical Potential | F9 | Industrial | Petroleum | Existing | Space Heating | Natural Gas | HVAC - Duct Repair and Sealing | A | Incremental Winter Peak Savings (MW) | Achievable Technical Potential | 0 | 0 | 0 | 0 | 0 | 0 | 0 | 0 | 0 | 0 | 0 | 0 | 0 | 0 | 0 | 0 | 0 | 0 | 0 | 0 | 0 | 0 | 0 | 0 | 0 | 0 | 0 | 0 | 0 | 0 | 0
F10_Industrial_Petroleum_Existing_Space Heating_Natural Gas_HVAC - Duct Repair and Sealing_A_Achievable Technical Potential | F10 | Industrial | Petroleum | Existing | Space Heating | Natural Gas | HVAC - Duct Repair and Sealing | A | Cumulative Energy Savings (MWh or mTherms) | Achievable Technical Potential | 0 | 0 | 0 | 0 | 0 | 0.00034275 | 0.00067912 | 0.0010048 | 0.0013226 | 0.0016327 | 0.0019312 | 0.0022214 | 0.0025051 | 0.0027787 | 0.0030466 | 0.0033096 | 0.0035688 | 0.0038234 | 0.0040725 | 0.0043167 | 0.0045561 | 0.00479 | 0.005017 | 0.0052402 | 0.0054598 | 0.0054173 | 0.0053775 | 0.0053402 | 0.0053053 | 0.0052726 | 0.005242
F11_Industrial_Petroleum_Existing_Space Heating_Natural Gas_HVAC - Duct Repair and Sealing_A_Achievable Technical Potential | F11 | Industrial | Petroleum | Existing | Space Heating | Natural Gas | HVAC - Duct Repair and Sealing | A | Cumulative Summer Peak Savings (MW) | Achievable Technical Potential | 0 | 0 | 0 | 0 | 0 | 0 | 0 | 0 | 0 | 0 | 0 | 0 | 0 | 0 | 0 | 0 | 0 | 0 | 0 | 0 | 0 | 0 | 0 | 0 | 0 | 0 | 0 | 0 | 0 | 0 | 0
F12_Industrial_Petroleum_Existing_Space Heating_Natural Gas_HVAC - Duct Repair and Sealing_A_Achievable Technical Potential | F12 | Industrial | Petroleum | Existing | Space Heating | Natural Gas | HVAC - Duct Repair and Sealing | A | Cumulative Winter Peak Savings (MW) | Achievable Technical Potential | 0 | 0 | 0 | 0 | 0 | 0 | 0 | 0 | 0 | 0 | 0 | 0 | 0 | 0 | 0 | 0 | 0 | 0 | 0 | 0 | 0 | 0 | 0 | 0 | 0 | 0 | 0 | 0 | 0 | 0 | 0
F13_Industrial_Petroleum_Existing_Space Heating_Natural Gas_HVAC - Duct Repair and Sealing_A_Achievable Technical Potential | F13 | Industrial | Petroleum | Existing | Space Heating | Natural Gas | HVAC - Duct Repair and Sealing | A | Purchases (Incremental) | Achievable Technical Potential | 0 | 0 | 0 | 0 | 0 | 89.27 | 89.221 | 88.6949 | 88.7428 | 88.8162 | 87.6883 | 87.4487 | 87.2711 | 85.8853 | 86.2132 | 85.3911 | 85.4022 | 84.9723 | 84.2144 | 84.3141 | 83.9655 | 83.6389 | 83.3341 | 83.051 | 82.7891 | 0 | 0 | 0 | 0 | 0 | 0
F14_Industrial_Petroleum_Existing_Space Heating_Natural Gas_HVAC - Duct Repair and Sealing_A_Achievable Technical Potential | F14 | Industrial | Petroleum | Existing | Space Heating | Natural Gas | HVAC - Duct Repair and Sealing | A | Purchases (Cumulative) | Achievable Technical Potential | 0 | 0 | 0 | 0 | 0 | 89.27 | 178.4911 | 267.1859 | 355.9288 | 444.745 | 532.4333 | 619.882 | 707.1532 | 793.0385 | 879.2517 | 964.6428 | 1050.0449 | 1135.0172 | 1219.2316 | 1303.5457 | 1387.5112 | 1471.1501 | 1554.4842 | 1637.5352 | 1720.3242 | 1720.3242 | 1720.3242 | 1720.3242 | 1720.3242 | 1720.3242 | 1720.3242
F1_Industrial_Petroleum_Existing_Space Heating_Natural Gas_Windows - High Efficiency_A_Achievable Technical Potential | F1 | Industrial | Petroleum | Existing | Space Heating | Natural Gas | Windows - High Efficiency | A | Original Unit Energy Savings (kWh or therms) | Achievable Technical Potential | 0 | 0 | 0 | 0 | 0 | 0.005609 | 0.0055611 | 0.0055023 | 0.0054427 | 0.0053829 | 0.0053244 | 0.0052665 | 0.0052116 | 0.0051596 | 0.0051067 | 0.0050601 | 0.0050159 | 0.004974 | 0.0049342 | 0.0048941 | 0.0048553 | 0.0048163 | 0.0047766 | 0.0047384 | 0.0047014 | 0.0046669 | 0.0046347 | 0.0046047 | 0 | 0 | 0
F2_Industrial_Petroleum_Existing_Space Heating_Natural Gas_Windows - High Efficiency_A_Achievable Technical Potential | F2 | Industrial | Petroleum | Existing | Space Heating | Natural Gas | Windows - High Efficiency | A | Original Unit Summer Peak Savings (kW) | Achievable Technical Potential | 0 | 0 | 0 | 0 | 0 | 0 | 0 | 0 | 0 | 0 | 0 | 0 | 0 | 0 | 0 | 0 | 0 | 0 | 0 | 0 | 0 | 0 | 0 | 0 | 0 | 0 | 0 | 0 | 0 | 0 | 0
F3_Industrial_Petroleum_Existing_Space Heating_Natural Gas_Windows - High Efficiency_A_Achievable Technical Potential | F3 | Industrial | Petroleum | Existing | Space Heating | Natural Gas | Windows - High Efficiency | A | Original Unit Winter Peak Savings (kW) | Achievable Technical Potential | 0 | 0 | 0 | 0 | 0 | 0 | 0 | 0 | 0 | 0 | 0 | 0 | 0 | 0 | 0 | 0 | 0 | 0 | 0 | 0 | 0 | 0 | 0 | 0 | 0 | 0 | 0 | 0 | 0 | 0 | 0
F4_Industrial_Petroleum_Existing_Space Heating_Natural Gas_Windows - High Efficiency_A_Achievable Technical Potential | F4 | Industrial | Petroleum | Existing | Space Heating | Natural Gas | Windows - High Efficiency | A | Standalone Impact on Baseline Energy (%) | Achievable Technical Potential | 0% | 0% | 0% | 0% | 0% | 0.004412% | 0.01323% | 0.02897% | 0.05443% | 0.09305% | 0.1496% | 0.2254% | 0.3235% | 0.4495% | 0.5902% | 0.7557% | 0.9255% | 1.101% | 1.272% | 1.412% | 1.535% | 1.63% | 1.698% | 1.743% | 0.017746 | 0.017798 | 0.017846 | 0.017889 | 0 | 0 | 0
F5_Industrial_Petroleum_Existing_Space Heating_Natural Gas_Windows - High Efficiency_A_Achievable Technical Potential | F5 | Industrial | Petroleum | Existing | Space Heating | Natural Gas | Windows - High Efficiency | A | Standalone Impact on Baseline Summer Peak (%) | Achievable Technical Potential | 0% | 0% | 0% | 0% | 0% | 0% | 0% | 0% | 0% | 0% | 0% | 0% | 0% | 0% | 0% | 0% | 0% | 0% | 0% | 0% | 0% | 0% | 0% | 0% | 0 | 0 | 0 | 0 | 0 | 0 | 0
F6_Industrial_Petroleum_Existing_Space Heating_Natural Gas_Windows - High Efficiency_A_Achievable Technical Potential | F6 | Industrial | Petroleum | Existing | Space Heating | Natural Gas | Windows - High Efficiency | A | Standalone Impact on Baseline Winter Peak (%) | Achievable Technical Potential | 0% | 0% | 0% | 0% | 0% | 0% | 0% | 0% | 0% | 0% | 0% | 0% | 0% | 0% | 0% | 0% | 0% | 0% | 0% | 0% | 0% | 0% | 0% | 0% | 0 | 0 | 0 | 0 | 0 | 0 | 0
F7_Industrial_Petroleum_Existing_Space Heating_Natural Gas_Windows - High Efficiency_A_Achievable Technical Potential | F7 | Industrial | Petroleum | Existing | Space Heating | Natural Gas | Windows - High Efficiency | A | Incremental Energy Savings (MWh or mTherms) | Achievable Technical Potential | 0 | 0 | 0 | 0 | 0 | 0.00019267 | 0.00038163 | 0.00066647 | 0.0010729 | 0.001612 | 0.0022547 | 0.0030254 | 0.0038732 | 0.0046673 | 0.0054683 | 0.0060211 | 0.0063501 | 0.0062916 | 0.005831 | 0.0050911 | 0.0041596 | 0.0031431 | 0.0021502 | 0.0013581 | 0.00087603 | 0 | 0 | 0 | 0 | 0 | 0
F8_Industrial_Petroleum_Existing_Space Heating_Natural Gas_Windows - High Efficiency_A_Achievable Technical Potential | F8 | Industrial | Petroleum | Existing | Space Heating | Natural Gas | Windows - High Efficiency | A | Incremental Summer Peak Savings (MW) | Achievable Technical Potential | 0 | 0 | 0 | 0 | 0 | 0 | 0 | 0 | 0 | 0 | 0 | 0 | 0 | 0 | 0 | 0 | 0 | 0 | 0 | 0 | 0 | 0 | 0 | 0 | 0 | 0 | 0 | 0 | 0 | 0 | 0
F9_Industrial_Petroleum_Existing_Space Heating_Natural Gas_Windows - High Efficiency_A_Achievable Technical Potential | F9 | Industrial | Petroleum | Existing | Space Heating | Natural Gas | Windows - High Efficiency | A | Incremental Winter Peak Savings (MW) | Achievable Technical Potential | 0 | 0 | 0 | 0 | 0 | 0 | 0 | 0 | 0 | 0 | 0 | 0 | 0 | 0 | 0 | 0 | 0 | 0 | 0 | 0 | 0 | 0 | 0 | 0 | 0 | 0 | 0 | 0 | 0 | 0 | 0
F10_Industrial_Petroleum_Existing_Space Heating_Natural Gas_Windows - High Efficiency_A_Achievable Technical Potential | F10 | Industrial | Petroleum | Existing | Space Heating | Natural Gas | Windows - High Efficiency | A | Cumulative Energy Savings (MWh or mTherms) | Achievable Technical Potential | 0 | 0 | 0 | 0 | 0 | 0.00019267 | 0.00057264 | 0.0012331 | 0.0022927 | 0.0038795 | 0.0060921 | 0.0090512 | 0.01283 | 0.017369 | 0.02266 | 0.028474 | 0.034575 | 0.040578 | 0.046085 | 0.050801 | 0.054557 | 0.057263 | 0.058941 | 0.059828 | 0.060237 | 0.059794 | 0.059382 | 0.058997 | 0 | 0 | 0
F11_Industrial_Petroleum_Existing_Space Heating_Natural Gas_Windows - High Efficiency_A_Achievable Technical Potential | F11 | Industrial | Petroleum | Existing | Space Heating | Natural Gas | Windows - High Efficiency | A | Cumulative Summer Peak Savings (MW) | Achievable Technical Potential | 0 | 0 | 0 | 0 | 0 | 0 | 0 | 0 | 0 | 0 | 0 | 0 | 0 | 0 | 0 | 0 | 0 | 0 | 0 | 0 | 0 | 0 | 0 | 0 | 0 | 0 | 0 | 0 | 0 | 0 | 0
F12_Industrial_Petroleum_Existing_Space Heating_Natural Gas_Windows - High Efficiency_A_Achievable Technical Potential | F12 | Industrial | Petroleum | Existing | Space Heating | Natural Gas | Windows - High Efficiency | A | Cumulative Winter Peak Savings (MW) | Achievable Technical Potential | 0 | 0 | 0 | 0 | 0 | 0 | 0 | 0 | 0 | 0 | 0 | 0 | 0 | 0 | 0 | 0 | 0 | 0 | 0 | 0 | 0 | 0 | 0 | 0 | 0 | 0 | 0 | 0 | 0 | 0 | 0
F13_Industrial_Petroleum_Existing_Space Heating_Natural Gas_Windows - High Efficiency_A_Achievable Technical Potential | F13 | Industrial | Petroleum | Existing | Space Heating | Natural Gas | Windows - High Efficiency | A | Purchases (Incremental) | Achievable Technical Potential | 0 | 0 | 0 | 0 | 0 | 34.3494 | 68.6245 | 121.1273 | 197.1367 | 299.4734 | 423.4632 | 574.4522 | 743.1854 | 904.5958 | 1070.8062 | 1189.9183 | 1266.0133 | 1264.9003 | 1181.7458 | 1040.2497 | 856.7175 | 652.5889 | 450.1461 | 286.616 | 186.334 | 0 | 0 | 0 | 0 | 0 | 0
F14_Industrial_Petroleum_Existing_Space Heating_Natural Gas_Windows - High Efficiency_A_Achievable Technical Potential | F14 | Industrial | Petroleum | Existing | Space Heating | Natural Gas | Windows - High Efficiency | A | Purchases (Cumulative) | Achievable Technical Potential | 0 | 0 | 0 | 0 | 0 | 34.3494 | 102.9739 | 224.1012 | 421.2379 | 720.7113 | 1144.1746 | 1718.6267 | 2461.8122 | 3366.408 | 4437.2142 | 5627.1325 | 6893.1458 | 8158.0461 | 9339.7919 | 10380.0416 | 11236.7591 | 11889.348 | 12339.4942 | 12626.1102 | 12812.4443 | 12812.4443 | 12812.4443 | 12812.4443 | 12812.4443 | 12812.4443 | 12812.4443
F1_Industrial_Petroleum_Existing_Space Heating_Natural Gas_Gas Boiler - Maintenance_A_Achievable Technical Potential | F1 | Industrial | Petroleum | Existing | Space Heating | Natural Gas | Gas Boiler - Maintenance | A | Original Unit Energy Savings (kWh or therms) | Achievable Technical Potential | 0 | 0 | 0 | 0 | 0 | 105.2573 | 104.544 | 103.8353 | 103.1229 | 102.4124 | 101.722 | 101.0384 | 100.3621 | 99.6935 | 98.9859 | 98.3364 | 97.6942 | 97.0626 | 96.4402 | 95.8165 | 95.2142 | 94.5873 | 93.982 | 93.3958 | 92.8059 | 92.2675 | 91.7762 | 91.3279 | 90.9187 | 90.5453 | 90.2044
F2_Industrial_Petroleum_Existing_Space Heating_Natural Gas_Gas Boiler - Maintenance_A_Achievable Technical Potential | F2 | Industrial | Petroleum | Existing | Space Heating | Natural Gas | Gas Boiler - Maintenance | A | Original Unit Summer Peak Savings (kW) | Achievable Technical Potential | 0 | 0 | 0 | 0 | 0 | 0 | 0 | 0 | 0 | 0 | 0 | 0 | 0 | 0 | 0 | 0 | 0 | 0 | 0 | 0 | 0 | 0 | 0 | 0 | 0 | 0 | 0 | 0 | 0 | 0 | 0
F3_Industrial_Petroleum_Existing_Space Heating_Natural Gas_Gas Boiler - Maintenance_A_Achievable Technical Potential | F3 | Industrial | Petroleum | Existing | Space Heating | Natural Gas | Gas Boiler - Maintenance | A | Original Unit Winter Peak Savings (kW) | Achievable Technical Potential | 0 | 0 | 0 | 0 | 0 | 0 | 0 | 0 | 0 | 0 | 0 | 0 | 0 | 0 | 0 | 0 | 0 | 0 | 0 | 0 | 0 | 0 | 0 | 0 | 0 | 0 | 0 | 0 | 0 | 0 | 0
F4_Industrial_Petroleum_Existing_Space Heating_Natural Gas_Gas Boiler - Maintenance_A_Achievable Technical Potential | F4 | Industrial | Petroleum | Existing | Space Heating | Natural Gas | Gas Boiler - Maintenance | A | Standalone Impact on Baseline Energy (%) | Achievable Technical Potential | 0% | 0% | 0% | 0% | 0% | 0.008697% | 0.01482% | 0.01921% | 0.0226% | 0.02559% | 0.02857% | 0.03095% | 0.03299% | 0.03521% | 0.03651% | 0.03807% | 0.03901% | 0.03996% | 0.04091% | 0.04134% | 0.04196% | 0.04248% | 0.04297% | 0.04341% | 0.00043787 | 0.00043983 | 0.00044171 | 0.00044349 | 0 | 0 | 0
F5_Industrial_Petroleum_Existing_Space Heating_Natural Gas_Gas Boiler - Maintenance_A_Achievable Technical Potential | F5 | Industrial | Petroleum | Existing | Space Heating | Natural Gas | Gas Boiler - Maintenance | A | Standalone Impact on Baseline Summer Peak (%) | Achievable Technical Potential | 0% | 0% | 0% | 0% | 0% | 0% | 0% | 0% | 0% | 0% | 0% | 0% | 0% | 0% | 0% | 0% | 0% | 0% | 0% | 0% | 0% | 0% | 0% | 0% | 0 | 0 | 0 | 0 | 0 | 0 | 0
F6_Industrial_Petroleum_Existing_Space Heating_Natural Gas_Gas Boiler - Maintenance_A_Achievable Technical Potential | F6 | Industrial | Petroleum | Existing | Space Heating | Natural Gas | Gas Boiler - Maintenance | A | Standalone Impact on Baseline Winter Peak (%) | Achievable Technical Potential | 0% | 0% | 0% | 0% | 0% | 0% | 0% | 0% | 0% | 0% | 0% | 0% | 0% | 0% | 0% | 0% | 0% | 0% | 0% | 0% | 0% | 0% | 0% | 0% | 0 | 0 | 0 | 0 | 0 | 0 | 0
F7_Industrial_Petroleum_Existing_Space Heating_Natural Gas_Gas Boiler - Maintenance_A_Achievable Technical Potential | F7 | Industrial | Petroleum | Existing | Space Heating | Natural Gas | Gas Boiler - Maintenance | A | Incremental Energy Savings (MWh or mTherms) | Achievable Technical Potential | 0 | 0 | 0 | 0 | 0 | 0.00037977 | 0.00026424 | 0.00018061 | 0.00013977 | 0.00012172 | 0.00010329 | 8.765e-05 | 7.3819e-05 | 6.0884e-05 | 5.0895e-05 | 4.1787e-05 | 3.2336e-05 | 2.4894e-05 | 1.9092e-05 | 1.479e-05 | 1.3439e-05 | 1.0408e-05 | 8.8723e-06 | 7.3698e-06 | 5.8963e-06 | 0 | 0 | 0 | 0 | 0 | 0
F8_Industrial_Petroleum_Existing_Space Heating_Natural Gas_Gas Boiler - Maintenance_A_Achievable Technical Potential | F8 | Industrial | Petroleum | Existing | Space Heating | Natural Gas | Gas Boiler - Maintenance | A | Incremental Summer Peak Savings (MW) | Achievable Technical Potential | 0 | 0 | 0 | 0 | 0 | 0 | 0 | 0 | 0 | 0 | 0 | 0 | 0 | 0 | 0 | 0 | 0 | 0 | 0 | 0 | 0 | 0 | 0 | 0 | 0 | 0 | 0 | 0 | 0 | 0 | 0
F9_Industrial_Petroleum_Existing_Space Heating_Natural Gas_Gas Boiler - Maintenance_A_Achievable Technical Potential | F9 | Industrial | Petroleum | Existing | Space Heating | Natural Gas | Gas Boiler - Maintenance | A | Incremental Winter Peak Savings (MW) | Achievable Technical Potential | 0 | 0 | 0 | 0 | 0 | 0 | 0 | 0 | 0 | 0 | 0 | 0 | 0 | 0 | 0 | 0 | 0 | 0 | 0 | 0 | 0 | 0 | 0 | 0 | 0 | 0 | 0 | 0 | 0 | 0 | 0
F10_Industrial_Petroleum_Existing_Space Heating_Natural Gas_Gas Boiler - Maintenance_A_Achievable Technical Potential | F10 | Industrial | Petroleum | Existing | Space Heating | Natural Gas | Gas Boiler - Maintenance | A | Cumulative Energy Savings (MWh or mTherms) | Achievable Technical Potential | 0 | 0 | 0 | 0 | 0 | 0.00037977 | 0.00064144 | 0.0008177 | 0.00095186 | 0.001067 | 0.0011631 | 0.0012429 | 0.0013084 | 0.0013606 | 0.0014019 | 0.0014344 | 0.0014574 | 0.0014729 | 0.0014825 | 0.0014877 | 0.0014918 | 0.0014924 | 0.0014917 | 0.0014898 | 0.0014863 | 0.0014777 | 0.0014698 | 0.0014626 | 0.0014561 | 0.0014501 | 0.0014446
F11_Industrial_Petroleum_Existing_Space Heating_Natural Gas_Gas Boiler - Maintenance_A_Achievable Technical Potential | F11 | Industrial | Petroleum | Existing | Space Heating | Natural Gas | Gas Boiler - Maintenance | A | Cumulative Summer Peak Savings (MW) | Achievable Technical Potential | 0 | 0 | 0 | 0 | 0 | 0 | 0 | 0 | 0 | 0 | 0 | 0 | 0 | 0 | 0 | 0 | 0 | 0 | 0 | 0 | 0 | 0 | 0 | 0 | 0 | 0 | 0 | 0 | 0 | 0 | 0
F12_Industrial_Petroleum_Existing_Space Heating_Natural Gas_Gas Boiler - Maintenance_A_Achievable Technical Potential | F12 | Industrial | Petroleum | Existing | Space Heating | Natural Gas | Gas Boiler - Maintenance | A | Cumulative Winter Peak Savings (MW) | Achievable Technical Potential | 0 | 0 | 0 | 0 | 0 | 0 | 0 | 0 | 0 | 0 | 0 | 0 | 0 | 0 | 0 | 0 | 0 | 0 | 0 | 0 | 0 | 0 | 0 | 0 | 0 | 0 | 0 | 0 | 0 | 0 | 0
F13_Industrial_Petroleum_Existing_Space Heating_Natural Gas_Gas Boiler - Maintenance_A_Achievable Technical Potential | F13 | Industrial | Petroleum | Existing | Space Heating | Natural Gas | Gas Boiler - Maintenance | A | Purchases (Incremental) | Achievable Technical Potential | 0 | 0 | 0 | 0 | 0 | 0.003608 | 0.0025275 | 0.0017394 | 0.0013554 | 0.0011885 | 0.0010154 | 0.00086749 | 0.00073553 | 0.00061071 | 0.00051416 | 0.00042494 | 0.00033099 | 0.00025648 | 0.00019796 | 0.00015436 | 0.00014115 | 0.00011003 | 9.4405e-05 | 7.8909e-05 | 6.3533e-05 | 0 | 0 | 0 | 0 | 0 | 0
F14_Industrial_Petroleum_Existing_Space Heating_Natural Gas_Gas Boiler - Maintenance_A_Achievable Technical Potential | F14 | Industrial | Petroleum | Existing | Space Heating | Natural Gas | Gas Boiler - Maintenance | A | Purchases (Cumulative) | Achievable Technical Potential | 0 | 0 | 0 | 0 | 0 | 0.003608 | 0.0061356 | 0.007875 | 0.0092304 | 0.010419 | 0.011434 | 0.012302 | 0.013037 | 0.013648 | 0.014162 | 0.014587 | 0.014918 | 0.015175 | 0.015373 | 0.015527 | 0.015668 | 0.015778 | 0.015872 | 0.015951 | 0.016015 | 0.016015 | 0.016015 | 0.016015 | 0.016015 | 0.016015 | 0.016015
F1_Industrial_Petroleum_Existing_Process_Natural Gas_Gas Boiler - Maintenance_A_Achievable Technical Potential | F1 | Industrial | Petroleum | Existing | Process | Natural Gas | Gas Boiler - Maintenance | A | Original Unit Energy Savings (kWh or therms) | Achievable Technical Potential | 0 | 0 | 0 | 0 | 0 | 536.7637 | 536.7637 | 536.7637 | 536.7637 | 536.7637 | 536.7637 | 536.7637 | 536.7637 | 536.7637 | 536.7637 | 536.7637 | 536.7637 | 536.7637 | 536.7637 | 536.7637 | 536.7637 | 536.7637 | 536.7637 | 536.7637 | 536.7637 | 536.7637 | 536.7637 | 536.7637 | 536.7637 | 536.7637 | 536.7637
F2_Industrial_Petroleum_Existing_Process_Natural Gas_Gas Boiler - Maintenance_A_Achievable Technical Potential | F2 | Industrial | Petroleum | Existing | Process | Natural Gas | Gas Boiler - Maintenance | A | Original Unit Summer Peak Savings (kW) | Achievable Technical Potential | 0 | 0 | 0 | 0 | 0 | 0 | 0 | 0 | 0 | 0 | 0 | 0 | 0 | 0 | 0 | 0 | 0 | 0 | 0 | 0 | 0 | 0 | 0 | 0 | 0 | 0 | 0 | 0 | 0 | 0 | 0
F3_Industrial_Petroleum_Existing_Process_Natural Gas_Gas Boiler - Maintenance_A_Achievable Technical Potential | F3 | Industrial | Petroleum | Existing | Process | Natural Gas | Gas Boiler - Maintenance | A | Original Unit Winter Peak Savings (kW) | Achievable Technical Potential | 0 | 0 | 0 | 0 | 0 | 0 | 0 | 0 | 0 | 0 | 0 | 0 | 0 | 0 | 0 | 0 | 0 | 0 | 0 | 0 | 0 | 0 | 0 | 0 | 0 | 0 | 0 | 0 | 0 | 0 | 0
F4_Industrial_Petroleum_Existing_Process_Natural Gas_Gas Boiler - Maintenance_A_Achievable Technical Potential | F4 | Industrial | Petroleum | Existing | Process | Natural Gas | Gas Boiler - Maintenance | A | Standalone Impact on Baseline Energy (%) | Achievable Technical Potential | 0% | 0% | 0% | 0% | 0% | 0.01411% | 0.024% | 0.03099% | 0.03631% | 0.04095% | 0.04551% | 0.0491% | 0.05214% | 0.05547% | 0.05734% | 0.05963% | 0.06097% | 0.06233% | 0.06371% | 0.06428% | 0.06513% | 0.06585% | 0.06648% | 0.06704% | 0.0006752 | 0.00067717 | 0.00067898 | 0.00068063 | 0 | 0 | 0
F5_Industrial_Petroleum_Existing_Process_Natural Gas_Gas Boiler - Maintenance_A_Achievable Technical Potential | F5 | Industrial | Petroleum | Existing | Process | Natural Gas | Gas Boiler - Maintenance | A | Standalone Impact on Baseline Summer Peak (%) | Achievable Technical Potential | 0% | 0% | 0% | 0% | 0% | 0% | 0% | 0% | 0% | 0% | 0% | 0% | 0% | 0% | 0% | 0% | 0% | 0% | 0% | 0% | 0% | 0% | 0% | 0% | 0 | 0 | 0 | 0 | 0 | 0 | 0
F6_Industrial_Petroleum_Existing_Process_Natural Gas_Gas Boiler - Maintenance_A_Achievable Technical Potential | F6 | Industrial | Petroleum | Existing | Process | Natural Gas | Gas Boiler - Maintenance | A | Standalone Impact on Baseline Winter Peak (%) | Achievable Technical Potential | 0% | 0% | 0% | 0% | 0% | 0% | 0% | 0% | 0% | 0% | 0% | 0% | 0% | 0% | 0% | 0% | 0% | 0% | 0% | 0% | 0% | 0% | 0% | 0% | 0 | 0 | 0 | 0 | 0 | 0 | 0
F7_Industrial_Petroleum_Existing_Process_Natural Gas_Gas Boiler - Maintenance_A_Achievable Technical Potential | F7 | Industrial | Petroleum | Existing | Process | Natural Gas | Gas Boiler - Maintenance | A | Incremental Energy Savings (MWh or mTherms) | Achievable Technical Potential | 0 | 0 | 0 | 0 | 0 | 0.1538 | 0.10774 | 0.074144 | 0.057775 | 0.050661 | 0.043282 | 0.036978 | 0.031353 | 0.026032 | 0.021917 | 0.018114 | 0.014109 | 0.010933 | 0.0084383 | 0.0065796 | 0.0060165 | 0.0046902 | 0.0040241 | 0.0033636 | 0.0027082 | 0 | 0 | 0 | 0 | 0 | 0
F8_Industrial_Petroleum_Existing_Process_Natural Gas_Gas Boiler - Maintenance_A_Achievable Technical Potential | F8 | Industrial | Petroleum | Existing | Process | Natural Gas | Gas Boiler - Maintenance | A | Incremental Summer Peak Savings (MW) | Achievable Technical Potential | 0 | 0 | 0 | 0 | 0 | 0 | 0 | 0 | 0 | 0 | 0 | 0 | 0 | 0 | 0 | 0 | 0 | 0 | 0 | 0 | 0 | 0 | 0 | 0 | 0 | 0 | 0 | 0 | 0 | 0 | 0
F9_Industrial_Petroleum_Existing_Process_Natural Gas_Gas Boiler - Maintenance_A_Achievable Technical Potential | F9 | Industrial | Petroleum | Existing | Process | Natural Gas | Gas Boiler - Maintenance | A | Incremental Winter Peak Savings (MW) | Achievable Technical Potential | 0 | 0 | 0 | 0 | 0 | 0 | 0 | 0 | 0 | 0 | 0 | 0 | 0 | 0 | 0 | 0 | 0 | 0 | 0 | 0 | 0 | 0 | 0 | 0 | 0 | 0 | 0 | 0 | 0 | 0 | 0
F10_Industrial_Petroleum_Existing_Process_Natural Gas_Gas Boiler - Maintenance_A_Achievable Technical Potential | F10 | Industrial | Petroleum | Existing | Process | Natural Gas | Gas Boiler - Maintenance | A | Cumulative Energy Savings (MWh or mTherms) | Achievable Technical Potential | 0 | 0 | 0 | 0 | 0 | 0.1538 | 0.26153 | 0.33568 | 0.39345 | 0.44411 | 0.4874 | 0.52437 | 0.55573 | 0.58176 | 0.60368 | 0.62179 | 0.6359 | 0.64683 | 0.65527 | 0.66185 | 0.66787 | 0.67256 | 0.67658 | 0.67994 | 0.68265 | 0.68265 | 0.68265 | 0.68265 | 0.68265 | 0.68265 | 0.68265
F11_Industrial_Petroleum_Existing_Process_Natural Gas_Gas Boiler - Maintenance_A_Achievable Technical Potential | F11 | Industrial | Petroleum | Existing | Process | Natural Gas | Gas Boiler - Maintenance | A | Cumulative Summer Peak Savings (MW) | Achievable Technical Potential | 0 | 0 | 0 | 0 | 0 | 0 | 0 | 0 | 0 | 0 | 0 | 0 | 0 | 0 | 0 | 0 | 0 | 0 | 0 | 0 | 0 | 0 | 0 | 0 | 0 | 0 | 0 | 0 | 0 | 0 | 0
F12_Industrial_Petroleum_Existing_Process_Natural Gas_Gas Boiler - Maintenance_A_Achievable Technical Potential | F12 | Industrial | Petroleum | Existing | Process | Natural Gas | Gas Boiler - Maintenance | A | Cumulative Winter Peak Savings (MW) | Achievable Technical Potential | 0 | 0 | 0 | 0 | 0 | 0 | 0 | 0 | 0 | 0 | 0 | 0 | 0 | 0 | 0 | 0 | 0 | 0 | 0 | 0 | 0 | 0 | 0 | 0 | 0 | 0 | 0 | 0 | 0 | 0 | 0
F13_Industrial_Petroleum_Existing_Process_Natural Gas_Gas Boiler - Maintenance_A_Achievable Technical Potential | F13 | Industrial | Petroleum | Existing | Process | Natural Gas | Gas Boiler - Maintenance | A | Purchases (Incremental) | Achievable Technical Potential | 0 | 0 | 0 | 0 | 0 | 0.28652 | 0.20072 | 0.13813 | 0.10764 | 0.094383 | 0.080636 | 0.06889 | 0.05841 | 0.048498 | 0.040831 | 0.033746 | 0.026285 | 0.020368 | 0.015721 | 0.012258 | 0.011209 | 0.008738 | 0.0074969 | 0.0062664 | 0.0050454 | 0 | 0 | 0 | 0 | 0 | 0
F14_Industrial_Petroleum_Existing_Process_Natural Gas_Gas Boiler - Maintenance_A_Achievable Technical Potential | F14 | Industrial | Petroleum | Existing | Process | Natural Gas | Gas Boiler - Maintenance | A | Purchases (Cumulative) | Achievable Technical Potential | 0 | 0 | 0 | 0 | 0 | 0.28652 | 0.48724 | 0.62537 | 0.73301 | 0.82739 | 0.90803 | 0.97692 | 1.0353 | 1.0838 | 1.1247 | 1.1584 | 1.1847 | 1.2051 | 1.2208 | 1.233 | 1.2442 | 1.253 | 1.2605 | 1.2667 | 1.2718 | 1.2718 | 1.2718 | 1.2718 | 1.2718 | 1.2718 | 1.2718
F1_Industrial_Petroleum_Existing_Space Heating_Natural Gas_Gas Furnace - Maintenance_A_Achievable Technical Potential | F1 | Industrial | Petroleum | Existing | Space Heating | Natural Gas | Gas Furnace - Maintenance | A | Original Unit Energy Savings (kWh or therms) | Achievable Technical Potential | 0 | 0 | 0 | 0 | 0 | 0.0091939 | 0.0091109 | 0.0090054 | 0.0088982 | 0.0087907 | 0.0086854 | 0.0085811 | 0.0084829 | 0.0083904 | 0.0082972 | 0.0082156 | 0.0081386 | 0.0080664 | 0.0079984 | 0.0079296 | 0.007863 | 0.0077967 | 0.0077284 | 0.0076628 | 0.0075997 | 0.0075405 | 0.0074852 | 0.0074333 | 0.0073847 | 0.0073392 | 0.0072965
F2_Industrial_Petroleum_Existing_Space Heating_Natural Gas_Gas Furnace - Maintenance_A_Achievable Technical Potential | F2 | Industrial | Petroleum | Existing | Space Heating | Natural Gas | Gas Furnace - Maintenance | A | Original Unit Summer Peak Savings (kW) | Achievable Technical Potential | 0 | 0 | 0 | 0 | 0 | 0 | 0 | 0 | 0 | 0 | 0 | 0 | 0 | 0 | 0 | 0 | 0 | 0 | 0 | 0 | 0 | 0 | 0 | 0 | 0 | 0 | 0 | 0 | 0 | 0 | 0
F3_Industrial_Petroleum_Existing_Space Heating_Natural Gas_Gas Furnace - Maintenance_A_Achievable Technical Potential | F3 | Industrial | Petroleum | Existing | Space Heating | Natural Gas | Gas Furnace - Maintenance | A | Original Unit Winter Peak Savings (kW) | Achievable Technical Potential | 0 | 0 | 0 | 0 | 0 | 0 | 0 | 0 | 0 | 0 | 0 | 0 | 0 | 0 | 0 | 0 | 0 | 0 | 0 | 0 | 0 | 0 | 0 | 0 | 0 | 0 | 0 | 0 | 0 | 0 | 0
F4_Industrial_Petroleum_Existing_Space Heating_Natural Gas_Gas Furnace - Maintenance_A_Achievable Technical Potential | F4 | Industrial | Petroleum | Existing | Space Heating | Natural Gas | Gas Furnace - Maintenance | A | Standalone Impact on Baseline Energy (%) | Achievable Technical Potential | 0% | 0% | 0% | 0% | 0% | 1.722e-07% | 2.928e-07% | 3.776e-07% | 4.419e-07% | 4.978e-07% | 5.528e-07% | 5.956e-07% | 6.319e-07% | 6.715e-07% | 6.936e-07% | 7.207e-07% | 7.365e-07% | 7.526e-07% | 7.689e-07% | 7.754e-07% | 7.853e-07% | 7.936e-07% | 8.008e-07% | 8.071e-07% | 8.1257e-09 | 8.1458e-09 | 8.1639e-09 | 8.18e-09 | 0 | 0 | 0
F5_Industrial_Petroleum_Existing_Space Heating_Natural Gas_Gas Furnace - Maintenance_A_Achievable Technical Potential | F5 | Industrial | Petroleum | Existing | Space Heating | Natural Gas | Gas Furnace - Maintenance | A | Standalone Impact on Baseline Summer Peak (%) | Achievable Technical Potential | 0% | 0% | 0% | 0% | 0% | 0% | 0% | 0% | 0% | 0% | 0% | 0% | 0% | 0% | 0% | 0% | 0% | 0% | 0% | 0% | 0% | 0% | 0% | 0% | 0 | 0 | 0 | 0 | 0 | 0 | 0
F6_Industrial_Petroleum_Existing_Space Heating_Natural Gas_Gas Furnace - Maintenance_A_Achievable Technical Potential | F6 | Industrial | Petroleum | Existing | Space Heating | Natural Gas | Gas Furnace - Maintenance | A | Standalone Impact on Baseline Winter Peak (%) | Achievable Technical Potential | 0% | 0% | 0% | 0% | 0% | 0% | 0% | 0% | 0% | 0% | 0% | 0% | 0% | 0% | 0% | 0% | 0% | 0% | 0% | 0% | 0% | 0% | 0% | 0% | 0 | 0 | 0 | 0 | 0 | 0 | 0
F7_Industrial_Petroleum_Existing_Space Heating_Natural Gas_Gas Furnace - Maintenance_A_Achievable Technical Potential | F7 | Industrial | Petroleum | Existing | Space Heating | Natural Gas | Gas Furnace - Maintenance | A | Incremental Energy Savings (MWh or mTherms) | Achievable Technical Potential | 0 | 0 | 0 | 0 | 0 | 7.5173e-09 | 5.2186e-09 | 3.5498e-09 | 2.7331e-09 | 2.3677e-09 | 1.9986e-09 | 1.687e-09 | 1.414e-09 | 1.1612e-09 | 9.6677e-10 | 7.9116e-10 | 6.1046e-10 | 4.6884e-10 | 3.5882e-10 | 2.7738e-10 | 2.5151e-10 | 1.9441e-10 | 1.6534e-10 | 1.3703e-10 | 1.0942e-10 | 0 | 0 | 0 | 0 | 0 | 0
F8_Industrial_Petroleum_Existing_Space Heating_Natural Gas_Gas Furnace - Maintenance_A_Achievable Technical Potential | F8 | Industrial | Petroleum | Existing | Space Heating | Natural Gas | Gas Furnace - Maintenance | A | Incremental Summer Peak Savings (MW) | Achievable Technical Potential | 0 | 0 | 0 | 0 | 0 | 0 | 0 | 0 | 0 | 0 | 0 | 0 | 0 | 0 | 0 | 0 | 0 | 0 | 0 | 0 | 0 | 0 | 0 | 0 | 0 | 0 | 0 | 0 | 0 | 0 | 0
F9_Industrial_Petroleum_Existing_Space Heating_Natural Gas_Gas Furnace - Maintenance_A_Achievable Technical Potential | F9 | Industrial | Petroleum | Existing | Space Heating | Natural Gas | Gas Furnace - Maintenance | A | Incremental Winter Peak Savings (MW) | Achievable Technical Potential | 0 | 0 | 0 | 0 | 0 | 0 | 0 | 0 | 0 | 0 | 0 | 0 | 0 | 0 | 0 | 0 | 0 | 0 | 0 | 0 | 0 | 0 | 0 | 0 | 0 | 0 | 0 | 0 | 0 | 0 | 0
F10_Industrial_Petroleum_Existing_Space Heating_Natural Gas_Gas Furnace - Maintenance_A_Achievable Technical Potential | F10 | Industrial | Petroleum | Existing | Space Heating | Natural Gas | Gas Furnace - Maintenance | A | Cumulative Energy Savings (MWh or mTherms) | Achievable Technical Potential | 0 | 0 | 0 | 0 | 0 | 7.5173e-09 | 1.2668e-08 | 1.6071e-08 | 1.8613e-08 | 2.0756e-08 | 2.2506e-08 | 2.3922e-08 | 2.5063e-08 | 2.5951e-08 | 2.6629e-08 | 2.7158e-08 | 2.7514e-08 | 2.7739e-08 | 2.7864e-08 | 2.7902e-08 | 2.7919e-08 | 2.7878e-08 | 2.7799e-08 | 2.77e-08 | 2.7581e-08 | 2.7367e-08 | 2.7166e-08 | 2.6977e-08 | 2.6801e-08 | 2.6636e-08 | 2.6481e-08
F11_Industrial_Petroleum_Existing_Space Heating_Natural Gas_Gas Furnace - Maintenance_A_Achievable Technical Potential | F11 | Industrial | Petroleum | Existing | Space Heating | Natural Gas | Gas Furnace - Maintenance | A | Cumulative Summer Peak Savings (MW) | Achievable Technical Potential | 0 | 0 | 0 | 0 | 0 | 0 | 0 | 0 | 0 | 0 | 0 | 0 | 0 | 0 | 0 | 0 | 0 | 0 | 0 | 0 | 0 | 0 | 0 | 0 | 0 | 0 | 0 | 0 | 0 | 0 | 0
F12_Industrial_Petroleum_Existing_Space Heating_Natural Gas_Gas Furnace - Maintenance_A_Achievable Technical Potential | F12 | Industrial | Petroleum | Existing | Space Heating | Natural Gas | Gas Furnace - Maintenance | A | Cumulative Winter Peak Savings (MW) | Achievable Technical Potential | 0 | 0 | 0 | 0 | 0 | 0 | 0 | 0 | 0 | 0 | 0 | 0 | 0 | 0 | 0 | 0 | 0 | 0 | 0 | 0 | 0 | 0 | 0 | 0 | 0 | 0 | 0 | 0 | 0 | 0 | 0
F13_Industrial_Petroleum_Existing_Space Heating_Natural Gas_Gas Furnace - Maintenance_A_Achievable Technical Potential | F13 | Industrial | Petroleum | Existing | Space Heating | Natural Gas | Gas Furnace - Maintenance | A | Purchases (Incremental) | Achievable Technical Potential | 0 | 0 | 0 | 0 | 0 | 0.00081764 | 0.00057279 | 0.00039418 | 0.00030716 | 0.00026934 | 0.00023011 | 0.00019659 | 0.00016668 | 0.0001384 | 0.00011652 | 9.6299e-05 | 7.5008e-05 | 5.8122e-05 | 4.4862e-05 | 3.498e-05 | 3.1986e-05 | 2.4935e-05 | 2.1394e-05 | 1.7882e-05 | 1.4398e-05 | 0 | 0 | 0 | 0 | 0 | 0
F14_Industrial_Petroleum_Existing_Space Heating_Natural Gas_Gas Furnace - Maintenance_A_Achievable Technical Potential | F14 | Industrial | Petroleum | Existing | Space Heating | Natural Gas | Gas Furnace - Maintenance | A | Purchases (Cumulative) | Achievable Technical Potential | 0 | 0 | 0 | 0 | 0 | 0.00081764 | 0.0013904 | 0.0017846 | 0.0020918 | 0.0023611 | 0.0025912 | 0.0027878 | 0.0029545 | 0.0030929 | 0.0032094 | 0.0033057 | 0.0033807 | 0.0034388 | 0.0034837 | 0.0035187 | 0.0035507 | 0.0035756 | 0.003597 | 0.0036149 | 0.0036293 | 0.0036293 | 0.0036293 | 0.0036293 | 0.0036293 | 0.0036293 | 0.0036293
F1_Industrial_Petroleum_Existing_Space Heating_Natural Gas_Gas Boiler - Hot Water Reset_A_Achievable Technical Potential | F1 | Industrial | Petroleum | Existing | Space Heating | Natural Gas | Gas Boiler - Hot Water Reset | A | Original Unit Energy Savings (kWh or therms) | Achievable Technical Potential | 0 | 0 | 0 | 0 | 0 | 382.7537 | 380.1602 | 377.583 | 374.9922 | 372.4088 | 369.8981 | 367.4123 | 364.9531 | 362.522 | 359.9487 | 357.5869 | 355.2517 | 352.9548 | 350.6918 | 348.4237 | 346.2334 | 343.9537 | 341.7529 | 339.6212 | 337.4759 | 335.5183 | 333.7318 | 332.1014 | 330.6135 | 329.2555 | 328.016
F2_Industrial_Petroleum_Existing_Space Heating_Natural Gas_Gas Boiler - Hot Water Reset_A_Achievable Technical Potential | F2 | Industrial | Petroleum | Existing | Space Heating | Natural Gas | Gas Boiler - Hot Water Reset | A | Original Unit Summer Peak Savings (kW) | Achievable Technical Potential | 0 | 0 | 0 | 0 | 0 | 0 | 0 | 0 | 0 | 0 | 0 | 0 | 0 | 0 | 0 | 0 | 0 | 0 | 0 | 0 | 0 | 0 | 0 | 0 | 0 | 0 | 0 | 0 | 0 | 0 | 0
F3_Industrial_Petroleum_Existing_Space Heating_Natural Gas_Gas Boiler - Hot Water Reset_A_Achievable Technical Potential | F3 | Industrial | Petroleum | Existing | Space Heating | Natural Gas | Gas Boiler - Hot Water Reset | A | Original Unit Winter Peak Savings (kW) | Achievable Technical Potential | 0 | 0 | 0 | 0 | 0 | 0 | 0 | 0 | 0 | 0 | 0 | 0 | 0 | 0 | 0 | 0 | 0 | 0 | 0 | 0 | 0 | 0 | 0 | 0 | 0 | 0 | 0 | 0 | 0 | 0 | 0
F4_Industrial_Petroleum_Existing_Space Heating_Natural Gas_Gas Boiler - Hot Water Reset_A_Achievable Technical Potential | F4 | Industrial | Petroleum | Existing | Space Heating | Natural Gas | Gas Boiler - Hot Water Reset | A | Standalone Impact on Baseline Energy (%) | Achievable Technical Potential | 0% | 0% | 0% | 0% | 0% | 0.01537% | 0.03431% | 0.05787% | 0.08514% | 0.1164% | 0.1548% | 0.196% | 0.2382% | 0.2818% | 0.3151% | 0.345% | 0.3629% | 0.3755% | 0.3843% | 0.3866% | 0.3896% | 0.3919% | 0.3941% | 0.3962% | 0.0039801 | 0.0039979 | 0.004015 | 0.0040312 | 0 | 0 | 0
F5_Industrial_Petroleum_Existing_Space Heating_Natural Gas_Gas Boiler - Hot Water Reset_A_Achievable Technical Potential | F5 | Industrial | Petroleum | Existing | Space Heating | Natural Gas | Gas Boiler - Hot Water Reset | A | Standalone Impact on Baseline Summer Peak (%) | Achievable Technical Potential | 0% | 0% | 0% | 0% | 0% | 0% | 0% | 0% | 0% | 0% | 0% | 0% | 0% | 0% | 0% | 0% | 0% | 0% | 0% | 0% | 0% | 0% | 0% | 0% | 0 | 0 | 0 | 0 | 0 | 0 | 0
F6_Industrial_Petroleum_Existing_Space Heating_Natural Gas_Gas Boiler - Hot Water Reset_A_Achievable Technical Potential | F6 | Industrial | Petroleum | Existing | Space Heating | Natural Gas | Gas Boiler - Hot Water Reset | A | Standalone Impact on Baseline Winter Peak (%) | Achievable Technical Potential | 0% | 0% | 0% | 0% | 0% | 0% | 0% | 0% | 0% | 0% | 0% | 0% | 0% | 0% | 0% | 0% | 0% | 0% | 0% | 0% | 0% | 0% | 0% | 0% | 0 | 0 | 0 | 0 | 0 | 0 | 0
F7_Industrial_Petroleum_Existing_Space Heating_Natural Gas_Gas Boiler - Hot Water Reset_A_Achievable Technical Potential | F7 | Industrial | Petroleum | Existing | Space Heating | Natural Gas | Gas Boiler - Hot Water Reset | A | Incremental Energy Savings (MWh or mTherms) | Achievable Technical Potential | 0 | 0 | 0 | 0 | 0 | 0.00067114 | 0.00081802 | 0.00098837 | 0.0011401 | 0.0012925 | 0.0014819 | 0.0016103 | 0.0016307 | 0.0015023 | 0.001287 | 0.00098 | 0.00064443 | 0.0003699 | 0.00017538 | 7.3806e-05 | 2.6559e-05 | 8.2093e-06 | 1.7713e-06 | 2.8836e-07 | 3.4286e-08 | 0 | 0 | 0 | 0 | 0 | 0
F8_Industrial_Petroleum_Existing_Space Heating_Natural Gas_Gas Boiler - Hot Water Reset_A_Achievable Technical Potential | F8 | Industrial | Petroleum | Existing | Space Heating | Natural Gas | Gas Boiler - Hot Water Reset | A | Incremental Summer Peak Savings (MW) | Achievable Technical Potential | 0 | 0 | 0 | 0 | 0 | 0 | 0 | 0 | 0 | 0 | 0 | 0 | 0 | 0 | 0 | 0 | 0 | 0 | 0 | 0 | 0 | 0 | 0 | 0 | 0 | 0 | 0 | 0 | 0 | 0 | 0
F9_Industrial_Petroleum_Existing_Space Heating_Natural Gas_Gas Boiler - Hot Water Reset_A_Achievable Technical Potential | F9 | Industrial | Petroleum | Existing | Space Heating | Natural Gas | Gas Boiler - Hot Water Reset | A | Incremental Winter Peak Savings (MW) | Achievable Technical Potential | 0 | 0 | 0 | 0 | 0 | 0 | 0 | 0 | 0 | 0 | 0 | 0 | 0 | 0 | 0 | 0 | 0 | 0 | 0 | 0 | 0 | 0 | 0 | 0 | 0 | 0 | 0 | 0 | 0 | 0 | 0
F10_Industrial_Petroleum_Existing_Space Heating_Natural Gas_Gas Boiler - Hot Water Reset_A_Achievable Technical Potential | F10 | Industrial | Petroleum | Existing | Space Heating | Natural Gas | Gas Boiler - Hot Water Reset | A | Cumulative Energy Savings (MWh or mTherms) | Achievable Technical Potential | 0 | 0 | 0 | 0 | 0 | 0.00067114 | 0.0014846 | 0.0024629 | 0.0035861 | 0.0048539 | 0.006303 | 0.007871 | 0.009449 | 0.010888 | 0.012098 | 0.012999 | 0.013558 | 0.01384 | 0.013927 | 0.013911 | 0.01385 | 0.013767 | 0.013681 | 0.013596 | 0.01351 | 0.013431 | 0.01336 | 0.013295 | 0.013235 | 0.013181 | 0.013131
F11_Industrial_Petroleum_Existing_Space Heating_Natural Gas_Gas Boiler - Hot Water Reset_A_Achievable Technical Potential | F11 | Industrial | Petroleum | Existing | Space Heating | Natural Gas | Gas Boiler - Hot Water Reset | A | Cumulative Summer Peak Savings (MW) | Achievable Technical Potential | 0 | 0 | 0 | 0 | 0 | 0 | 0 | 0 | 0 | 0 | 0 | 0 | 0 | 0 | 0 | 0 | 0 | 0 | 0 | 0 | 0 | 0 | 0 | 0 | 0 | 0 | 0 | 0 | 0 | 0 | 0
F12_Industrial_Petroleum_Existing_Space Heating_Natural Gas_Gas Boiler - Hot Water Reset_A_Achievable Technical Potential | F12 | Industrial | Petroleum | Existing | Space Heating | Natural Gas | Gas Boiler - Hot Water Reset | A | Cumulative Winter Peak Savings (MW) | Achievable Technical Potential | 0 | 0 | 0 | 0 | 0 | 0 | 0 | 0 | 0 | 0 | 0 | 0 | 0 | 0 | 0 | 0 | 0 | 0 | 0 | 0 | 0 | 0 | 0 | 0 | 0 | 0 | 0 | 0 | 0 | 0 | 0
F13_Industrial_Petroleum_Existing_Space Heating_Natural Gas_Gas Boiler - Hot Water Reset_A_Achievable Technical Potential | F13 | Industrial | Petroleum | Existing | Space Heating | Natural Gas | Gas Boiler - Hot Water Reset | A | Purchases (Incremental) | Achievable Technical Potential | 0 | 0 | 0 | 0 | 0 | 0.0017534 | 0.0021518 | 0.0026176 | 0.0030403 | 0.0034707 | 0.0040061 | 0.0043828 | 0.0044682 | 0.0041439 | 0.0035756 | 0.0027406 | 0.001814 | 0.001048 | 0.00050009 | 0.00021183 | 7.671e-05 | 2.3867e-05 | 5.1831e-06 | 8.4905e-07 | 1.0159e-07 | 0 | 0 | 0 | 0 | 0 | 0
F14_Industrial_Petroleum_Existing_Space Heating_Natural Gas_Gas Boiler - Hot Water Reset_A_Achievable Technical Potential | F14 | Industrial | Petroleum | Existing | Space Heating | Natural Gas | Gas Boiler - Hot Water Reset | A | Purchases (Cumulative) | Achievable Technical Potential | 0 | 0 | 0 | 0 | 0 | 0.0017534 | 0.0039052 | 0.0065228 | 0.0095631 | 0.013034 | 0.01704 | 0.021423 | 0.025891 | 0.030035 | 0.03361 | 0.036351 | 0.038165 | 0.039213 | 0.039713 | 0.039925 | 0.040002 | 0.040026 | 0.040031 | 0.040032 | 0.040032 | 0.040032 | 0.040032 | 0.040032 | 0.040032 | 0.040032 | 0.040032
F1_Industrial_Petroleum_Existing_Process_Natural Gas_Gas Boiler - Hot Water Reset_A_Achievable Technical Potential | F1 | Industrial | Petroleum | Existing | Process | Natural Gas | Gas Boiler - Hot Water Reset | A | Original Unit Energy Savings (kWh or therms) | Achievable Technical Potential | 0 | 0 | 0 | 0 | 0 | 975.934 | 975.934 | 975.934 | 975.934 | 975.934 | 975.934 | 975.934 | 975.934 | 975.934 | 975.934 | 975.934 | 975.934 | 975.934 | 975.934 | 975.934 | 975.934 | 975.934 | 975.934 | 975.934 | 975.934 | 975.934 | 975.934 | 975.934 | 975.934 | 975.934 | 975.934
F2_Industrial_Petroleum_Existing_Process_Natural Gas_Gas Boiler - Hot Water Reset_A_Achievable Technical Potential | F2 | Industrial | Petroleum | Existing | Process | Natural Gas | Gas Boiler - Hot Water Reset | A | Original Unit Summer Peak Savings (kW) | Achievable Technical Potential | 0 | 0 | 0 | 0 | 0 | 0 | 0 | 0 | 0 | 0 | 0 | 0 | 0 | 0 | 0 | 0 | 0 | 0 | 0 | 0 | 0 | 0 | 0 | 0 | 0 | 0 | 0 | 0 | 0 | 0 | 0
F3_Industrial_Petroleum_Existing_Process_Natural Gas_Gas Boiler - Hot Water Reset_A_Achievable Technical Potential | F3 | Industrial | Petroleum | Existing | Process | Natural Gas | Gas Boiler - Hot Water Reset | A | Original Unit Winter Peak Savings (kW) | Achievable Technical Potential | 0 | 0 | 0 | 0 | 0 | 0 | 0 | 0 | 0 | 0 | 0 | 0 | 0 | 0 | 0 | 0 | 0 | 0 | 0 | 0 | 0 | 0 | 0 | 0 | 0 | 0 | 0 | 0 | 0 | 0 | 0
F4_Industrial_Petroleum_Existing_Process_Natural Gas_Gas Boiler - Hot Water Reset_A_Achievable Technical Potential | F4 | Industrial | Petroleum | Existing | Process | Natural Gas | Gas Boiler - Hot Water Reset | A | Standalone Impact on Baseline Energy (%) | Achievable Technical Potential | 0% | 0% | 0% | 0% | 0% | 0.01247% | 0.02778% | 0.04667% | 0.06839% | 0.09313% | 0.1233% | 0.1555% | 0.1883% | 0.2219% | 0.2474% | 0.2702% | 0.2836% | 0.2929% | 0.2993% | 0.3005% | 0.3023% | 0.3037% | 0.3049% | 0.3059% | 0.0030687 | 0.0030776 | 0.0030858 | 0.0030933 | 0 | 0 | 0
F5_Industrial_Petroleum_Existing_Process_Natural Gas_Gas Boiler - Hot Water Reset_A_Achievable Technical Potential | F5 | Industrial | Petroleum | Existing | Process | Natural Gas | Gas Boiler - Hot Water Reset | A | Standalone Impact on Baseline Summer Peak (%) | Achievable Technical Potential | 0% | 0% | 0% | 0% | 0% | 0% | 0% | 0% | 0% | 0% | 0% | 0% | 0% | 0% | 0% | 0% | 0% | 0% | 0% | 0% | 0% | 0% | 0% | 0% | 0 | 0 | 0 | 0 | 0 | 0 | 0
F6_Industrial_Petroleum_Existing_Process_Natural Gas_Gas Boiler - Hot Water Reset_A_Achievable Technical Potential | F6 | Industrial | Petroleum | Existing | Process | Natural Gas | Gas Boiler - Hot Water Reset | A | Standalone Impact on Baseline Winter Peak (%) | Achievable Technical Potential | 0% | 0% | 0% | 0% | 0% | 0% | 0% | 0% | 0% | 0% | 0% | 0% | 0% | 0% | 0% | 0% | 0% | 0% | 0% | 0% | 0% | 0% | 0% | 0% | 0 | 0 | 0 | 0 | 0 | 0 | 0
F7_Industrial_Petroleum_Existing_Process_Natural Gas_Gas Boiler - Hot Water Reset_A_Achievable Technical Potential | F7 | Industrial | Petroleum | Existing | Process | Natural Gas | Gas Boiler - Hot Water Reset | A | Incremental Energy Savings (MWh or mTherms) | Achievable Technical Potential | 0 | 0 | 0 | 0 | 0 | 0.1359 | 0.16677 | 0.20287 | 0.23563 | 0.26898 | 0.31048 | 0.33967 | 0.34629 | 0.32116 | 0.27712 | 0.2124 | 0.14059 | 0.081222 | 0.038758 | 0.016417 | 0.0059451 | 0.0018498 | 0.0004017 | 6.5803e-05 | 7.8737e-06 | 0 | 0 | 0 | 0 | 0 | 0
F8_Industrial_Petroleum_Existing_Process_Natural Gas_Gas Boiler - Hot Water Reset_A_Achievable Technical Potential | F8 | Industrial | Petroleum | Existing | Process | Natural Gas | Gas Boiler - Hot Water Reset | A | Incremental Summer Peak Savings (MW) | Achievable Technical Potential | 0 | 0 | 0 | 0 | 0 | 0 | 0 | 0 | 0 | 0 | 0 | 0 | 0 | 0 | 0 | 0 | 0 | 0 | 0 | 0 | 0 | 0 | 0 | 0 | 0 | 0 | 0 | 0 | 0 | 0 | 0
F9_Industrial_Petroleum_Existing_Process_Natural Gas_Gas Boiler - Hot Water Reset_A_Achievable Technical Potential | F9 | Industrial | Petroleum | Existing | Process | Natural Gas | Gas Boiler - Hot Water Reset | A | Incremental Winter Peak Savings (MW) | Achievable Technical Potential | 0 | 0 | 0 | 0 | 0 | 0 | 0 | 0 | 0 | 0 | 0 | 0 | 0 | 0 | 0 | 0 | 0 | 0 | 0 | 0 | 0 | 0 | 0 | 0 | 0 | 0 | 0 | 0 | 0 | 0 | 0
F10_Industrial_Petroleum_Existing_Process_Natural Gas_Gas Boiler - Hot Water Reset_A_Achievable Technical Potential | F10 | Industrial | Petroleum | Existing | Process | Natural Gas | Gas Boiler - Hot Water Reset | A | Cumulative Energy Savings (MWh or mTherms) | Achievable Technical Potential | 0 | 0 | 0 | 0 | 0 | 0.1359 | 0.30266 | 0.50553 | 0.74116 | 1.0101 | 1.3206 | 1.6603 | 2.0066 | 2.3278 | 2.6049 | 2.8173 | 2.9579 | 3.0391 | 3.0778 | 3.0943 | 3.1002 | 3.102 | 3.1025 | 3.1025 | 3.1025 | 3.1025 | 3.1025 | 3.1025 | 3.1025 | 3.1025 | 3.1025
F11_Industrial_Petroleum_Existing_Process_Natural Gas_Gas Boiler - Hot Water Reset_A_Achievable Technical Potential | F11 | Industrial | Petroleum | Existing | Process | Natural Gas | Gas Boiler - Hot Water Reset | A | Cumulative Summer Peak Savings (MW) | Achievable Technical Potential | 0 | 0 | 0 | 0 | 0 | 0 | 0 | 0 | 0 | 0 | 0 | 0 | 0 | 0 | 0 | 0 | 0 | 0 | 0 | 0 | 0 | 0 | 0 | 0 | 0 | 0 | 0 | 0 | 0 | 0 | 0
F12_Industrial_Petroleum_Existing_Process_Natural Gas_Gas Boiler - Hot Water Reset_A_Achievable Technical Potential | F12 | Industrial | Petroleum | Existing | Process | Natural Gas | Gas Boiler - Hot Water Reset | A | Cumulative Winter Peak Savings (MW) | Achievable Technical Potential | 0 | 0 | 0 | 0 | 0 | 0 | 0 | 0 | 0 | 0 | 0 | 0 | 0 | 0 | 0 | 0 | 0 | 0 | 0 | 0 | 0 | 0 | 0 | 0 | 0 | 0 | 0 | 0 | 0 | 0 | 0
F13_Industrial_Petroleum_Existing_Process_Natural Gas_Gas Boiler - Hot Water Reset_A_Achievable Technical Potential | F13 | Industrial | Petroleum | Existing | Process | Natural Gas | Gas Boiler - Hot Water Reset | A | Purchases (Incremental) | Achievable Technical Potential | 0 | 0 | 0 | 0 | 0 | 0.13925 | 0.17088 | 0.20787 | 0.24144 | 0.27562 | 0.31814 | 0.34805 | 0.35483 | 0.32908 | 0.28395 | 0.21764 | 0.14406 | 0.083224 | 0.039714 | 0.016822 | 0.0060917 | 0.0018954 | 0.0004116 | 6.7426e-05 | 8.0679e-06 | 0 | 0 | 0 | 0 | 0 | 0
F14_Industrial_Petroleum_Existing_Process_Natural Gas_Gas Boiler - Hot Water Reset_A_Achievable Technical Potential | F14 | Industrial | Petroleum | Existing | Process | Natural Gas | Gas Boiler - Hot Water Reset | A | Purchases (Cumulative) | Achievable Technical Potential | 0 | 0 | 0 | 0 | 0 | 0.13925 | 0.31013 | 0.518 | 0.75943 | 1.0351 | 1.3532 | 1.7012 | 2.0561 | 2.3852 | 2.6691 | 2.8867 | 3.0308 | 3.114 | 3.1537 | 3.1706 | 3.1766 | 3.1785 | 3.179 | 3.179 | 3.179 | 3.179 | 3.179 | 3.179 | 3.179 | 3.179 | 3.179
F1_Industrial_Petroleum_Existing_Space Heating_Natural Gas_Steam Trap Maintenance_A_Achievable Technical Potential | F1 | Industrial | Petroleum | Existing | Space Heating | Natural Gas | Steam Trap Maintenance | A | Original Unit Energy Savings (kWh or therms) | Achievable Technical Potential | 0 | 0 | 0 | 0 | 0 | 135.2188 | 134.3026 | 133.3921 | 132.4769 | 131.5642 | 130.6772 | 129.799 | 128.9303 | 128.0714 | 127.1623 | 126.3279 | 125.503 | 124.6915 | 123.892 | 123.0908 | 122.317 | 121.5116 | 120.7341 | 119.981 | 119.2232 | 118.5316 | 117.9004 | 117.3245 | 116.7988 | 116.319 | 115.8812
F2_Industrial_Petroleum_Existing_Space Heating_Natural Gas_Steam Trap Maintenance_A_Achievable Technical Potential | F2 | Industrial | Petroleum | Existing | Space Heating | Natural Gas | Steam Trap Maintenance | A | Original Unit Summer Peak Savings (kW) | Achievable Technical Potential | 0 | 0 | 0 | 0 | 0 | 0 | 0 | 0 | 0 | 0 | 0 | 0 | 0 | 0 | 0 | 0 | 0 | 0 | 0 | 0 | 0 | 0 | 0 | 0 | 0 | 0 | 0 | 0 | 0 | 0 | 0
F3_Industrial_Petroleum_Existing_Space Heating_Natural Gas_Steam Trap Maintenance_A_Achievable Technical Potential | F3 | Industrial | Petroleum | Existing | Space Heating | Natural Gas | Steam Trap Maintenance | A | Original Unit Winter Peak Savings (kW) | Achievable Technical Potential | 0 | 0 | 0 | 0 | 0 | 0 | 0 | 0 | 0 | 0 | 0 | 0 | 0 | 0 | 0 | 0 | 0 | 0 | 0 | 0 | 0 | 0 | 0 | 0 | 0 | 0 | 0 | 0 | 0 | 0 | 0
F4_Industrial_Petroleum_Existing_Space Heating_Natural Gas_Steam Trap Maintenance_A_Achievable Technical Potential | F4 | Industrial | Petroleum | Existing | Space Heating | Natural Gas | Steam Trap Maintenance | A | Standalone Impact on Baseline Energy (%) | Achievable Technical Potential | 0% | 0% | 0% | 0% | 0% | 0.003031% | 0.006074% | 0.009181% | 0.01227% | 0.01539% | 0.01873% | 0.02196% | 0.0252% | 0.02881% | 0.03193% | 0.03545% | 0.03867% | 0.0421% | 0.0457% | 0.04888% | 0.05233% | 0.05579% | 0.05927% | 0.06276% | 0.00066245 | 0.00066541 | 0.00066825 | 0.00067094 | 0 | 0 | 0
F5_Industrial_Petroleum_Existing_Space Heating_Natural Gas_Steam Trap Maintenance_A_Achievable Technical Potential | F5 | Industrial | Petroleum | Existing | Space Heating | Natural Gas | Steam Trap Maintenance | A | Standalone Impact on Baseline Summer Peak (%) | Achievable Technical Potential | 0% | 0% | 0% | 0% | 0% | 0% | 0% | 0% | 0% | 0% | 0% | 0% | 0% | 0% | 0% | 0% | 0% | 0% | 0% | 0% | 0% | 0% | 0% | 0% | 0 | 0 | 0 | 0 | 0 | 0 | 0
F6_Industrial_Petroleum_Existing_Space Heating_Natural Gas_Steam Trap Maintenance_A_Achievable Technical Potential | F6 | Industrial | Petroleum | Existing | Space Heating | Natural Gas | Steam Trap Maintenance | A | Standalone Impact on Baseline Winter Peak (%) | Achievable Technical Potential | 0% | 0% | 0% | 0% | 0% | 0% | 0% | 0% | 0% | 0% | 0% | 0% | 0% | 0% | 0% | 0% | 0% | 0% | 0% | 0% | 0% | 0% | 0% | 0% | 0 | 0 | 0 | 0 | 0 | 0 | 0
F7_Industrial_Petroleum_Existing_Space Heating_Natural Gas_Steam Trap Maintenance_A_Achievable Technical Potential | F7 | Industrial | Petroleum | Existing | Space Heating | Natural Gas | Steam Trap Maintenance | A | Incremental Energy Savings (MWh or mTherms) | Achievable Technical Potential | 0 | 0 | 0 | 0 | 0 | 0.00013233 | 0.00013137 | 0.00012971 | 0.00012889 | 0.0001281 | 0.00012562 | 0.00012444 | 0.00012335 | 0.00012059 | 0.00012019 | 0.00011826 | 0.0001175 | 0.00011616 | 0.00011438 | 0.00011378 | 0.00011259 | 0.00011142 | 0.0001103 | 0.00010924 | 0.00010821 | 0 | 0 | 0 | 0 | 0 | 0
F8_Industrial_Petroleum_Existing_Space Heating_Natural Gas_Steam Trap Maintenance_A_Achievable Technical Potential | F8 | Industrial | Petroleum | Existing | Space Heating | Natural Gas | Steam Trap Maintenance | A | Incremental Summer Peak Savings (MW) | Achievable Technical Potential | 0 | 0 | 0 | 0 | 0 | 0 | 0 | 0 | 0 | 0 | 0 | 0 | 0 | 0 | 0 | 0 | 0 | 0 | 0 | 0 | 0 | 0 | 0 | 0 | 0 | 0 | 0 | 0 | 0 | 0 | 0
F9_Industrial_Petroleum_Existing_Space Heating_Natural Gas_Steam Trap Maintenance_A_Achievable Technical Potential | F9 | Industrial | Petroleum | Existing | Space Heating | Natural Gas | Steam Trap Maintenance | A | Incremental Winter Peak Savings (MW) | Achievable Technical Potential | 0 | 0 | 0 | 0 | 0 | 0 | 0 | 0 | 0 | 0 | 0 | 0 | 0 | 0 | 0 | 0 | 0 | 0 | 0 | 0 | 0 | 0 | 0 | 0 | 0 | 0 | 0 | 0 | 0 | 0 | 0
F10_Industrial_Petroleum_Existing_Space Heating_Natural Gas_Steam Trap Maintenance_A_Achievable Technical Potential | F10 | Industrial | Petroleum | Existing | Space Heating | Natural Gas | Steam Trap Maintenance | A | Cumulative Energy Savings (MWh or mTherms) | Achievable Technical Potential | 0 | 0 | 0 | 0 | 0 | 0.00013233 | 0.0002628 | 0.00039073 | 0.00051693 | 0.00064147 | 0.00076277 | 0.00088208 | 0.00099954 | 0.0011135 | 0.0012257 | 0.001336 | 0.0014447 | 0.0015516 | 0.001656 | 0.0017591 | 0.0018606 | 0.0019598 | 0.0020575 | 0.0021539 | 0.0022485 | 0.0022355 | 0.0022236 | 0.0022127 | 0.0022028 | 0.0021938 | 0.0021855
F11_Industrial_Petroleum_Existing_Space Heating_Natural Gas_Steam Trap Maintenance_A_Achievable Technical Potential | F11 | Industrial | Petroleum | Existing | Space Heating | Natural Gas | Steam Trap Maintenance | A | Cumulative Summer Peak Savings (MW) | Achievable Technical Potential | 0 | 0 | 0 | 0 | 0 | 0 | 0 | 0 | 0 | 0 | 0 | 0 | 0 | 0 | 0 | 0 | 0 | 0 | 0 | 0 | 0 | 0 | 0 | 0 | 0 | 0 | 0 | 0 | 0 | 0 | 0
F12_Industrial_Petroleum_Existing_Space Heating_Natural Gas_Steam Trap Maintenance_A_Achievable Technical Potential | F12 | Industrial | Petroleum | Existing | Space Heating | Natural Gas | Steam Trap Maintenance | A | Cumulative Winter Peak Savings (MW) | Achievable Technical Potential | 0 | 0 | 0 | 0 | 0 | 0 | 0 | 0 | 0 | 0 | 0 | 0 | 0 | 0 | 0 | 0 | 0 | 0 | 0 | 0 | 0 | 0 | 0 | 0 | 0 | 0 | 0 | 0 | 0 | 0 | 0
F13_Industrial_Petroleum_Existing_Space Heating_Natural Gas_Steam Trap Maintenance_A_Achievable Technical Potential | F13 | Industrial | Petroleum | Existing | Space Heating | Natural Gas | Steam Trap Maintenance | A | Purchases (Incremental) | Achievable Technical Potential | 0 | 0 | 0 | 0 | 0 | 0.00097867 | 0.00097813 | 0.00097236 | 0.00097289 | 0.00097369 | 0.00096133 | 0.0009587 | 0.00095675 | 0.00094156 | 0.00094516 | 0.00093614 | 0.00093626 | 0.00093155 | 0.00092324 | 0.00092434 | 0.00092051 | 0.00091693 | 0.00091359 | 0.00091049 | 0.00090762 | 0 | 0 | 0 | 0 | 0 | 0
F14_Industrial_Petroleum_Existing_Space Heating_Natural Gas_Steam Trap Maintenance_A_Achievable Technical Potential | F14 | Industrial | Petroleum | Existing | Space Heating | Natural Gas | Steam Trap Maintenance | A | Purchases (Cumulative) | Achievable Technical Potential | 0 | 0 | 0 | 0 | 0 | 0.00097867 | 0.0019568 | 0.0029292 | 0.0039021 | 0.0048757 | 0.0058371 | 0.0067958 | 0.0077525 | 0.0086941 | 0.0096392 | 0.010575 | 0.011512 | 0.012443 | 0.013366 | 0.014291 | 0.015211 | 0.016128 | 0.017042 | 0.017952 | 0.01886 | 0.01886 | 0.01886 | 0.01886 | 0.01886 | 0.01886 | 0.01886
F1_Industrial_Petroleum_Existing_Process_Natural Gas_Steam Trap Maintenance_A_Achievable Technical Potential | F1 | Industrial | Petroleum | Existing | Process | Natural Gas | Steam Trap Maintenance | A | Original Unit Energy Savings (kWh or therms) | Achievable Technical Potential | 0 | 0 | 0 | 0 | 0 | 689.554 | 689.554 | 689.554 | 689.554 | 689.554 | 689.554 | 689.554 | 689.554 | 689.554 | 689.554 | 689.554 | 689.554 | 689.554 | 689.554 | 689.554 | 689.554 | 689.554 | 689.554 | 689.554 | 689.554 | 689.554 | 689.554 | 689.554 | 689.554 | 689.554 | 689.554
F2_Industrial_Petroleum_Existing_Process_Natural Gas_Steam Trap Maintenance_A_Achievable Technical Potential | F2 | Industrial | Petroleum | Existing | Process | Natural Gas | Steam Trap Maintenance | A | Original Unit Summer Peak Savings (kW) | Achievable Technical Potential | 0 | 0 | 0 | 0 | 0 | 0 | 0 | 0 | 0 | 0 | 0 | 0 | 0 | 0 | 0 | 0 | 0 | 0 | 0 | 0 | 0 | 0 | 0 | 0 | 0 | 0 | 0 | 0 | 0 | 0 | 0
F3_Industrial_Petroleum_Existing_Process_Natural Gas_Steam Trap Maintenance_A_Achievable Technical Potential | F3 | Industrial | Petroleum | Existing | Process | Natural Gas | Steam Trap Maintenance | A | Original Unit Winter Peak Savings (kW) | Achievable Technical Potential | 0 | 0 | 0 | 0 | 0 | 0 | 0 | 0 | 0 | 0 | 0 | 0 | 0 | 0 | 0 | 0 | 0 | 0 | 0 | 0 | 0 | 0 | 0 | 0 | 0 | 0 | 0 | 0 | 0 | 0 | 0
F4_Industrial_Petroleum_Existing_Process_Natural Gas_Steam Trap Maintenance_A_Achievable Technical Potential | F4 | Industrial | Petroleum | Existing | Process | Natural Gas | Steam Trap Maintenance | A | Standalone Impact on Baseline Energy (%) | Achievable Technical Potential | 0% | 0% | 0% | 0% | 0% | 0.004916% | 0.009834% | 0.01481% | 0.01972% | 0.02462% | 0.02985% | 0.03485% | 0.03983% | 0.04539% | 0.05013% | 0.05553% | 0.06044% | 0.06566% | 0.07117% | 0.076% | 0.08123% | 0.08647% | 0.0917% | 0.09693% | 0.0010215 | 0.0010245 | 0.0010272 | 0.0010297 | 0 | 0 | 0
F5_Industrial_Petroleum_Existing_Process_Natural Gas_Steam Trap Maintenance_A_Achievable Technical Potential | F5 | Industrial | Petroleum | Existing | Process | Natural Gas | Steam Trap Maintenance | A | Standalone Impact on Baseline Summer Peak (%) | Achievable Technical Potential | 0% | 0% | 0% | 0% | 0% | 0% | 0% | 0% | 0% | 0% | 0% | 0% | 0% | 0% | 0% | 0% | 0% | 0% | 0% | 0% | 0% | 0% | 0% | 0% | 0 | 0 | 0 | 0 | 0 | 0 | 0
F6_Industrial_Petroleum_Existing_Process_Natural Gas_Steam Trap Maintenance_A_Achievable Technical Potential | F6 | Industrial | Petroleum | Existing | Process | Natural Gas | Steam Trap Maintenance | A | Standalone Impact on Baseline Winter Peak (%) | Achievable Technical Potential | 0% | 0% | 0% | 0% | 0% | 0% | 0% | 0% | 0% | 0% | 0% | 0% | 0% | 0% | 0% | 0% | 0% | 0% | 0% | 0% | 0% | 0% | 0% | 0% | 0 | 0 | 0 | 0 | 0 | 0 | 0
F7_Industrial_Petroleum_Existing_Process_Natural Gas_Steam Trap Maintenance_A_Achievable Technical Potential | F7 | Industrial | Petroleum | Existing | Process | Natural Gas | Steam Trap Maintenance | A | Incremental Energy Savings (MWh or mTherms) | Achievable Technical Potential | 0 | 0 | 0 | 0 | 0 | 0.053591 | 0.053562 | 0.053246 | 0.053275 | 0.053319 | 0.052642 | 0.052498 | 0.052391 | 0.051559 | 0.051756 | 0.051263 | 0.051269 | 0.051011 | 0.050556 | 0.050616 | 0.050407 | 0.050211 | 0.050028 | 0.049858 | 0.049701 | 0 | 0 | 0 | 0 | 0 | 0
F8_Industrial_Petroleum_Existing_Process_Natural Gas_Steam Trap Maintenance_A_Achievable Technical Potential | F8 | Industrial | Petroleum | Existing | Process | Natural Gas | Steam Trap Maintenance | A | Incremental Summer Peak Savings (MW) | Achievable Technical Potential | 0 | 0 | 0 | 0 | 0 | 0 | 0 | 0 | 0 | 0 | 0 | 0 | 0 | 0 | 0 | 0 | 0 | 0 | 0 | 0 | 0 | 0 | 0 | 0 | 0 | 0 | 0 | 0 | 0 | 0 | 0
F9_Industrial_Petroleum_Existing_Process_Natural Gas_Steam Trap Maintenance_A_Achievable Technical Potential | F9 | Industrial | Petroleum | Existing | Process | Natural Gas | Steam Trap Maintenance | A | Incremental Winter Peak Savings (MW) | Achievable Technical Potential | 0 | 0 | 0 | 0 | 0 | 0 | 0 | 0 | 0 | 0 | 0 | 0 | 0 | 0 | 0 | 0 | 0 | 0 | 0 | 0 | 0 | 0 | 0 | 0 | 0 | 0 | 0 | 0 | 0 | 0 | 0
F10_Industrial_Petroleum_Existing_Process_Natural Gas_Steam Trap Maintenance_A_Achievable Technical Potential | F10 | Industrial | Petroleum | Existing | Process | Natural Gas | Steam Trap Maintenance | A | Cumulative Energy Savings (MWh or mTherms) | Achievable Technical Potential | 0 | 0 | 0 | 0 | 0 | 0.053591 | 0.10715 | 0.1604 | 0.21367 | 0.26699 | 0.31964 | 0.37213 | 0.42452 | 0.47608 | 0.52784 | 0.5791 | 0.63037 | 0.68138 | 0.73194 | 0.78256 | 0.83296 | 0.88317 | 0.9332 | 0.98306 | 1.0328 | 1.0328 | 1.0328 | 1.0328 | 1.0328 | 1.0328 | 1.0328
F11_Industrial_Petroleum_Existing_Process_Natural Gas_Steam Trap Maintenance_A_Achievable Technical Potential | F11 | Industrial | Petroleum | Existing | Process | Natural Gas | Steam Trap Maintenance | A | Cumulative Summer Peak Savings (MW) | Achievable Technical Potential | 0 | 0 | 0 | 0 | 0 | 0 | 0 | 0 | 0 | 0 | 0 | 0 | 0 | 0 | 0 | 0 | 0 | 0 | 0 | 0 | 0 | 0 | 0 | 0 | 0 | 0 | 0 | 0 | 0 | 0 | 0
F12_Industrial_Petroleum_Existing_Process_Natural Gas_Steam Trap Maintenance_A_Achievable Technical Potential | F12 | Industrial | Petroleum | Existing | Process | Natural Gas | Steam Trap Maintenance | A | Cumulative Winter Peak Savings (MW) | Achievable Technical Potential | 0 | 0 | 0 | 0 | 0 | 0 | 0 | 0 | 0 | 0 | 0 | 0 | 0 | 0 | 0 | 0 | 0 | 0 | 0 | 0 | 0 | 0 | 0 | 0 | 0 | 0 | 0 | 0 | 0 | 0 | 0
F13_Industrial_Petroleum_Existing_Process_Natural Gas_Steam Trap Maintenance_A_Achievable Technical Potential | F13 | Industrial | Petroleum | Existing | Process | Natural Gas | Steam Trap Maintenance | A | Purchases (Incremental) | Achievable Technical Potential | 0 | 0 | 0 | 0 | 0 | 0.077719 | 0.077676 | 0.077218 | 0.07726 | 0.077324 | 0.076342 | 0.076133 | 0.075979 | 0.074772 | 0.075058 | 0.074342 | 0.074352 | 0.073977 | 0.073317 | 0.073404 | 0.073101 | 0.072816 | 0.072551 | 0.072305 | 0.072077 | 0 | 0 | 0 | 0 | 0 | 0
F14_Industrial_Petroleum_Existing_Process_Natural Gas_Steam Trap Maintenance_A_Achievable Technical Potential | F14 | Industrial | Petroleum | Existing | Process | Natural Gas | Steam Trap Maintenance | A | Purchases (Cumulative) | Achievable Technical Potential | 0 | 0 | 0 | 0 | 0 | 0.077719 | 0.1554 | 0.23261 | 0.30987 | 0.3872 | 0.46354 | 0.53967 | 0.61565 | 0.69042 | 0.76548 | 0.83982 | 0.91417 | 0.98815 | 1.0615 | 1.1349 | 1.208 | 1.2808 | 1.3533 | 1.4256 | 1.4977 | 1.4977 | 1.4977 | 1.4977 | 1.4977 | 1.4977 | 1.4977
F1_Industrial_Petroleum_Existing_Space Heating_Natural Gas_Gas Boiler - High Turndown_A_Achievable Technical Potential | F1 | Industrial | Petroleum | Existing | Space Heating | Natural Gas | Gas Boiler - High Turndown | A | Original Unit Energy Savings (kWh or therms) | Achievable Technical Potential | 0 | 0 | 0 | 0 | 0 | 143.5326 | 142.5601 | 141.5936 | 140.6221 | 139.6533 | 138.7118 | 137.7796 | 136.8574 | 135.9457 | 134.9807 | 134.0951 | 133.2194 | 132.3581 | 131.5094 | 130.6589 | 129.8375 | 128.9826 | 128.1573 | 127.358 | 126.5535 | 125.8193 | 125.1494 | 124.538 | 123.9801 | 123.4708 | 123.006
F2_Industrial_Petroleum_Existing_Space Heating_Natural Gas_Gas Boiler - High Turndown_A_Achievable Technical Potential | F2 | Industrial | Petroleum | Existing | Space Heating | Natural Gas | Gas Boiler - High Turndown | A | Original Unit Summer Peak Savings (kW) | Achievable Technical Potential | 0 | 0 | 0 | 0 | 0 | 0 | 0 | 0 | 0 | 0 | 0 | 0 | 0 | 0 | 0 | 0 | 0 | 0 | 0 | 0 | 0 | 0 | 0 | 0 | 0 | 0 | 0 | 0 | 0 | 0 | 0
F3_Industrial_Petroleum_Existing_Space Heating_Natural Gas_Gas Boiler - High Turndown_A_Achievable Technical Potential | F3 | Industrial | Petroleum | Existing | Space Heating | Natural Gas | Gas Boiler - High Turndown | A | Original Unit Winter Peak Savings (kW) | Achievable Technical Potential | 0 | 0 | 0 | 0 | 0 | 0 | 0 | 0 | 0 | 0 | 0 | 0 | 0 | 0 | 0 | 0 | 0 | 0 | 0 | 0 | 0 | 0 | 0 | 0 | 0 | 0 | 0 | 0 | 0 | 0 | 0
F4_Industrial_Petroleum_Existing_Space Heating_Natural Gas_Gas Boiler - High Turndown_A_Achievable Technical Potential | F4 | Industrial | Petroleum | Existing | Space Heating | Natural Gas | Gas Boiler - High Turndown | A | Standalone Impact on Baseline Energy (%) | Achievable Technical Potential | 0% | 0% | 0% | 0% | 0% | 0.008796% | 0.01763% | 0.02665% | 0.03562% | 0.04466% | 0.05348% | 0.06033% | 0.06588% | 0.07134% | 0.07464% | 0.07824% | 0.08056% | 0.08285% | 0.08511% | 0.08626% | 0.08765% | 0.08813% | 0.08862% | 0.08908% | 0.00089493 | 0.00089894 | 0.00090277 | 0.00090642 | 0 | 0 | 0
F5_Industrial_Petroleum_Existing_Space Heating_Natural Gas_Gas Boiler - High Turndown_A_Achievable Technical Potential | F5 | Industrial | Petroleum | Existing | Space Heating | Natural Gas | Gas Boiler - High Turndown | A | Standalone Impact on Baseline Summer Peak (%) | Achievable Technical Potential | 0% | 0% | 0% | 0% | 0% | 0% | 0% | 0% | 0% | 0% | 0% | 0% | 0% | 0% | 0% | 0% | 0% | 0% | 0% | 0% | 0% | 0% | 0% | 0% | 0 | 0 | 0 | 0 | 0 | 0 | 0
F6_Industrial_Petroleum_Existing_Space Heating_Natural Gas_Gas Boiler - High Turndown_A_Achievable Technical Potential | F6 | Industrial | Petroleum | Existing | Space Heating | Natural Gas | Gas Boiler - High Turndown | A | Standalone Impact on Baseline Winter Peak (%) | Achievable Technical Potential | 0% | 0% | 0% | 0% | 0% | 0% | 0% | 0% | 0% | 0% | 0% | 0% | 0% | 0% | 0% | 0% | 0% | 0% | 0% | 0% | 0% | 0% | 0% | 0% | 0 | 0 | 0 | 0 | 0 | 0 | 0
F7_Industrial_Petroleum_Existing_Space Heating_Natural Gas_Gas Boiler - High Turndown_A_Achievable Technical Potential | F7 | Industrial | Petroleum | Existing | Space Heating | Natural Gas | Gas Boiler - High Turndown | A | Incremental Energy Savings (MWh or mTherms) | Achievable Technical Potential | 0 | 0 | 0 | 0 | 0 | 0.0003841 | 0.00038129 | 0.00037647 | 0.00037409 | 0.00037182 | 0.00032816 | 0.00026005 | 0.00020623 | 0.00016128 | 0.0001286 | 0.00010123 | 8.0465e-05 | 6.3634e-05 | 5.0129e-05 | 3.9891e-05 | 3.1581e-05 | 2.1316e-07 | 7.5365e-08 | 2.5446e-08 | 8.2191e-09 | 6.9255e-09 | 6.8702e-09 | 6.8201e-09 | 6.7748e-09 | 6.7338e-09 | 6.6971e-09
F8_Industrial_Petroleum_Existing_Space Heating_Natural Gas_Gas Boiler - High Turndown_A_Achievable Technical Potential | F8 | Industrial | Petroleum | Existing | Space Heating | Natural Gas | Gas Boiler - High Turndown | A | Incremental Summer Peak Savings (MW) | Achievable Technical Potential | 0 | 0 | 0 | 0 | 0 | 0 | 0 | 0 | 0 | 0 | 0 | 0 | 0 | 0 | 0 | 0 | 0 | 0 | 0 | 0 | 0 | 0 | 0 | 0 | 0 | 0 | 0 | 0 | 0 | 0 | 0
F9_Industrial_Petroleum_Existing_Space Heating_Natural Gas_Gas Boiler - High Turndown_A_Achievable Technical Potential | F9 | Industrial | Petroleum | Existing | Space Heating | Natural Gas | Gas Boiler - High Turndown | A | Incremental Winter Peak Savings (MW) | Achievable Technical Potential | 0 | 0 | 0 | 0 | 0 | 0 | 0 | 0 | 0 | 0 | 0 | 0 | 0 | 0 | 0 | 0 | 0 | 0 | 0 | 0 | 0 | 0 | 0 | 0 | 0 | 0 | 0 | 0 | 0 | 0 | 0
F10_Industrial_Petroleum_Existing_Space Heating_Natural Gas_Gas Boiler - High Turndown_A_Achievable Technical Potential | F10 | Industrial | Petroleum | Existing | Space Heating | Natural Gas | Gas Boiler - High Turndown | A | Cumulative Energy Savings (MWh or mTherms) | Achievable Technical Potential | 0 | 0 | 0 | 0 | 0 | 0.0003841 | 0.00076278 | 0.0011341 | 0.0015004 | 0.0018619 | 0.0021775 | 0.0024229 | 0.0026129 | 0.0027568 | 0.0028658 | 0.0029482 | 0.0030094 | 0.0030536 | 0.0030842 | 0.0031041 | 0.0031162 | 0.0030959 | 0.0030761 | 0.003057 | 0.0030377 | 0.0030201 | 0.003004 | 0.0029893 | 0.0029759 | 0.0029637 | 0.0029526
F11_Industrial_Petroleum_Existing_Space Heating_Natural Gas_Gas Boiler - High Turndown_A_Achievable Technical Potential | F11 | Industrial | Petroleum | Existing | Space Heating | Natural Gas | Gas Boiler - High Turndown | A | Cumulative Summer Peak Savings (MW) | Achievable Technical Potential | 0 | 0 | 0 | 0 | 0 | 0 | 0 | 0 | 0 | 0 | 0 | 0 | 0 | 0 | 0 | 0 | 0 | 0 | 0 | 0 | 0 | 0 | 0 | 0 | 0 | 0 | 0 | 0 | 0 | 0 | 0
F12_Industrial_Petroleum_Existing_Space Heating_Natural Gas_Gas Boiler - High Turndown_A_Achievable Technical Potential | F12 | Industrial | Petroleum | Existing | Space Heating | Natural Gas | Gas Boiler - High Turndown | A | Cumulative Winter Peak Savings (MW) | Achievable Technical Potential | 0 | 0 | 0 | 0 | 0 | 0 | 0 | 0 | 0 | 0 | 0 | 0 | 0 | 0 | 0 | 0 | 0 | 0 | 0 | 0 | 0 | 0 | 0 | 0 | 0 | 0 | 0 | 0 | 0 | 0 | 0
F13_Industrial_Petroleum_Existing_Space Heating_Natural Gas_Gas Boiler - High Turndown_A_Achievable Technical Potential | F13 | Industrial | Petroleum | Existing | Space Heating | Natural Gas | Gas Boiler - High Turndown | A | Purchases (Incremental) | Achievable Technical Potential | 0 | 0 | 0 | 0 | 0 | 0.002676 | 0.0026746 | 0.0026588 | 0.0026602 | 0.0026624 | 0.0023658 | 0.0018874 | 0.0015069 | 0.0011864 | 0.00095271 | 0.0007549 | 0.000604 | 0.00048077 | 0.00038118 | 0.00030531 | 0.00024324 | 1.6526e-06 | 5.8807e-07 | 1.998e-07 | 6.4945e-08 | 5.5043e-08 | 5.4896e-08 | 5.4763e-08 | 5.4644e-08 | 5.4538e-08 | 5.4445e-08
F14_Industrial_Petroleum_Existing_Space Heating_Natural Gas_Gas Boiler - High Turndown_A_Achievable Technical Potential | F14 | Industrial | Petroleum | Existing | Space Heating | Natural Gas | Gas Boiler - High Turndown | A | Purchases (Cumulative) | Achievable Technical Potential | 0 | 0 | 0 | 0 | 0 | 0.002676 | 0.0053506 | 0.0080094 | 0.01067 | 0.013332 | 0.015698 | 0.017585 | 0.019092 | 0.020279 | 0.021231 | 0.021986 | 0.02259 | 0.023071 | 0.023452 | 0.023757 | 0.024001 | 0.024002 | 0.024003 | 0.024003 | 0.024003 | 0.024003 | 0.024003 | 0.024003 | 0.024003 | 0.024003 | 0.024003
F1_Industrial_Petroleum_Existing_Process_Natural Gas_Gas Boiler - High Turndown_A_Achievable Technical Potential | F1 | Industrial | Petroleum | Existing | Process | Natural Gas | Gas Boiler - High Turndown | A | Original Unit Energy Savings (kWh or therms) | Achievable Technical Potential | 0 | 0 | 0 | 0 | 0 | 731.9505 | 731.9505 | 731.9505 | 731.9505 | 731.9505 | 731.9505 | 731.9505 | 731.9505 | 731.9505 | 731.9505 | 731.9505 | 731.9505 | 731.9505 | 731.9505 | 731.9505 | 731.9505 | 731.9505 | 731.9505 | 731.9505 | 731.9505 | 731.9505 | 731.9505 | 731.9505 | 731.9505 | 731.9505 | 731.9505
F2_Industrial_Petroleum_Existing_Process_Natural Gas_Gas Boiler - High Turndown_A_Achievable Technical Potential | F2 | Industrial | Petroleum | Existing | Process | Natural Gas | Gas Boiler - High Turndown | A | Original Unit Summer Peak Savings (kW) | Achievable Technical Potential | 0 | 0 | 0 | 0 | 0 | 0 | 0 | 0 | 0 | 0 | 0 | 0 | 0 | 0 | 0 | 0 | 0 | 0 | 0 | 0 | 0 | 0 | 0 | 0 | 0 | 0 | 0 | 0 | 0 | 0 | 0
F3_Industrial_Petroleum_Existing_Process_Natural Gas_Gas Boiler - High Turndown_A_Achievable Technical Potential | F3 | Industrial | Petroleum | Existing | Process | Natural Gas | Gas Boiler - High Turndown | A | Original Unit Winter Peak Savings (kW) | Achievable Technical Potential | 0 | 0 | 0 | 0 | 0 | 0 | 0 | 0 | 0 | 0 | 0 | 0 | 0 | 0 | 0 | 0 | 0 | 0 | 0 | 0 | 0 | 0 | 0 | 0 | 0 | 0 | 0 | 0 | 0 | 0 | 0
F4_Industrial_Petroleum_Existing_Process_Natural Gas_Gas Boiler - High Turndown_A_Achievable Technical Potential | F4 | Industrial | Petroleum | Existing | Process | Natural Gas | Gas Boiler - High Turndown | A | Standalone Impact on Baseline Energy (%) | Achievable Technical Potential | 0% | 0% | 0% | 0% | 0% | 0.01427% | 0.02854% | 0.04298% | 0.05723% | 0.07145% | 0.08521% | 0.09571% | 0.1041% | 0.1124% | 0.1172% | 0.1226% | 0.1259% | 0.1292% | 0.1325% | 0.1341% | 0.1361% | 0.1366% | 0.1371% | 0.1376% | 0.00138 | 0.001384 | 0.0013877 | 0.0013911 | 0 | 0 | 0
F5_Industrial_Petroleum_Existing_Process_Natural Gas_Gas Boiler - High Turndown_A_Achievable Technical Potential | F5 | Industrial | Petroleum | Existing | Process | Natural Gas | Gas Boiler - High Turndown | A | Standalone Impact on Baseline Summer Peak (%) | Achievable Technical Potential | 0% | 0% | 0% | 0% | 0% | 0% | 0% | 0% | 0% | 0% | 0% | 0% | 0% | 0% | 0% | 0% | 0% | 0% | 0% | 0% | 0% | 0% | 0% | 0% | 0 | 0 | 0 | 0 | 0 | 0 | 0
F6_Industrial_Petroleum_Existing_Process_Natural Gas_Gas Boiler - High Turndown_A_Achievable Technical Potential | F6 | Industrial | Petroleum | Existing | Process | Natural Gas | Gas Boiler - High Turndown | A | Standalone Impact on Baseline Winter Peak (%) | Achievable Technical Potential | 0% | 0% | 0% | 0% | 0% | 0% | 0% | 0% | 0% | 0% | 0% | 0% | 0% | 0% | 0% | 0% | 0% | 0% | 0% | 0% | 0% | 0% | 0% | 0% | 0 | 0 | 0 | 0 | 0 | 0 | 0
F7_Industrial_Petroleum_Existing_Process_Natural Gas_Gas Boiler - High Turndown_A_Achievable Technical Potential | F7 | Industrial | Petroleum | Existing | Process | Natural Gas | Gas Boiler - High Turndown | A | Incremental Energy Savings (MWh or mTherms) | Achievable Technical Potential | 0 | 0 | 0 | 0 | 0 | 0.15555 | 0.15546 | 0.15455 | 0.15463 | 0.15476 | 0.13751 | 0.10971 | 0.08759 | 0.068959 | 0.055378 | 0.04388 | 0.035108 | 0.027945 | 0.022157 | 0.017746 | 0.014138 | 9.606e-05 | 3.4182e-05 | 1.1613e-05 | 3.775e-06 | 3.1995e-06 | 3.1909e-06 | 3.1832e-06 | 3.1762e-06 | 3.1701e-06 | 3.1647e-06
F8_Industrial_Petroleum_Existing_Process_Natural Gas_Gas Boiler - High Turndown_A_Achievable Technical Potential | F8 | Industrial | Petroleum | Existing | Process | Natural Gas | Gas Boiler - High Turndown | A | Incremental Summer Peak Savings (MW) | Achievable Technical Potential | 0 | 0 | 0 | 0 | 0 | 0 | 0 | 0 | 0 | 0 | 0 | 0 | 0 | 0 | 0 | 0 | 0 | 0 | 0 | 0 | 0 | 0 | 0 | 0 | 0 | 0 | 0 | 0 | 0 | 0 | 0
F9_Industrial_Petroleum_Existing_Process_Natural Gas_Gas Boiler - High Turndown_A_Achievable Technical Potential | F9 | Industrial | Petroleum | Existing | Process | Natural Gas | Gas Boiler - High Turndown | A | Incremental Winter Peak Savings (MW) | Achievable Technical Potential | 0 | 0 | 0 | 0 | 0 | 0 | 0 | 0 | 0 | 0 | 0 | 0 | 0 | 0 | 0 | 0 | 0 | 0 | 0 | 0 | 0 | 0 | 0 | 0 | 0 | 0 | 0 | 0 | 0 | 0 | 0
F10_Industrial_Petroleum_Existing_Process_Natural Gas_Gas Boiler - High Turndown_A_Achievable Technical Potential | F10 | Industrial | Petroleum | Existing | Process | Natural Gas | Gas Boiler - High Turndown | A | Cumulative Energy Savings (MWh or mTherms) | Achievable Technical Potential | 0 | 0 | 0 | 0 | 0 | 0.15555 | 0.31101 | 0.46556 | 0.62019 | 0.77494 | 0.91246 | 1.0222 | 1.1098 | 1.1787 | 1.2341 | 1.278 | 1.3131 | 1.341 | 1.3632 | 1.3809 | 1.3951 | 1.3952 | 1.3952 | 1.3952 | 1.3952 | 1.3952 | 1.3952 | 1.3952 | 1.3952 | 1.3952 | 1.3952
F11_Industrial_Petroleum_Existing_Process_Natural Gas_Gas Boiler - High Turndown_A_Achievable Technical Potential | F11 | Industrial | Petroleum | Existing | Process | Natural Gas | Gas Boiler - High Turndown | A | Cumulative Summer Peak Savings (MW) | Achievable Technical Potential | 0 | 0 | 0 | 0 | 0 | 0 | 0 | 0 | 0 | 0 | 0 | 0 | 0 | 0 | 0 | 0 | 0 | 0 | 0 | 0 | 0 | 0 | 0 | 0 | 0 | 0 | 0 | 0 | 0 | 0 | 0
F12_Industrial_Petroleum_Existing_Process_Natural Gas_Gas Boiler - High Turndown_A_Achievable Technical Potential | F12 | Industrial | Petroleum | Existing | Process | Natural Gas | Gas Boiler - High Turndown | A | Cumulative Winter Peak Savings (MW) | Achievable Technical Potential | 0 | 0 | 0 | 0 | 0 | 0 | 0 | 0 | 0 | 0 | 0 | 0 | 0 | 0 | 0 | 0 | 0 | 0 | 0 | 0 | 0 | 0 | 0 | 0 | 0 | 0 | 0 | 0 | 0 | 0 | 0
F13_Industrial_Petroleum_Existing_Process_Natural Gas_Gas Boiler - High Turndown_A_Achievable Technical Potential | F13 | Industrial | Petroleum | Existing | Process | Natural Gas | Gas Boiler - High Turndown | A | Purchases (Incremental) | Achievable Technical Potential | 0 | 0 | 0 | 0 | 0 | 0.21251 | 0.2124 | 0.21114 | 0.21126 | 0.21143 | 0.18787 | 0.14989 | 0.11967 | 0.094213 | 0.075658 | 0.059949 | 0.047965 | 0.038179 | 0.030271 | 0.024245 | 0.019316 | 0.00013124 | 4.67e-05 | 1.5866e-05 | 5.1575e-06 | 4.3711e-06 | 4.3595e-06 | 4.3489e-06 | 4.3394e-06 | 4.331e-06 | 4.3236e-06
F14_Industrial_Petroleum_Existing_Process_Natural Gas_Gas Boiler - High Turndown_A_Achievable Technical Potential | F14 | Industrial | Petroleum | Existing | Process | Natural Gas | Gas Boiler - High Turndown | A | Purchases (Cumulative) | Achievable Technical Potential | 0 | 0 | 0 | 0 | 0 | 0.21251 | 0.42491 | 0.63605 | 0.84731 | 1.0587 | 1.2466 | 1.3965 | 1.5162 | 1.6104 | 1.686 | 1.746 | 1.7939 | 1.8321 | 1.8624 | 1.8866 | 1.906 | 1.9061 | 1.9061 | 1.9062 | 1.9062 | 1.9062 | 1.9062 | 1.9062 | 1.9062 | 1.9062 | 1.9062
F1_Industrial_Petroleum_Existing_Space Heating_Natural Gas_Gas Boiler - Burner Control Optimization_A_Achievable Technical Potential | F1 | Industrial | Petroleum | Existing | Space Heating | Natural Gas | Gas Boiler - Burner Control Optimization | A | Original Unit Energy Savings (kWh or therms) | Achievable Technical Potential | 0 | 0 | 0 | 0 | 0 | 41.6245 | 41.3424 | 41.0622 | 40.7804 | 40.4995 | 40.2264 | 39.9561 | 39.6886 | 39.4243 | 39.1444 | 38.8876 | 38.6336 | 38.3838 | 38.1377 | 37.8911 | 37.6529 | 37.405 | 37.1656 | 36.9338 | 36.7005 | 36.4876 | 36.2933 | 36.116 | 35.9542 | 35.8065 | 35.6717
F2_Industrial_Petroleum_Existing_Space Heating_Natural Gas_Gas Boiler - Burner Control Optimization_A_Achievable Technical Potential | F2 | Industrial | Petroleum | Existing | Space Heating | Natural Gas | Gas Boiler - Burner Control Optimization | A | Original Unit Summer Peak Savings (kW) | Achievable Technical Potential | 0 | 0 | 0 | 0 | 0 | 0 | 0 | 0 | 0 | 0 | 0 | 0 | 0 | 0 | 0 | 0 | 0 | 0 | 0 | 0 | 0 | 0 | 0 | 0 | 0 | 0 | 0 | 0 | 0 | 0 | 0
F3_Industrial_Petroleum_Existing_Space Heating_Natural Gas_Gas Boiler - Burner Control Optimization_A_Achievable Technical Potential | F3 | Industrial | Petroleum | Existing | Space Heating | Natural Gas | Gas Boiler - Burner Control Optimization | A | Original Unit Winter Peak Savings (kW) | Achievable Technical Potential | 0 | 0 | 0 | 0 | 0 | 0 | 0 | 0 | 0 | 0 | 0 | 0 | 0 | 0 | 0 | 0 | 0 | 0 | 0 | 0 | 0 | 0 | 0 | 0 | 0 | 0 | 0 | 0 | 0 | 0 | 0
F4_Industrial_Petroleum_Existing_Space Heating_Natural Gas_Gas Boiler - Burner Control Optimization_A_Achievable Technical Potential | F4 | Industrial | Petroleum | Existing | Space Heating | Natural Gas | Gas Boiler - Burner Control Optimization | A | Standalone Impact on Baseline Energy (%) | Achievable Technical Potential | 0% | 0% | 0% | 0% | 0% | 0.0006881% | 0.001773% | 0.003966% | 0.007802% | 0.0138% | 0.02243% | 0.03331% | 0.04607% | 0.06054% | 0.07412% | 0.08777% | 0.09913% | 0.109% | 0.1174% | 0.1227% | 0.1272% | 0.1303% | 0.1326% | 0.1343% | 0.0013558 | 0.0013618 | 0.0013676 | 0.0013731 | 0 | 0 | 0
F5_Industrial_Petroleum_Existing_Space Heating_Natural Gas_Gas Boiler - Burner Control Optimization_A_Achievable Technical Potential | F5 | Industrial | Petroleum | Existing | Space Heating | Natural Gas | Gas Boiler - Burner Control Optimization | A | Standalone Impact on Baseline Summer Peak (%) | Achievable Technical Potential | 0% | 0% | 0% | 0% | 0% | 0% | 0% | 0% | 0% | 0% | 0% | 0% | 0% | 0% | 0% | 0% | 0% | 0% | 0% | 0% | 0% | 0% | 0% | 0% | 0 | 0 | 0 | 0 | 0 | 0 | 0
F6_Industrial_Petroleum_Existing_Space Heating_Natural Gas_Gas Boiler - Burner Control Optimization_A_Achievable Technical Potential | F6 | Industrial | Petroleum | Existing | Space Heating | Natural Gas | Gas Boiler - Burner Control Optimization | A | Standalone Impact on Baseline Winter Peak (%) | Achievable Technical Potential | 0% | 0% | 0% | 0% | 0% | 0% | 0% | 0% | 0% | 0% | 0% | 0% | 0% | 0% | 0% | 0% | 0% | 0% | 0% | 0% | 0% | 0% | 0% | 0% | 0 | 0 | 0 | 0 | 0 | 0 | 0
F7_Industrial_Petroleum_Existing_Space Heating_Natural Gas_Gas Boiler - Burner Control Optimization_A_Achievable Technical Potential | F7 | Industrial | Petroleum | Existing | Space Heating | Natural Gas | Gas Boiler - Burner Control Optimization | A | Incremental Energy Savings (MWh or mTherms) | Achievable Technical Potential | 0 | 0 | 0 | 0 | 0 | 3.0048e-05 | 4.6886e-05 | 9.2587e-05 | 0.000161 | 0.00024893 | 0.00034176 | 0.00043086 | 0.00049829 | 0.00052458 | 0.00052285 | 0.00048016 | 0.00041745 | 0.00033984 | 0.00026029 | 0.00019077 | 0.00013215 | 8.7182e-05 | 5.4924e-05 | 3.311e-05 | 2.2207e-05 | 0 | 0 | 0 | 0 | 0 | 0
F8_Industrial_Petroleum_Existing_Space Heating_Natural Gas_Gas Boiler - Burner Control Optimization_A_Achievable Technical Potential | F8 | Industrial | Petroleum | Existing | Space Heating | Natural Gas | Gas Boiler - Burner Control Optimization | A | Incremental Summer Peak Savings (MW) | Achievable Technical Potential | 0 | 0 | 0 | 0 | 0 | 0 | 0 | 0 | 0 | 0 | 0 | 0 | 0 | 0 | 0 | 0 | 0 | 0 | 0 | 0 | 0 | 0 | 0 | 0 | 0 | 0 | 0 | 0 | 0 | 0 | 0
F9_Industrial_Petroleum_Existing_Space Heating_Natural Gas_Gas Boiler - Burner Control Optimization_A_Achievable Technical Potential | F9 | Industrial | Petroleum | Existing | Space Heating | Natural Gas | Gas Boiler - Burner Control Optimization | A | Incremental Winter Peak Savings (MW) | Achievable Technical Potential | 0 | 0 | 0 | 0 | 0 | 0 | 0 | 0 | 0 | 0 | 0 | 0 | 0 | 0 | 0 | 0 | 0 | 0 | 0 | 0 | 0 | 0 | 0 | 0 | 0 | 0 | 0 | 0 | 0 | 0 | 0
F10_Industrial_Petroleum_Existing_Space Heating_Natural Gas_Gas Boiler - Burner Control Optimization_A_Achievable Technical Potential | F10 | Industrial | Petroleum | Existing | Space Heating | Natural Gas | Gas Boiler - Burner Control Optimization | A | Cumulative Energy Savings (MWh or mTherms) | Achievable Technical Potential | 0 | 0 | 0 | 0 | 0 | 3.0048e-05 | 7.673e-05 | 0.0001688 | 0.00032864 | 0.00057531 | 0.00091319 | 0.0013379 | 0.0018272 | 0.0023397 | 0.0028459 | 0.0033074 | 0.0037032 | 0.0040191 | 0.0042537 | 0.0044169 | 0.0045213 | 0.0045787 | 0.0046043 | 0.0046087 | 0.0046018 | 0.0045751 | 0.0045508 | 0.0045285 | 0.0045083 | 0.0044897 | 0.0044728
F11_Industrial_Petroleum_Existing_Space Heating_Natural Gas_Gas Boiler - Burner Control Optimization_A_Achievable Technical Potential | F11 | Industrial | Petroleum | Existing | Space Heating | Natural Gas | Gas Boiler - Burner Control Optimization | A | Cumulative Summer Peak Savings (MW) | Achievable Technical Potential | 0 | 0 | 0 | 0 | 0 | 0 | 0 | 0 | 0 | 0 | 0 | 0 | 0 | 0 | 0 | 0 | 0 | 0 | 0 | 0 | 0 | 0 | 0 | 0 | 0 | 0 | 0 | 0 | 0 | 0 | 0
F12_Industrial_Petroleum_Existing_Space Heating_Natural Gas_Gas Boiler - Burner Control Optimization_A_Achievable Technical Potential | F12 | Industrial | Petroleum | Existing | Space Heating | Natural Gas | Gas Boiler - Burner Control Optimization | A | Cumulative Winter Peak Savings (MW) | Achievable Technical Potential | 0 | 0 | 0 | 0 | 0 | 0 | 0 | 0 | 0 | 0 | 0 | 0 | 0 | 0 | 0 | 0 | 0 | 0 | 0 | 0 | 0 | 0 | 0 | 0 | 0 | 0 | 0 | 0 | 0 | 0 | 0
F13_Industrial_Petroleum_Existing_Space Heating_Natural Gas_Gas Boiler - Burner Control Optimization_A_Achievable Technical Potential | F13 | Industrial | Petroleum | Existing | Space Heating | Natural Gas | Gas Boiler - Burner Control Optimization | A | Purchases (Incremental) | Achievable Technical Potential | 0 | 0 | 0 | 0 | 0 | 0.00072187 | 0.0011341 | 0.0022548 | 0.0039481 | 0.0061465 | 0.0084958 | 0.010783 | 0.012555 | 0.013306 | 0.013357 | 0.012348 | 0.010805 | 0.0088538 | 0.0068249 | 0.0050348 | 0.0035098 | 0.0023308 | 0.0014778 | 0.00089648 | 0.00060508 | 0 | 0 | 0 | 0 | 0 | 0
F14_Industrial_Petroleum_Existing_Space Heating_Natural Gas_Gas Boiler - Burner Control Optimization_A_Achievable Technical Potential | F14 | Industrial | Petroleum | Existing | Space Heating | Natural Gas | Gas Boiler - Burner Control Optimization | A | Purchases (Cumulative) | Achievable Technical Potential | 0 | 0 | 0 | 0 | 0 | 0.00072187 | 0.001856 | 0.0041108 | 0.0080588 | 0.014205 | 0.022701 | 0.033484 | 0.046039 | 0.059345 | 0.072702 | 0.08505 | 0.095855 | 0.10471 | 0.11153 | 0.11657 | 0.12008 | 0.12241 | 0.12389 | 0.12478 | 0.12539 | 0.12539 | 0.12539 | 0.12539 | 0.12539 | 0.12539 | 0.12539
F1_Industrial_Petroleum_Existing_Process_Natural Gas_Gas Boiler - Burner Control Optimization_A_Achievable Technical Potential | F1 | Industrial | Petroleum | Existing | Process | Natural Gas | Gas Boiler - Burner Control Optimization | A | Original Unit Energy Savings (kWh or therms) | Achievable Technical Potential | 0 | 0 | 0 | 0 | 0 | 212.2656 | 212.2656 | 212.2656 | 212.2656 | 212.2656 | 212.2656 | 212.2656 | 212.2656 | 212.2656 | 212.2656 | 212.2656 | 212.2656 | 212.2656 | 212.2656 | 212.2656 | 212.2656 | 212.2656 | 212.2656 | 212.2656 | 212.2656 | 212.2656 | 212.2656 | 212.2656 | 212.2656 | 212.2656 | 212.2656
F2_Industrial_Petroleum_Existing_Process_Natural Gas_Gas Boiler - Burner Control Optimization_A_Achievable Technical Potential | F2 | Industrial | Petroleum | Existing | Process | Natural Gas | Gas Boiler - Burner Control Optimization | A | Original Unit Summer Peak Savings (kW) | Achievable Technical Potential | 0 | 0 | 0 | 0 | 0 | 0 | 0 | 0 | 0 | 0 | 0 | 0 | 0 | 0 | 0 | 0 | 0 | 0 | 0 | 0 | 0 | 0 | 0 | 0 | 0 | 0 | 0 | 0 | 0 | 0 | 0
F3_Industrial_Petroleum_Existing_Process_Natural Gas_Gas Boiler - Burner Control Optimization_A_Achievable Technical Potential | F3 | Industrial | Petroleum | Existing | Process | Natural Gas | Gas Boiler - Burner Control Optimization | A | Original Unit Winter Peak Savings (kW) | Achievable Technical Potential | 0 | 0 | 0 | 0 | 0 | 0 | 0 | 0 | 0 | 0 | 0 | 0 | 0 | 0 | 0 | 0 | 0 | 0 | 0 | 0 | 0 | 0 | 0 | 0 | 0 | 0 | 0 | 0 | 0 | 0 | 0
F4_Industrial_Petroleum_Existing_Process_Natural Gas_Gas Boiler - Burner Control Optimization_A_Achievable Technical Potential | F4 | Industrial | Petroleum | Existing | Process | Natural Gas | Gas Boiler - Burner Control Optimization | A | Standalone Impact on Baseline Energy (%) | Achievable Technical Potential | 0% | 0% | 0% | 0% | 0% | 0.001116% | 0.002871% | 0.006397% | 0.01253% | 0.02208% | 0.03573% | 0.05285% | 0.07282% | 0.09538% | 0.1164% | 0.1375% | 0.1549% | 0.1701% | 0.1828% | 0.1908% | 0.1974% | 0.202% | 0.2052% | 0.2074% | 0.0020906 | 0.0020967 | 0.0021023 | 0.0021074 | 0 | 0 | 0
F5_Industrial_Petroleum_Existing_Process_Natural Gas_Gas Boiler - Burner Control Optimization_A_Achievable Technical Potential | F5 | Industrial | Petroleum | Existing | Process | Natural Gas | Gas Boiler - Burner Control Optimization | A | Standalone Impact on Baseline Summer Peak (%) | Achievable Technical Potential | 0% | 0% | 0% | 0% | 0% | 0% | 0% | 0% | 0% | 0% | 0% | 0% | 0% | 0% | 0% | 0% | 0% | 0% | 0% | 0% | 0% | 0% | 0% | 0% | 0 | 0 | 0 | 0 | 0 | 0 | 0
F6_Industrial_Petroleum_Existing_Process_Natural Gas_Gas Boiler - Burner Control Optimization_A_Achievable Technical Potential | F6 | Industrial | Petroleum | Existing | Process | Natural Gas | Gas Boiler - Burner Control Optimization | A | Standalone Impact on Baseline Winter Peak (%) | Achievable Technical Potential | 0% | 0% | 0% | 0% | 0% | 0% | 0% | 0% | 0% | 0% | 0% | 0% | 0% | 0% | 0% | 0% | 0% | 0% | 0% | 0% | 0% | 0% | 0% | 0% | 0 | 0 | 0 | 0 | 0 | 0 | 0
F7_Industrial_Petroleum_Existing_Process_Natural Gas_Gas Boiler - Burner Control Optimization_A_Achievable Technical Potential | F7 | Industrial | Petroleum | Existing | Process | Natural Gas | Gas Boiler - Burner Control Optimization | A | Incremental Energy Savings (MWh or mTherms) | Achievable Technical Potential | 0 | 0 | 0 | 0 | 0 | 0.012168 | 0.019117 | 0.038009 | 0.066551 | 0.10361 | 0.14321 | 0.18177 | 0.21163 | 0.2243 | 0.22515 | 0.20814 | 0.18214 | 0.14925 | 0.11504 | 0.08487 | 0.059163 | 0.039289 | 0.024911 | 0.015112 | 0.0102 | 0 | 0 | 0 | 0 | 0 | 0
F8_Industrial_Petroleum_Existing_Process_Natural Gas_Gas Boiler - Burner Control Optimization_A_Achievable Technical Potential | F8 | Industrial | Petroleum | Existing | Process | Natural Gas | Gas Boiler - Burner Control Optimization | A | Incremental Summer Peak Savings (MW) | Achievable Technical Potential | 0 | 0 | 0 | 0 | 0 | 0 | 0 | 0 | 0 | 0 | 0 | 0 | 0 | 0 | 0 | 0 | 0 | 0 | 0 | 0 | 0 | 0 | 0 | 0 | 0 | 0 | 0 | 0 | 0 | 0 | 0
F9_Industrial_Petroleum_Existing_Process_Natural Gas_Gas Boiler - Burner Control Optimization_A_Achievable Technical Potential | F9 | Industrial | Petroleum | Existing | Process | Natural Gas | Gas Boiler - Burner Control Optimization | A | Incremental Winter Peak Savings (MW) | Achievable Technical Potential | 0 | 0 | 0 | 0 | 0 | 0 | 0 | 0 | 0 | 0 | 0 | 0 | 0 | 0 | 0 | 0 | 0 | 0 | 0 | 0 | 0 | 0 | 0 | 0 | 0 | 0 | 0 | 0 | 0 | 0 | 0
F10_Industrial_Petroleum_Existing_Process_Natural Gas_Gas Boiler - Burner Control Optimization_A_Achievable Technical Potential | F10 | Industrial | Petroleum | Existing | Process | Natural Gas | Gas Boiler - Burner Control Optimization | A | Cumulative Energy Savings (MWh or mTherms) | Achievable Technical Potential | 0 | 0 | 0 | 0 | 0 | 0.012168 | 0.031285 | 0.069294 | 0.13584 | 0.23945 | 0.38266 | 0.56444 | 0.77607 | 1.0004 | 1.2255 | 1.4337 | 1.6158 | 1.765 | 1.8801 | 1.965 | 2.0241 | 2.0634 | 2.0883 | 2.1034 | 2.1136 | 2.1136 | 2.1136 | 2.1136 | 2.1136 | 2.1136 | 2.1136
F11_Industrial_Petroleum_Existing_Process_Natural Gas_Gas Boiler - Burner Control Optimization_A_Achievable Technical Potential | F11 | Industrial | Petroleum | Existing | Process | Natural Gas | Gas Boiler - Burner Control Optimization | A | Cumulative Summer Peak Savings (MW) | Achievable Technical Potential | 0 | 0 | 0 | 0 | 0 | 0 | 0 | 0 | 0 | 0 | 0 | 0 | 0 | 0 | 0 | 0 | 0 | 0 | 0 | 0 | 0 | 0 | 0 | 0 | 0 | 0 | 0 | 0 | 0 | 0 | 0
F12_Industrial_Petroleum_Existing_Process_Natural Gas_Gas Boiler - Burner Control Optimization_A_Achievable Technical Potential | F12 | Industrial | Petroleum | Existing | Process | Natural Gas | Gas Boiler - Burner Control Optimization | A | Cumulative Winter Peak Savings (MW) | Achievable Technical Potential | 0 | 0 | 0 | 0 | 0 | 0 | 0 | 0 | 0 | 0 | 0 | 0 | 0 | 0 | 0 | 0 | 0 | 0 | 0 | 0 | 0 | 0 | 0 | 0 | 0 | 0 | 0 | 0 | 0 | 0 | 0
F13_Industrial_Petroleum_Existing_Process_Natural Gas_Gas Boiler - Burner Control Optimization_A_Achievable Technical Potential | F13 | Industrial | Petroleum | Existing | Process | Natural Gas | Gas Boiler - Burner Control Optimization | A | Purchases (Incremental) | Achievable Technical Potential | 0 | 0 | 0 | 0 | 0 | 0.057326 | 0.090062 | 0.17906 | 0.31353 | 0.48811 | 0.67468 | 0.85633 | 0.99703 | 1.0567 | 1.0607 | 0.98055 | 0.85809 | 0.70311 | 0.54198 | 0.39983 | 0.27872 | 0.18509 | 0.11736 | 0.071192 | 0.048051 | 0 | 0 | 0 | 0 | 0 | 0
F14_Industrial_Petroleum_Existing_Process_Natural Gas_Gas Boiler - Burner Control Optimization_A_Achievable Technical Potential | F14 | Industrial | Petroleum | Existing | Process | Natural Gas | Gas Boiler - Burner Control Optimization | A | Purchases (Cumulative) | Achievable Technical Potential | 0 | 0 | 0 | 0 | 0 | 0.057326 | 0.14739 | 0.32645 | 0.63998 | 1.1281 | 1.8028 | 2.6591 | 3.6561 | 4.7128 | 5.7735 | 6.7541 | 7.6122 | 8.3153 | 8.8572 | 9.2571 | 9.5358 | 9.7209 | 9.8382 | 9.9094 | 9.9575 | 9.9575 | 9.9575 | 9.9575 | 9.9575 | 9.9575 | 9.9575
F1_Industrial_Petroleum_Existing_Space Heating_Natural Gas_HVAC - Demand Controlled Ventilation_A_Achievable Technical Potential | F1 | Industrial | Petroleum | Existing | Space Heating | Natural Gas | HVAC - Demand Controlled Ventilation | A | Original Unit Energy Savings (kWh or therms) | Achievable Technical Potential | 0 | 0 | 0 | 0 | 0 | 0.045714 | 0.045302 | 0.044777 | 0.044244 | 0.043709 | 0.043186 | 0.042667 | 0.042179 | 0.041719 | 0.041255 | 0.04085 | 0.040467 | 0.040108 | 0.03977 | 0.039428 | 0.039096 | 0.038767 | 0.038427 | 0.038101 | 0.037787 | 0.037493 | 0.037218 | 0.03696 | 0.036718 | 0.036492 | 0.03628
F2_Industrial_Petroleum_Existing_Space Heating_Natural Gas_HVAC - Demand Controlled Ventilation_A_Achievable Technical Potential | F2 | Industrial | Petroleum | Existing | Space Heating | Natural Gas | HVAC - Demand Controlled Ventilation | A | Original Unit Summer Peak Savings (kW) | Achievable Technical Potential | 0 | 0 | 0 | 0 | 0 | 0 | 0 | 0 | 0 | 0 | 0 | 0 | 0 | 0 | 0 | 0 | 0 | 0 | 0 | 0 | 0 | 0 | 0 | 0 | 0 | 0 | 0 | 0 | 0 | 0 | 0
F3_Industrial_Petroleum_Existing_Space Heating_Natural Gas_HVAC - Demand Controlled Ventilation_A_Achievable Technical Potential | F3 | Industrial | Petroleum | Existing | Space Heating | Natural Gas | HVAC - Demand Controlled Ventilation | A | Original Unit Winter Peak Savings (kW) | Achievable Technical Potential | 0 | 0 | 0 | 0 | 0 | 0 | 0 | 0 | 0 | 0 | 0 | 0 | 0 | 0 | 0 | 0 | 0 | 0 | 0 | 0 | 0 | 0 | 0 | 0 | 0 | 0 | 0 | 0 | 0 | 0 | 0
F4_Industrial_Petroleum_Existing_Space Heating_Natural Gas_HVAC - Demand Controlled Ventilation_A_Achievable Technical Potential | F4 | Industrial | Petroleum | Existing | Space Heating | Natural Gas | HVAC - Demand Controlled Ventilation | A | Standalone Impact on Baseline Energy (%) | Achievable Technical Potential | 0% | 0% | 0% | 0% | 0% | 0.0534% | 0.1068% | 0.1606% | 0.2136% | 0.2664% | 0.3227% | 0.3763% | 0.4297% | 0.4892% | 0.5399% | 0.5976% | 0.65% | 0.7058% | 0.7646% | 0.8161% | 0.8719% | 0.9277% | 0.9833% | 1.039% | 0.010944 | 0.010971 | 0.010995 | 0.011017 | 0 | 0 | 0
F5_Industrial_Petroleum_Existing_Space Heating_Natural Gas_HVAC - Demand Controlled Ventilation_A_Achievable Technical Potential | F5 | Industrial | Petroleum | Existing | Space Heating | Natural Gas | HVAC - Demand Controlled Ventilation | A | Standalone Impact on Baseline Summer Peak (%) | Achievable Technical Potential | 0% | 0% | 0% | 0% | 0% | 0% | 0% | 0% | 0% | 0% | 0% | 0% | 0% | 0% | 0% | 0% | 0% | 0% | 0% | 0% | 0% | 0% | 0% | 0% | 0 | 0 | 0 | 0 | 0 | 0 | 0
F6_Industrial_Petroleum_Existing_Space Heating_Natural Gas_HVAC - Demand Controlled Ventilation_A_Achievable Technical Potential | F6 | Industrial | Petroleum | Existing | Space Heating | Natural Gas | HVAC - Demand Controlled Ventilation | A | Standalone Impact on Baseline Winter Peak (%) | Achievable Technical Potential | 0% | 0% | 0% | 0% | 0% | 0% | 0% | 0% | 0% | 0% | 0% | 0% | 0% | 0% | 0% | 0% | 0% | 0% | 0% | 0% | 0% | 0% | 0% | 0% | 0 | 0 | 0 | 0 | 0 | 0 | 0
F7_Industrial_Petroleum_Existing_Space Heating_Natural Gas_HVAC - Demand Controlled Ventilation_A_Achievable Technical Potential | F7 | Industrial | Petroleum | Existing | Space Heating | Natural Gas | HVAC - Demand Controlled Ventilation | A | Incremental Energy Savings (MWh or mTherms) | Achievable Technical Potential | 0 | 0 | 0 | 0 | 0 | 0.0023319 | 0.0023096 | 0.0022694 | 0.0022436 | 0.0022183 | 0.0021639 | 0.0021321 | 0.0021034 | 0.0020475 | 0.0020324 | 0.0019933 | 0.0019748 | 0.0019475 | 0.0019138 | 0.0018996 | 0.0018759 | 0.0018528 | 0.0018299 | 0.0018082 | 0.0017876 | 0 | 0 | 0 | 0 | 0 | 0
F8_Industrial_Petroleum_Existing_Space Heating_Natural Gas_HVAC - Demand Controlled Ventilation_A_Achievable Technical Potential | F8 | Industrial | Petroleum | Existing | Space Heating | Natural Gas | HVAC - Demand Controlled Ventilation | A | Incremental Summer Peak Savings (MW) | Achievable Technical Potential | 0 | 0 | 0 | 0 | 0 | 0 | 0 | 0 | 0 | 0 | 0 | 0 | 0 | 0 | 0 | 0 | 0 | 0 | 0 | 0 | 0 | 0 | 0 | 0 | 0 | 0 | 0 | 0 | 0 | 0 | 0
F9_Industrial_Petroleum_Existing_Space Heating_Natural Gas_HVAC - Demand Controlled Ventilation_A_Achievable Technical Potential | F9 | Industrial | Petroleum | Existing | Space Heating | Natural Gas | HVAC - Demand Controlled Ventilation | A | Incremental Winter Peak Savings (MW) | Achievable Technical Potential | 0 | 0 | 0 | 0 | 0 | 0 | 0 | 0 | 0 | 0 | 0 | 0 | 0 | 0 | 0 | 0 | 0 | 0 | 0 | 0 | 0 | 0 | 0 | 0 | 0 | 0 | 0 | 0 | 0 | 0 | 0
F10_Industrial_Petroleum_Existing_Space Heating_Natural Gas_HVAC - Demand Controlled Ventilation_A_Achievable Technical Potential | F10 | Industrial | Petroleum | Existing | Space Heating | Natural Gas | HVAC - Demand Controlled Ventilation | A | Cumulative Energy Savings (MWh or mTherms) | Achievable Technical Potential | 0 | 0 | 0 | 0 | 0 | 0.0023319 | 0.0046205 | 0.0068364 | 0.0089987 | 0.011108 | 0.013139 | 0.015113 | 0.017044 | 0.018906 | 0.020728 | 0.022517 | 0.024281 | 0.026013 | 0.027708 | 0.029369 | 0.030998 | 0.03259 | 0.034134 | 0.035652 | 0.037146 | 0.036857 | 0.036587 | 0.036333 | 0.036096 | 0.035873 | 0.035664
F11_Industrial_Petroleum_Existing_Space Heating_Natural Gas_HVAC - Demand Controlled Ventilation_A_Achievable Technical Potential | F11 | Industrial | Petroleum | Existing | Space Heating | Natural Gas | HVAC - Demand Controlled Ventilation | A | Cumulative Summer Peak Savings (MW) | Achievable Technical Potential | 0 | 0 | 0 | 0 | 0 | 0 | 0 | 0 | 0 | 0 | 0 | 0 | 0 | 0 | 0 | 0 | 0 | 0 | 0 | 0 | 0 | 0 | 0 | 0 | 0 | 0 | 0 | 0 | 0 | 0 | 0
F12_Industrial_Petroleum_Existing_Space Heating_Natural Gas_HVAC - Demand Controlled Ventilation_A_Achievable Technical Potential | F12 | Industrial | Petroleum | Existing | Space Heating | Natural Gas | HVAC - Demand Controlled Ventilation | A | Cumulative Winter Peak Savings (MW) | Achievable Technical Potential | 0 | 0 | 0 | 0 | 0 | 0 | 0 | 0 | 0 | 0 | 0 | 0 | 0 | 0 | 0 | 0 | 0 | 0 | 0 | 0 | 0 | 0 | 0 | 0 | 0 | 0 | 0 | 0 | 0 | 0 | 0
F13_Industrial_Petroleum_Existing_Space Heating_Natural Gas_HVAC - Demand Controlled Ventilation_A_Achievable Technical Potential | F13 | Industrial | Petroleum | Existing | Space Heating | Natural Gas | HVAC - Demand Controlled Ventilation | A | Purchases (Incremental) | Achievable Technical Potential | 0 | 0 | 0 | 0 | 0 | 51.0114 | 50.9835 | 50.6828 | 50.7102 | 50.7521 | 50.1076 | 49.9707 | 49.8692 | 49.0773 | 49.2647 | 48.7949 | 48.8012 | 48.5556 | 48.1225 | 48.1795 | 47.9803 | 47.7937 | 47.6195 | 47.4577 | 47.308 | 0 | 0 | 0 | 0 | 0 | 0
F14_Industrial_Petroleum_Existing_Space Heating_Natural Gas_HVAC - Demand Controlled Ventilation_A_Achievable Technical Potential | F14 | Industrial | Petroleum | Existing | Space Heating | Natural Gas | HVAC - Demand Controlled Ventilation | A | Purchases (Cumulative) | Achievable Technical Potential | 0 | 0 | 0 | 0 | 0 | 51.0114 | 101.9949 | 152.6777 | 203.3879 | 254.14 | 304.2476 | 354.2183 | 404.0875 | 453.1648 | 502.4295 | 551.2244 | 600.0257 | 648.5813 | 696.7038 | 744.8833 | 792.8635 | 840.6572 | 888.2767 | 935.7344 | 983.0424 | 983.0424 | 983.0424 | 983.0424 | 983.0424 | 983.0424 | 983.0424
F1_Industrial_Petroleum_Existing_Space Heating_Natural Gas_Gas Boiler - Stack Economizer_A_Achievable Technical Potential | F1 | Industrial | Petroleum | Existing | Space Heating | Natural Gas | Gas Boiler - Stack Economizer | A | Original Unit Energy Savings (kWh or therms) | Achievable Technical Potential | 0 | 0 | 0 | 0 | 0 | 104.7788 | 104.0688 | 103.3633 | 102.6541 | 101.9469 | 101.2596 | 100.5791 | 99.9059 | 99.2404 | 98.5359 | 97.8894 | 97.2501 | 96.6214 | 96.0019 | 95.381 | 94.7814 | 94.1573 | 93.5549 | 92.9713 | 92.384 | 91.8481 | 91.3591 | 90.9128 | 90.5054 | 90.1337 | 89.7944
F2_Industrial_Petroleum_Existing_Space Heating_Natural Gas_Gas Boiler - Stack Economizer_A_Achievable Technical Potential | F2 | Industrial | Petroleum | Existing | Space Heating | Natural Gas | Gas Boiler - Stack Economizer | A | Original Unit Summer Peak Savings (kW) | Achievable Technical Potential | 0 | 0 | 0 | 0 | 0 | 0 | 0 | 0 | 0 | 0 | 0 | 0 | 0 | 0 | 0 | 0 | 0 | 0 | 0 | 0 | 0 | 0 | 0 | 0 | 0 | 0 | 0 | 0 | 0 | 0 | 0
F3_Industrial_Petroleum_Existing_Space Heating_Natural Gas_Gas Boiler - Stack Economizer_A_Achievable Technical Potential | F3 | Industrial | Petroleum | Existing | Space Heating | Natural Gas | Gas Boiler - Stack Economizer | A | Original Unit Winter Peak Savings (kW) | Achievable Technical Potential | 0 | 0 | 0 | 0 | 0 | 0 | 0 | 0 | 0 | 0 | 0 | 0 | 0 | 0 | 0 | 0 | 0 | 0 | 0 | 0 | 0 | 0 | 0 | 0 | 0 | 0 | 0 | 0 | 0 | 0 | 0
F4_Industrial_Petroleum_Existing_Space Heating_Natural Gas_Gas Boiler - Stack Economizer_A_Achievable Technical Potential | F4 | Industrial | Petroleum | Existing | Space Heating | Natural Gas | Gas Boiler - Stack Economizer | A | Standalone Impact on Baseline Energy (%) | Achievable Technical Potential | 0% | 0% | 0% | 0% | 0% | 0.01712% | 0.03432% | 0.05187% | 0.06934% | 0.08693% | 0.1041% | 0.1174% | 0.1282% | 0.1389% | 0.1453% | 0.1523% | 0.1568% | 0.1613% | 0.1657% | 0.1679% | 0.1706% | 0.1716% | 0.1725% | 0.1734% | 0.0017421 | 0.0017499 | 0.0017574 | 0.0017645 | 0 | 0 | 0
F5_Industrial_Petroleum_Existing_Space Heating_Natural Gas_Gas Boiler - Stack Economizer_A_Achievable Technical Potential | F5 | Industrial | Petroleum | Existing | Space Heating | Natural Gas | Gas Boiler - Stack Economizer | A | Standalone Impact on Baseline Summer Peak (%) | Achievable Technical Potential | 0% | 0% | 0% | 0% | 0% | 0% | 0% | 0% | 0% | 0% | 0% | 0% | 0% | 0% | 0% | 0% | 0% | 0% | 0% | 0% | 0% | 0% | 0% | 0% | 0 | 0 | 0 | 0 | 0 | 0 | 0
F6_Industrial_Petroleum_Existing_Space Heating_Natural Gas_Gas Boiler - Stack Economizer_A_Achievable Technical Potential | F6 | Industrial | Petroleum | Existing | Space Heating | Natural Gas | Gas Boiler - Stack Economizer | A | Standalone Impact on Baseline Winter Peak (%) | Achievable Technical Potential | 0% | 0% | 0% | 0% | 0% | 0% | 0% | 0% | 0% | 0% | 0% | 0% | 0% | 0% | 0% | 0% | 0% | 0% | 0% | 0% | 0% | 0% | 0% | 0% | 0 | 0 | 0 | 0 | 0 | 0 | 0
F7_Industrial_Petroleum_Existing_Space Heating_Natural Gas_Gas Boiler - Stack Economizer_A_Achievable Technical Potential | F7 | Industrial | Petroleum | Existing | Space Heating | Natural Gas | Gas Boiler - Stack Economizer | A | Incremental Energy Savings (MWh or mTherms) | Achievable Technical Potential | 0 | 0 | 0 | 0 | 0 | 0.00074771 | 0.00074224 | 0.00073286 | 0.00072822 | 0.0007238 | 0.00063882 | 0.00050623 | 0.00040146 | 0.00031396 | 0.00025034 | 0.00019706 | 0.00015664 | 0.00012387 | 9.7585e-05 | 7.7655e-05 | 6.1478e-05 | 4.1495e-07 | 1.4671e-07 | 4.9534e-08 | 1.6e-08 | 1.3482e-08 | 1.3374e-08 | 1.3276e-08 | 1.3188e-08 | 1.3109e-08 | 1.3037e-08
F8_Industrial_Petroleum_Existing_Space Heating_Natural Gas_Gas Boiler - Stack Economizer_A_Achievable Technical Potential | F8 | Industrial | Petroleum | Existing | Space Heating | Natural Gas | Gas Boiler - Stack Economizer | A | Incremental Summer Peak Savings (MW) | Achievable Technical Potential | 0 | 0 | 0 | 0 | 0 | 0 | 0 | 0 | 0 | 0 | 0 | 0 | 0 | 0 | 0 | 0 | 0 | 0 | 0 | 0 | 0 | 0 | 0 | 0 | 0 | 0 | 0 | 0 | 0 | 0 | 0
F9_Industrial_Petroleum_Existing_Space Heating_Natural Gas_Gas Boiler - Stack Economizer_A_Achievable Technical Potential | F9 | Industrial | Petroleum | Existing | Space Heating | Natural Gas | Gas Boiler - Stack Economizer | A | Incremental Winter Peak Savings (MW) | Achievable Technical Potential | 0 | 0 | 0 | 0 | 0 | 0 | 0 | 0 | 0 | 0 | 0 | 0 | 0 | 0 | 0 | 0 | 0 | 0 | 0 | 0 | 0 | 0 | 0 | 0 | 0 | 0 | 0 | 0 | 0 | 0 | 0
F10_Industrial_Petroleum_Existing_Space Heating_Natural Gas_Gas Boiler - Stack Economizer_A_Achievable Technical Potential | F10 | Industrial | Petroleum | Existing | Space Heating | Natural Gas | Gas Boiler - Stack Economizer | A | Cumulative Energy Savings (MWh or mTherms) | Achievable Technical Potential | 0 | 0 | 0 | 0 | 0 | 0.00074771 | 0.0014849 | 0.0022077 | 0.0029208 | 0.0036244 | 0.0042388 | 0.0047166 | 0.0050864 | 0.0053665 | 0.0055788 | 0.0057392 | 0.0058584 | 0.0059444 | 0.0060038 | 0.0060427 | 0.0060662 | 0.0060266 | 0.0059882 | 0.0059509 | 0.0059133 | 0.0058791 | 0.0058478 | 0.0058192 | 0.0057932 | 0.0057694 | 0.0057477
F11_Industrial_Petroleum_Existing_Space Heating_Natural Gas_Gas Boiler - Stack Economizer_A_Achievable Technical Potential | F11 | Industrial | Petroleum | Existing | Space Heating | Natural Gas | Gas Boiler - Stack Economizer | A | Cumulative Summer Peak Savings (MW) | Achievable Technical Potential | 0 | 0 | 0 | 0 | 0 | 0 | 0 | 0 | 0 | 0 | 0 | 0 | 0 | 0 | 0 | 0 | 0 | 0 | 0 | 0 | 0 | 0 | 0 | 0 | 0 | 0 | 0 | 0 | 0 | 0 | 0
F12_Industrial_Petroleum_Existing_Space Heating_Natural Gas_Gas Boiler - Stack Economizer_A_Achievable Technical Potential | F12 | Industrial | Petroleum | Existing | Space Heating | Natural Gas | Gas Boiler - Stack Economizer | A | Cumulative Winter Peak Savings (MW) | Achievable Technical Potential | 0 | 0 | 0 | 0 | 0 | 0 | 0 | 0 | 0 | 0 | 0 | 0 | 0 | 0 | 0 | 0 | 0 | 0 | 0 | 0 | 0 | 0 | 0 | 0 | 0 | 0 | 0 | 0 | 0 | 0 | 0
F13_Industrial_Petroleum_Existing_Space Heating_Natural Gas_Gas Boiler - Stack Economizer_A_Achievable Technical Potential | F13 | Industrial | Petroleum | Existing | Space Heating | Natural Gas | Gas Boiler - Stack Economizer | A | Purchases (Incremental) | Achievable Technical Potential | 0 | 0 | 0 | 0 | 0 | 0.0071361 | 0.0071322 | 0.0070901 | 0.007094 | 0.0070998 | 0.0063087 | 0.0050332 | 0.0040184 | 0.0031636 | 0.0025406 | 0.0020131 | 0.0016107 | 0.001282 | 0.0010165 | 0.00081416 | 0.00064863 | 4.407e-06 | 1.5682e-06 | 5.3279e-07 | 1.7319e-07 | 1.4678e-07 | 1.4639e-07 | 1.4604e-07 | 1.4572e-07 | 1.4543e-07 | 1.4519e-07
F14_Industrial_Petroleum_Existing_Space Heating_Natural Gas_Gas Boiler - Stack Economizer_A_Achievable Technical Potential | F14 | Industrial | Petroleum | Existing | Space Heating | Natural Gas | Gas Boiler - Stack Economizer | A | Purchases (Cumulative) | Achievable Technical Potential | 0 | 0 | 0 | 0 | 0 | 0.0071361 | 0.014268 | 0.021358 | 0.028452 | 0.035552 | 0.041861 | 0.046894 | 0.050912 | 0.054076 | 0.056617 | 0.05863 | 0.06024 | 0.061522 | 0.062539 | 0.063353 | 0.064002 | 0.064006 | 0.064008 | 0.064008 | 0.064008 | 0.064008 | 0.064009 | 0.064009 | 0.064009 | 0.064009 | 0.064009
F1_Industrial_Petroleum_Existing_Process_Natural Gas_Gas Boiler - Stack Economizer_A_Achievable Technical Potential | F1 | Industrial | Petroleum | Existing | Process | Natural Gas | Gas Boiler - Stack Economizer | A | Original Unit Energy Savings (kWh or therms) | Achievable Technical Potential | 0 | 0 | 0 | 0 | 0 | 702.6725 | 702.6725 | 702.6725 | 702.6725 | 702.6725 | 702.6725 | 702.6725 | 702.6725 | 702.6725 | 702.6725 | 702.6725 | 702.6725 | 702.6725 | 702.6725 | 702.6725 | 702.6725 | 702.6725 | 702.6725 | 702.6725 | 702.6725 | 702.6725 | 702.6725 | 702.6725 | 702.6725 | 702.6725 | 702.6725
F2_Industrial_Petroleum_Existing_Process_Natural Gas_Gas Boiler - Stack Economizer_A_Achievable Technical Potential | F2 | Industrial | Petroleum | Existing | Process | Natural Gas | Gas Boiler - Stack Economizer | A | Original Unit Summer Peak Savings (kW) | Achievable Technical Potential | 0 | 0 | 0 | 0 | 0 | 0 | 0 | 0 | 0 | 0 | 0 | 0 | 0 | 0 | 0 | 0 | 0 | 0 | 0 | 0 | 0 | 0 | 0 | 0 | 0 | 0 | 0 | 0 | 0 | 0 | 0
F3_Industrial_Petroleum_Existing_Process_Natural Gas_Gas Boiler - Stack Economizer_A_Achievable Technical Potential | F3 | Industrial | Petroleum | Existing | Process | Natural Gas | Gas Boiler - Stack Economizer | A | Original Unit Winter Peak Savings (kW) | Achievable Technical Potential | 0 | 0 | 0 | 0 | 0 | 0 | 0 | 0 | 0 | 0 | 0 | 0 | 0 | 0 | 0 | 0 | 0 | 0 | 0 | 0 | 0 | 0 | 0 | 0 | 0 | 0 | 0 | 0 | 0 | 0 | 0
F4_Industrial_Petroleum_Existing_Process_Natural Gas_Gas Boiler - Stack Economizer_A_Achievable Technical Potential | F4 | Industrial | Petroleum | Existing | Process | Natural Gas | Gas Boiler - Stack Economizer | A | Standalone Impact on Baseline Energy (%) | Achievable Technical Potential | 0% | 0% | 0% | 0% | 0% | 0.03653% | 0.07307% | 0.11% | 0.1465% | 0.1829% | 0.2181% | 0.245% | 0.2666% | 0.2877% | 0.3001% | 0.3137% | 0.3223% | 0.3308% | 0.3393% | 0.3433% | 0.3483% | 0.3497% | 0.351% | 0.3522% | 0.0035328 | 0.0035431 | 0.0035526 | 0.0035612 | 0 | 0 | 0
F5_Industrial_Petroleum_Existing_Process_Natural Gas_Gas Boiler - Stack Economizer_A_Achievable Technical Potential | F5 | Industrial | Petroleum | Existing | Process | Natural Gas | Gas Boiler - Stack Economizer | A | Standalone Impact on Baseline Summer Peak (%) | Achievable Technical Potential | 0% | 0% | 0% | 0% | 0% | 0% | 0% | 0% | 0% | 0% | 0% | 0% | 0% | 0% | 0% | 0% | 0% | 0% | 0% | 0% | 0% | 0% | 0% | 0% | 0 | 0 | 0 | 0 | 0 | 0 | 0
F6_Industrial_Petroleum_Existing_Process_Natural Gas_Gas Boiler - Stack Economizer_A_Achievable Technical Potential | F6 | Industrial | Petroleum | Existing | Process | Natural Gas | Gas Boiler - Stack Economizer | A | Standalone Impact on Baseline Winter Peak (%) | Achievable Technical Potential | 0% | 0% | 0% | 0% | 0% | 0% | 0% | 0% | 0% | 0% | 0% | 0% | 0% | 0% | 0% | 0% | 0% | 0% | 0% | 0% | 0% | 0% | 0% | 0% | 0 | 0 | 0 | 0 | 0 | 0 | 0
F7_Industrial_Petroleum_Existing_Process_Natural Gas_Gas Boiler - Stack Economizer_A_Achievable Technical Potential | F7 | Industrial | Petroleum | Existing | Process | Natural Gas | Gas Boiler - Stack Economizer | A | Incremental Energy Savings (MWh or mTherms) | Achievable Technical Potential | 0 | 0 | 0 | 0 | 0 | 0.3982 | 0.39798 | 0.39564 | 0.39585 | 0.39618 | 0.35203 | 0.28086 | 0.22423 | 0.17653 | 0.14177 | 0.11233 | 0.089877 | 0.07154 | 0.056722 | 0.045431 | 0.036194 | 0.00024591 | 8.7506e-05 | 2.973e-05 | 9.6641e-06 | 8.1906e-06 | 8.1688e-06 | 8.149e-06 | 8.1312e-06 | 8.1154e-06 | 8.1016e-06
F8_Industrial_Petroleum_Existing_Process_Natural Gas_Gas Boiler - Stack Economizer_A_Achievable Technical Potential | F8 | Industrial | Petroleum | Existing | Process | Natural Gas | Gas Boiler - Stack Economizer | A | Incremental Summer Peak Savings (MW) | Achievable Technical Potential | 0 | 0 | 0 | 0 | 0 | 0 | 0 | 0 | 0 | 0 | 0 | 0 | 0 | 0 | 0 | 0 | 0 | 0 | 0 | 0 | 0 | 0 | 0 | 0 | 0 | 0 | 0 | 0 | 0 | 0 | 0
F9_Industrial_Petroleum_Existing_Process_Natural Gas_Gas Boiler - Stack Economizer_A_Achievable Technical Potential | F9 | Industrial | Petroleum | Existing | Process | Natural Gas | Gas Boiler - Stack Economizer | A | Incremental Winter Peak Savings (MW) | Achievable Technical Potential | 0 | 0 | 0 | 0 | 0 | 0 | 0 | 0 | 0 | 0 | 0 | 0 | 0 | 0 | 0 | 0 | 0 | 0 | 0 | 0 | 0 | 0 | 0 | 0 | 0 | 0 | 0 | 0 | 0 | 0 | 0
F10_Industrial_Petroleum_Existing_Process_Natural Gas_Gas Boiler - Stack Economizer_A_Achievable Technical Potential | F10 | Industrial | Petroleum | Existing | Process | Natural Gas | Gas Boiler - Stack Economizer | A | Cumulative Energy Savings (MWh or mTherms) | Achievable Technical Potential | 0 | 0 | 0 | 0 | 0 | 0.3982 | 0.79619 | 1.1918 | 1.5877 | 1.9839 | 2.3359 | 2.6167 | 2.841 | 3.0175 | 3.1593 | 3.2716 | 3.3615 | 3.433 | 3.4897 | 3.5352 | 3.5714 | 3.5716 | 3.5717 | 3.5717 | 3.5717 | 3.5718 | 3.5718 | 3.5718 | 3.5718 | 3.5718 | 3.5718
F11_Industrial_Petroleum_Existing_Process_Natural Gas_Gas Boiler - Stack Economizer_A_Achievable Technical Potential | F11 | Industrial | Petroleum | Existing | Process | Natural Gas | Gas Boiler - Stack Economizer | A | Cumulative Summer Peak Savings (MW) | Achievable Technical Potential | 0 | 0 | 0 | 0 | 0 | 0 | 0 | 0 | 0 | 0 | 0 | 0 | 0 | 0 | 0 | 0 | 0 | 0 | 0 | 0 | 0 | 0 | 0 | 0 | 0 | 0 | 0 | 0 | 0 | 0 | 0
F12_Industrial_Petroleum_Existing_Process_Natural Gas_Gas Boiler - Stack Economizer_A_Achievable Technical Potential | F12 | Industrial | Petroleum | Existing | Process | Natural Gas | Gas Boiler - Stack Economizer | A | Cumulative Winter Peak Savings (MW) | Achievable Technical Potential | 0 | 0 | 0 | 0 | 0 | 0 | 0 | 0 | 0 | 0 | 0 | 0 | 0 | 0 | 0 | 0 | 0 | 0 | 0 | 0 | 0 | 0 | 0 | 0 | 0 | 0 | 0 | 0 | 0 | 0 | 0
F13_Industrial_Petroleum_Existing_Process_Natural Gas_Gas Boiler - Stack Economizer_A_Achievable Technical Potential | F13 | Industrial | Petroleum | Existing | Process | Natural Gas | Gas Boiler - Stack Economizer | A | Purchases (Incremental) | Achievable Technical Potential | 0 | 0 | 0 | 0 | 0 | 0.5667 | 0.56639 | 0.56305 | 0.56335 | 0.56382 | 0.50099 | 0.3997 | 0.31911 | 0.25123 | 0.20175 | 0.15986 | 0.12791 | 0.10181 | 0.080723 | 0.064655 | 0.05151 | 0.00034997 | 0.00012453 | 4.231e-05 | 1.3753e-05 | 1.1656e-05 | 1.1625e-05 | 1.1597e-05 | 1.1572e-05 | 1.1549e-05 | 1.153e-05
F14_Industrial_Petroleum_Existing_Process_Natural Gas_Gas Boiler - Stack Economizer_A_Achievable Technical Potential | F14 | Industrial | Petroleum | Existing | Process | Natural Gas | Gas Boiler - Stack Economizer | A | Purchases (Cumulative) | Achievable Technical Potential | 0 | 0 | 0 | 0 | 0 | 0.5667 | 1.1331 | 1.6961 | 2.2595 | 2.8233 | 3.3243 | 3.724 | 4.0431 | 4.2943 | 4.4961 | 4.656 | 4.7839 | 4.8857 | 4.9664 | 5.0311 | 5.0826 | 5.0829 | 5.083 | 5.0831 | 5.0831 | 5.0831 | 5.0831 | 5.0831 | 5.0831 | 5.0831 | 5.0832
F1_Industrial_Petroleum_Existing_Space Heating_Natural Gas_Gas Furnace Tube Inserts_A_Achievable Technical Potential | F1 | Industrial | Petroleum | Existing | Space Heating | Natural Gas | Gas Furnace Tube Inserts | A | Original Unit Energy Savings (kWh or therms) | Achievable Technical Potential | 0 | 0 | 0 | 0 | 0 | 0.086193 | 0.085415 | 0.084425 | 0.083421 | 0.082413 | 0.081426 | 0.080448 | 0.079527 | 0.07866 | 0.077786 | 0.077021 | 0.0763 | 0.075622 | 0.074985 | 0.07434 | 0.073715 | 0.073094 | 0.072454 | 0.071839 | 0.071247 | 0.070693 | 0.070173 | 0.069687 | 0.069231 | 0.068805 | 0.068405
F2_Industrial_Petroleum_Existing_Space Heating_Natural Gas_Gas Furnace Tube Inserts_A_Achievable Technical Potential | F2 | Industrial | Petroleum | Existing | Space Heating | Natural Gas | Gas Furnace Tube Inserts | A | Original Unit Summer Peak Savings (kW) | Achievable Technical Potential | 0 | 0 | 0 | 0 | 0 | 0 | 0 | 0 | 0 | 0 | 0 | 0 | 0 | 0 | 0 | 0 | 0 | 0 | 0 | 0 | 0 | 0 | 0 | 0 | 0 | 0 | 0 | 0 | 0 | 0 | 0
F3_Industrial_Petroleum_Existing_Space Heating_Natural Gas_Gas Furnace Tube Inserts_A_Achievable Technical Potential | F3 | Industrial | Petroleum | Existing | Space Heating | Natural Gas | Gas Furnace Tube Inserts | A | Original Unit Winter Peak Savings (kW) | Achievable Technical Potential | 0 | 0 | 0 | 0 | 0 | 0 | 0 | 0 | 0 | 0 | 0 | 0 | 0 | 0 | 0 | 0 | 0 | 0 | 0 | 0 | 0 | 0 | 0 | 0 | 0 | 0 | 0 | 0 | 0 | 0 | 0
F4_Industrial_Petroleum_Existing_Space Heating_Natural Gas_Gas Furnace Tube Inserts_A_Achievable Technical Potential | F4 | Industrial | Petroleum | Existing | Space Heating | Natural Gas | Gas Furnace Tube Inserts | A | Standalone Impact on Baseline Energy (%) | Achievable Technical Potential | 0% | 0% | 0% | 0% | 0% | 0% | 0% | 0% | 0% | 0% | 0% | 0% | 0% | 0% | 0% | 0% | 0% | 0% | 0% | 0% | 0% | 0% | 0% | 0% | 0 | 0 | 0 | 0 | 0 | 0 | 0
F5_Industrial_Petroleum_Existing_Space Heating_Natural Gas_Gas Furnace Tube Inserts_A_Achievable Technical Potential | F5 | Industrial | Petroleum | Existing | Space Heating | Natural Gas | Gas Furnace Tube Inserts | A | Standalone Impact on Baseline Summer Peak (%) | Achievable Technical Potential | 0% | 0% | 0% | 0% | 0% | 0% | 0% | 0% | 0% | 0% | 0% | 0% | 0% | 0% | 0% | 0% | 0% | 0% | 0% | 0% | 0% | 0% | 0% | 0% | 0 | 0 | 0 | 0 | 0 | 0 | 0
F6_Industrial_Petroleum_Existing_Space Heating_Natural Gas_Gas Furnace Tube Inserts_A_Achievable Technical Potential | F6 | Industrial | Petroleum | Existing | Space Heating | Natural Gas | Gas Furnace Tube Inserts | A | Standalone Impact on Baseline Winter Peak (%) | Achievable Technical Potential | 0% | 0% | 0% | 0% | 0% | 0% | 0% | 0% | 0% | 0% | 0% | 0% | 0% | 0% | 0% | 0% | 0% | 0% | 0% | 0% | 0% | 0% | 0% | 0% | 0 | 0 | 0 | 0 | 0 | 0 | 0
F7_Industrial_Petroleum_Existing_Space Heating_Natural Gas_Gas Furnace Tube Inserts_A_Achievable Technical Potential | F7 | Industrial | Petroleum | Existing | Space Heating | Natural Gas | Gas Furnace Tube Inserts | A | Incremental Energy Savings (MWh or mTherms) | Achievable Technical Potential | 0 | 0 | 0 | 0 | 0 | 0 | 0 | 0 | 0 | 0 | 0 | 0 | 0 | 0 | 0 | 0 | 0 | 0 | 0 | 0 | 0 | 0 | 0 | 0 | 0 | 0 | 0 | 0 | 0 | 0 | 0
F8_Industrial_Petroleum_Existing_Space Heating_Natural Gas_Gas Furnace Tube Inserts_A_Achievable Technical Potential | F8 | Industrial | Petroleum | Existing | Space Heating | Natural Gas | Gas Furnace Tube Inserts | A | Incremental Summer Peak Savings (MW) | Achievable Technical Potential | 0 | 0 | 0 | 0 | 0 | 0 | 0 | 0 | 0 | 0 | 0 | 0 | 0 | 0 | 0 | 0 | 0 | 0 | 0 | 0 | 0 | 0 | 0 | 0 | 0 | 0 | 0 | 0 | 0 | 0 | 0
F9_Industrial_Petroleum_Existing_Space Heating_Natural Gas_Gas Furnace Tube Inserts_A_Achievable Technical Potential | F9 | Industrial | Petroleum | Existing | Space Heating | Natural Gas | Gas Furnace Tube Inserts | A | Incremental Winter Peak Savings (MW) | Achievable Technical Potential | 0 | 0 | 0 | 0 | 0 | 0 | 0 | 0 | 0 | 0 | 0 | 0 | 0 | 0 | 0 | 0 | 0 | 0 | 0 | 0 | 0 | 0 | 0 | 0 | 0 | 0 | 0 | 0 | 0 | 0 | 0
F10_Industrial_Petroleum_Existing_Space Heating_Natural Gas_Gas Furnace Tube Inserts_A_Achievable Technical Potential | F10 | Industrial | Petroleum | Existing | Space Heating | Natural Gas | Gas Furnace Tube Inserts | A | Cumulative Energy Savings (MWh or mTherms) | Achievable Technical Potential | 0 | 0 | 0 | 0 | 0 | 0 | 0 | 0 | 0 | 0 | 0 | 0 | 0 | 0 | 0 | 0 | 0 | 0 | 0 | 0 | 0 | 0 | 0 | 0 | 0 | 0 | 0 | 0 | 0 | 0 | 0
F11_Industrial_Petroleum_Existing_Space Heating_Natural Gas_Gas Furnace Tube Inserts_A_Achievable Technical Potential | F11 | Industrial | Petroleum | Existing | Space Heating | Natural Gas | Gas Furnace Tube Inserts | A | Cumulative Summer Peak Savings (MW) | Achievable Technical Potential | 0 | 0 | 0 | 0 | 0 | 0 | 0 | 0 | 0 | 0 | 0 | 0 | 0 | 0 | 0 | 0 | 0 | 0 | 0 | 0 | 0 | 0 | 0 | 0 | 0 | 0 | 0 | 0 | 0 | 0 | 0
F12_Industrial_Petroleum_Existing_Space Heating_Natural Gas_Gas Furnace Tube Inserts_A_Achievable Technical Potential | F12 | Industrial | Petroleum | Existing | Space Heating | Natural Gas | Gas Furnace Tube Inserts | A | Cumulative Winter Peak Savings (MW) | Achievable Technical Potential | 0 | 0 | 0 | 0 | 0 | 0 | 0 | 0 | 0 | 0 | 0 | 0 | 0 | 0 | 0 | 0 | 0 | 0 | 0 | 0 | 0 | 0 | 0 | 0 | 0 | 0 | 0 | 0 | 0 | 0 | 0
F13_Industrial_Petroleum_Existing_Space Heating_Natural Gas_Gas Furnace Tube Inserts_A_Achievable Technical Potential | F13 | Industrial | Petroleum | Existing | Space Heating | Natural Gas | Gas Furnace Tube Inserts | A | Purchases (Incremental) | Achievable Technical Potential | 0 | 0 | 0 | 0 | 0 | 0 | 0 | 0 | 0 | 0 | 0 | 0 | 0 | 0 | 0 | 0 | 0 | 0 | 0 | 0 | 0 | 0 | 0 | 0 | 0 | 0 | 0 | 0 | 0 | 0 | 0
F14_Industrial_Petroleum_Existing_Space Heating_Natural Gas_Gas Furnace Tube Inserts_A_Achievable Technical Potential | F14 | Industrial | Petroleum | Existing | Space Heating | Natural Gas | Gas Furnace Tube Inserts | A | Purchases (Cumulative) | Achievable Technical Potential | 0 | 0 | 0 | 0 | 0 | 0 | 0 | 0 | 0 | 0 | 0 | 0 | 0 | 0 | 0 | 0 | 0 | 0 | 0 | 0 | 0 | 0 | 0 | 0 | 0 | 0 | 0 | 0 | 0 | 0 | 0
F1_Industrial_Petroleum_Existing_Space Heating_Natural Gas_Space Heating - Heat Recovery Ventilator_A_Achievable Technical Potential | F1 | Industrial | Petroleum | Existing | Space Heating | Natural Gas | Space Heating - Heat Recovery Ventilator | A | Original Unit Energy Savings (kWh or therms) | Achievable Technical Potential | 0 | 0 | 0 | 0 | 0 | 0.013032 | 0.012921 | 0.012784 | 0.012645 | 0.012507 | 0.012371 | 0.012236 | 0.012109 | 0.011988 | 0.011865 | 0.011757 | 0.011654 | 0.011557 | 0.011464 | 0.011371 | 0.011281 | 0.01119 | 0.011098 | 0.011009 | 0.010923 | 0.010843 | 0.010768 | 0.010699 | 0 | 0 | 0
F2_Industrial_Petroleum_Existing_Space Heating_Natural Gas_Space Heating - Heat Recovery Ventilator_A_Achievable Technical Potential | F2 | Industrial | Petroleum | Existing | Space Heating | Natural Gas | Space Heating - Heat Recovery Ventilator | A | Original Unit Summer Peak Savings (kW) | Achievable Technical Potential | 0 | 0 | 0 | 0 | 0 | 0 | 0 | 0 | 0 | 0 | 0 | 0 | 0 | 0 | 0 | 0 | 0 | 0 | 0 | 0 | 0 | 0 | 0 | 0 | 0 | 0 | 0 | 0 | 0 | 0 | 0
F3_Industrial_Petroleum_Existing_Space Heating_Natural Gas_Space Heating - Heat Recovery Ventilator_A_Achievable Technical Potential | F3 | Industrial | Petroleum | Existing | Space Heating | Natural Gas | Space Heating - Heat Recovery Ventilator | A | Original Unit Winter Peak Savings (kW) | Achievable Technical Potential | 0 | 0 | 0 | 0 | 0 | 0 | 0 | 0 | 0 | 0 | 0 | 0 | 0 | 0 | 0 | 0 | 0 | 0 | 0 | 0 | 0 | 0 | 0 | 0 | 0 | 0 | 0 | 0 | 0 | 0 | 0
F4_Industrial_Petroleum_Existing_Space Heating_Natural Gas_Space Heating - Heat Recovery Ventilator_A_Achievable Technical Potential | F4 | Industrial | Petroleum | Existing | Space Heating | Natural Gas | Space Heating - Heat Recovery Ventilator | A | Standalone Impact on Baseline Energy (%) | Achievable Technical Potential | 0% | 0% | 0% | 0% | 0% | 0.01817% | 0.03635% | 0.05474% | 0.07288% | 0.09099% | 0.1103% | 0.1288% | 0.1472% | 0.1678% | 0.1853% | 0.2053% | 0.2234% | 0.2427% | 0.2631% | 0.2809% | 0.3003% | 0.3196% | 0.339% | 0.3583% | 0.0037759 | 0.0037869 | 0.003797 | 0.0038062 | 0 | 0 | 0
F5_Industrial_Petroleum_Existing_Space Heating_Natural Gas_Space Heating - Heat Recovery Ventilator_A_Achievable Technical Potential | F5 | Industrial | Petroleum | Existing | Space Heating | Natural Gas | Space Heating - Heat Recovery Ventilator | A | Standalone Impact on Baseline Summer Peak (%) | Achievable Technical Potential | 0% | 0% | 0% | 0% | 0% | 0% | 0% | 0% | 0% | 0% | 0% | 0% | 0% | 0% | 0% | 0% | 0% | 0% | 0% | 0% | 0% | 0% | 0% | 0% | 0 | 0 | 0 | 0 | 0 | 0 | 0
F6_Industrial_Petroleum_Existing_Space Heating_Natural Gas_Space Heating - Heat Recovery Ventilator_A_Achievable Technical Potential | F6 | Industrial | Petroleum | Existing | Space Heating | Natural Gas | Space Heating - Heat Recovery Ventilator | A | Standalone Impact on Baseline Winter Peak (%) | Achievable Technical Potential | 0% | 0% | 0% | 0% | 0% | 0% | 0% | 0% | 0% | 0% | 0% | 0% | 0% | 0% | 0% | 0% | 0% | 0% | 0% | 0% | 0% | 0% | 0% | 0% | 0 | 0 | 0 | 0 | 0 | 0 | 0
F7_Industrial_Petroleum_Existing_Space Heating_Natural Gas_Space Heating - Heat Recovery Ventilator_A_Achievable Technical Potential | F7 | Industrial | Petroleum | Existing | Space Heating | Natural Gas | Space Heating - Heat Recovery Ventilator | A | Incremental Energy Savings (MWh or mTherms) | Achievable Technical Potential | 0 | 0 | 0 | 0 | 0 | 0.00079346 | 0.00078624 | 0.00077334 | 0.00076537 | 0.00075759 | 0.00073985 | 0.0007298 | 0.00072073 | 0.0007022 | 0.00069766 | 0.0006847 | 0.0006788 | 0.00066975 | 0.00065847 | 0.00065389 | 0.00064601 | 0.00063834 | 0.00063077 | 0.0006236 | 0.00061678 | 0 | 0 | 0 | 0 | 0 | 0
F8_Industrial_Petroleum_Existing_Space Heating_Natural Gas_Space Heating - Heat Recovery Ventilator_A_Achievable Technical Potential | F8 | Industrial | Petroleum | Existing | Space Heating | Natural Gas | Space Heating - Heat Recovery Ventilator | A | Incremental Summer Peak Savings (MW) | Achievable Technical Potential | 0 | 0 | 0 | 0 | 0 | 0 | 0 | 0 | 0 | 0 | 0 | 0 | 0 | 0 | 0 | 0 | 0 | 0 | 0 | 0 | 0 | 0 | 0 | 0 | 0 | 0 | 0 | 0 | 0 | 0 | 0
F9_Industrial_Petroleum_Existing_Space Heating_Natural Gas_Space Heating - Heat Recovery Ventilator_A_Achievable Technical Potential | F9 | Industrial | Petroleum | Existing | Space Heating | Natural Gas | Space Heating - Heat Recovery Ventilator | A | Incremental Winter Peak Savings (MW) | Achievable Technical Potential | 0 | 0 | 0 | 0 | 0 | 0 | 0 | 0 | 0 | 0 | 0 | 0 | 0 | 0 | 0 | 0 | 0 | 0 | 0 | 0 | 0 | 0 | 0 | 0 | 0 | 0 | 0 | 0 | 0 | 0 | 0
F10_Industrial_Petroleum_Existing_Space Heating_Natural Gas_Space Heating - Heat Recovery Ventilator_A_Achievable Technical Potential | F10 | Industrial | Petroleum | Existing | Space Heating | Natural Gas | Space Heating - Heat Recovery Ventilator | A | Cumulative Energy Savings (MWh or mTherms) | Achievable Technical Potential | 0 | 0 | 0 | 0 | 0 | 0.00079346 | 0.0015729 | 0.0023296 | 0.0030698 | 0.0037936 | 0.0044923 | 0.0051732 | 0.00584 | 0.0064839 | 0.0071151 | 0.007735 | 0.0083461 | 0.0089461 | 0.0095331 | 0.010109 | 0.010675 | 0.011228 | 0.011766 | 0.012296 | 0.012816 | 0.012722 | 0.012635 | 0.012553 | 0 | 0 | 0
F11_Industrial_Petroleum_Existing_Space Heating_Natural Gas_Space Heating - Heat Recovery Ventilator_A_Achievable Technical Potential | F11 | Industrial | Petroleum | Existing | Space Heating | Natural Gas | Space Heating - Heat Recovery Ventilator | A | Cumulative Summer Peak Savings (MW) | Achievable Technical Potential | 0 | 0 | 0 | 0 | 0 | 0 | 0 | 0 | 0 | 0 | 0 | 0 | 0 | 0 | 0 | 0 | 0 | 0 | 0 | 0 | 0 | 0 | 0 | 0 | 0 | 0 | 0 | 0 | 0 | 0 | 0
F12_Industrial_Petroleum_Existing_Space Heating_Natural Gas_Space Heating - Heat Recovery Ventilator_A_Achievable Technical Potential | F12 | Industrial | Petroleum | Existing | Space Heating | Natural Gas | Space Heating - Heat Recovery Ventilator | A | Cumulative Winter Peak Savings (MW) | Achievable Technical Potential | 0 | 0 | 0 | 0 | 0 | 0 | 0 | 0 | 0 | 0 | 0 | 0 | 0 | 0 | 0 | 0 | 0 | 0 | 0 | 0 | 0 | 0 | 0 | 0 | 0 | 0 | 0 | 0 | 0 | 0 | 0
F13_Industrial_Petroleum_Existing_Space Heating_Natural Gas_Space Heating - Heat Recovery Ventilator_A_Achievable Technical Potential | F13 | Industrial | Petroleum | Existing | Space Heating | Natural Gas | Space Heating - Heat Recovery Ventilator | A | Purchases (Incremental) | Achievable Technical Potential | 0 | 0 | 0 | 0 | 0 | 60.8851 | 60.8517 | 60.4928 | 60.5255 | 60.5756 | 59.8063 | 59.6429 | 59.5218 | 58.5766 | 58.8003 | 58.2395 | 58.2471 | 57.9539 | 57.437 | 57.505 | 57.2672 | 57.0445 | 56.8366 | 56.6435 | 56.4649 | 0 | 0 | 0 | 0 | 0 | 0
F14_Industrial_Petroleum_Existing_Space Heating_Natural Gas_Space Heating - Heat Recovery Ventilator_A_Achievable Technical Potential | F14 | Industrial | Petroleum | Existing | Space Heating | Natural Gas | Space Heating - Heat Recovery Ventilator | A | Purchases (Cumulative) | Achievable Technical Potential | 0 | 0 | 0 | 0 | 0 | 60.8851 | 121.7368 | 182.2296 | 242.7551 | 303.3307 | 363.1371 | 422.78 | 482.3018 | 540.8784 | 599.6786 | 657.9181 | 716.1652 | 774.1191 | 831.5561 | 889.0611 | 946.3283 | 1003.3728 | 1060.2095 | 1116.853 | 1173.3178 | 1173.3178 | 1173.3178 | 1173.3178 | 1173.3178 | 1173.3178 | 1173.3178
F1_Industrial_Petroleum_Existing_Space Heating_Natural Gas_Thermostat - Programmable_A_Achievable Technical Potential | F1 | Industrial | Petroleum | Existing | Space Heating | Natural Gas | Thermostat - Programmable | A | Original Unit Energy Savings (kWh or therms) | Achievable Technical Potential | 0 | 0 | 0 | 0 | 0 | 0.0064741 | 0.0064188 | 0.0063509 | 0.0062821 | 0.0062131 | 0.0061456 | 0.0060788 | 0.0060154 | 0.0059554 | 0.0058943 | 0.0058406 | 0.0057895 | 0.0057411 | 0.0056953 | 0.0056489 | 0.0056041 | 0.0055591 | 0.0055133 | 0.0054693 | 0.0054265 | 0.0053867 | 0.0053495 | 0.0053149 | 0 | 0 | 0
F2_Industrial_Petroleum_Existing_Space Heating_Natural Gas_Thermostat - Programmable_A_Achievable Technical Potential | F2 | Industrial | Petroleum | Existing | Space Heating | Natural Gas | Thermostat - Programmable | A | Original Unit Summer Peak Savings (kW) | Achievable Technical Potential | 0 | 0 | 0 | 0 | 0 | 0 | 0 | 0 | 0 | 0 | 0 | 0 | 0 | 0 | 0 | 0 | 0 | 0 | 0 | 0 | 0 | 0 | 0 | 0 | 0 | 0 | 0 | 0 | 0 | 0 | 0
F3_Industrial_Petroleum_Existing_Space Heating_Natural Gas_Thermostat - Programmable_A_Achievable Technical Potential | F3 | Industrial | Petroleum | Existing | Space Heating | Natural Gas | Thermostat - Programmable | A | Original Unit Winter Peak Savings (kW) | Achievable Technical Potential | 0 | 0 | 0 | 0 | 0 | 0 | 0 | 0 | 0 | 0 | 0 | 0 | 0 | 0 | 0 | 0 | 0 | 0 | 0 | 0 | 0 | 0 | 0 | 0 | 0 | 0 | 0 | 0 | 0 | 0 | 0
F4_Industrial_Petroleum_Existing_Space Heating_Natural Gas_Thermostat - Programmable_A_Achievable Technical Potential | F4 | Industrial | Petroleum | Existing | Space Heating | Natural Gas | Thermostat - Programmable | A | Standalone Impact on Baseline Energy (%) | Achievable Technical Potential | 0% | 0% | 0% | 0% | 0% | 0.02708% | 0.05418% | 0.08158% | 0.1086% | 0.1356% | 0.1644% | 0.192% | 0.2194% | 0.2501% | 0.2762% | 0.3059% | 0.333% | 0.3617% | 0.3921% | 0.4187% | 0.4475% | 0.4763% | 0.5052% | 0.534% | 0.0056274 | 0.0056438 | 0.0056589 | 0.0056726 | 0 | 0 | 0
F5_Industrial_Petroleum_Existing_Space Heating_Natural Gas_Thermostat - Programmable_A_Achievable Technical Potential | F5 | Industrial | Petroleum | Existing | Space Heating | Natural Gas | Thermostat - Programmable | A | Standalone Impact on Baseline Summer Peak (%) | Achievable Technical Potential | 0% | 0% | 0% | 0% | 0% | 0% | 0% | 0% | 0% | 0% | 0% | 0% | 0% | 0% | 0% | 0% | 0% | 0% | 0% | 0% | 0% | 0% | 0% | 0% | 0 | 0 | 0 | 0 | 0 | 0 | 0
F6_Industrial_Petroleum_Existing_Space Heating_Natural Gas_Thermostat - Programmable_A_Achievable Technical Potential | F6 | Industrial | Petroleum | Existing | Space Heating | Natural Gas | Thermostat - Programmable | A | Standalone Impact on Baseline Winter Peak (%) | Achievable Technical Potential | 0% | 0% | 0% | 0% | 0% | 0% | 0% | 0% | 0% | 0% | 0% | 0% | 0% | 0% | 0% | 0% | 0% | 0% | 0% | 0% | 0% | 0% | 0% | 0% | 0 | 0 | 0 | 0 | 0 | 0 | 0
F7_Industrial_Petroleum_Existing_Space Heating_Natural Gas_Thermostat - Programmable_A_Achievable Technical Potential | F7 | Industrial | Petroleum | Existing | Space Heating | Natural Gas | Thermostat - Programmable | A | Incremental Energy Savings (MWh or mTherms) | Achievable Technical Potential | 0 | 0 | 0 | 0 | 0 | 0.0011825 | 0.0011718 | 0.0011526 | 0.0011407 | 0.0011291 | 0.0011026 | 0.0010877 | 0.0010741 | 0.0010465 | 0.0010398 | 0.0010205 | 0.0010117 | 0.00099816 | 0.00098135 | 0.00097453 | 0.00096279 | 0.00095135 | 0.00094008 | 0.00092939 | 0.00091922 | 0 | 0 | 0 | 0 | 0 | 0
F8_Industrial_Petroleum_Existing_Space Heating_Natural Gas_Thermostat - Programmable_A_Achievable Technical Potential | F8 | Industrial | Petroleum | Existing | Space Heating | Natural Gas | Thermostat - Programmable | A | Incremental Summer Peak Savings (MW) | Achievable Technical Potential | 0 | 0 | 0 | 0 | 0 | 0 | 0 | 0 | 0 | 0 | 0 | 0 | 0 | 0 | 0 | 0 | 0 | 0 | 0 | 0 | 0 | 0 | 0 | 0 | 0 | 0 | 0 | 0 | 0 | 0 | 0
F9_Industrial_Petroleum_Existing_Space Heating_Natural Gas_Thermostat - Programmable_A_Achievable Technical Potential | F9 | Industrial | Petroleum | Existing | Space Heating | Natural Gas | Thermostat - Programmable | A | Incremental Winter Peak Savings (MW) | Achievable Technical Potential | 0 | 0 | 0 | 0 | 0 | 0 | 0 | 0 | 0 | 0 | 0 | 0 | 0 | 0 | 0 | 0 | 0 | 0 | 0 | 0 | 0 | 0 | 0 | 0 | 0 | 0 | 0 | 0 | 0 | 0 | 0
F10_Industrial_Petroleum_Existing_Space Heating_Natural Gas_Thermostat - Programmable_A_Achievable Technical Potential | F10 | Industrial | Petroleum | Existing | Space Heating | Natural Gas | Thermostat - Programmable | A | Cumulative Energy Savings (MWh or mTherms) | Achievable Technical Potential | 0 | 0 | 0 | 0 | 0 | 0.0011825 | 0.0023442 | 0.003472 | 0.004575 | 0.0056539 | 0.0066951 | 0.00771 | 0.0087037 | 0.0096634 | 0.010604 | 0.011528 | 0.012439 | 0.013333 | 0.014208 | 0.015067 | 0.01591 | 0.016734 | 0.017536 | 0.018325 | 0.019101 | 0.018961 | 0.01883 | 0.018708 | 0 | 0 | 0
F11_Industrial_Petroleum_Existing_Space Heating_Natural Gas_Thermostat - Programmable_A_Achievable Technical Potential | F11 | Industrial | Petroleum | Existing | Space Heating | Natural Gas | Thermostat - Programmable | A | Cumulative Summer Peak Savings (MW) | Achievable Technical Potential | 0 | 0 | 0 | 0 | 0 | 0 | 0 | 0 | 0 | 0 | 0 | 0 | 0 | 0 | 0 | 0 | 0 | 0 | 0 | 0 | 0 | 0 | 0 | 0 | 0 | 0 | 0 | 0 | 0 | 0 | 0
F12_Industrial_Petroleum_Existing_Space Heating_Natural Gas_Thermostat - Programmable_A_Achievable Technical Potential | F12 | Industrial | Petroleum | Existing | Space Heating | Natural Gas | Thermostat - Programmable | A | Cumulative Winter Peak Savings (MW) | Achievable Technical Potential | 0 | 0 | 0 | 0 | 0 | 0 | 0 | 0 | 0 | 0 | 0 | 0 | 0 | 0 | 0 | 0 | 0 | 0 | 0 | 0 | 0 | 0 | 0 | 0 | 0 | 0 | 0 | 0 | 0 | 0 | 0
F13_Industrial_Petroleum_Existing_Space Heating_Natural Gas_Thermostat - Programmable_A_Achievable Technical Potential | F13 | Industrial | Petroleum | Existing | Space Heating | Natural Gas | Thermostat - Programmable | A | Purchases (Incremental) | Achievable Technical Potential | 0 | 0 | 0 | 0 | 0 | 182.6553 | 182.5551 | 181.4785 | 181.5766 | 181.7267 | 179.419 | 178.9287 | 178.5654 | 175.7298 | 176.4008 | 174.7186 | 174.7412 | 173.8618 | 172.3109 | 172.515 | 171.8016 | 171.1335 | 170.5099 | 169.9305 | 169.3946 | 0 | 0 | 0 | 0 | 0 | 0
F14_Industrial_Petroleum_Existing_Space Heating_Natural Gas_Thermostat - Programmable_A_Achievable Technical Potential | F14 | Industrial | Petroleum | Existing | Space Heating | Natural Gas | Thermostat - Programmable | A | Purchases (Cumulative) | Achievable Technical Potential | 0 | 0 | 0 | 0 | 0 | 182.6553 | 365.2104 | 546.6889 | 728.2654 | 909.9922 | 1089.4112 | 1268.3399 | 1446.9053 | 1622.6351 | 1799.0359 | 1973.7544 | 2148.4957 | 2322.3574 | 2494.6684 | 2667.1834 | 2838.985 | 3010.1185 | 3180.6284 | 3350.5589 | 3519.9534 | 3519.9534 | 3519.9534 | 3519.9534 | 3519.9534 | 3519.9534 | 3519.9534
F1_Industrial_Petroleum_Existing_Space Heating_Natural Gas_ENERGY STAR Connected Thermostat_A_Achievable Technical Potential | F1 | Industrial | Petroleum | Existing | Space Heating | Natural Gas | ENERGY STAR Connected Thermostat | A | Original Unit Energy Savings (kWh or therms) | Achievable Technical Potential | 0 | 0 | 0 | 0 | 0 | 0.01524 | 0.01511 | 0.01495 | 0.014788 | 0.014626 | 0.014467 | 0.01431 | 0.01416 | 0.014019 | 0.013875 | 0.013749 | 0.013628 | 0.013515 | 0.013407 | 0.013298 | 0.013192 | 0.013086 | 0.012978 | 0.012875 | 0.012774 | 0.01268 | 0.012593 | 0.012511 | 0 | 0 | 0
F2_Industrial_Petroleum_Existing_Space Heating_Natural Gas_ENERGY STAR Connected Thermostat_A_Achievable Technical Potential | F2 | Industrial | Petroleum | Existing | Space Heating | Natural Gas | ENERGY STAR Connected Thermostat | A | Original Unit Summer Peak Savings (kW) | Achievable Technical Potential | 0 | 0 | 0 | 0 | 0 | 0 | 0 | 0 | 0 | 0 | 0 | 0 | 0 | 0 | 0 | 0 | 0 | 0 | 0 | 0 | 0 | 0 | 0 | 0 | 0 | 0 | 0 | 0 | 0 | 0 | 0
F3_Industrial_Petroleum_Existing_Space Heating_Natural Gas_ENERGY STAR Connected Thermostat_A_Achievable Technical Potential | F3 | Industrial | Petroleum | Existing | Space Heating | Natural Gas | ENERGY STAR Connected Thermostat | A | Original Unit Winter Peak Savings (kW) | Achievable Technical Potential | 0 | 0 | 0 | 0 | 0 | 0 | 0 | 0 | 0 | 0 | 0 | 0 | 0 | 0 | 0 | 0 | 0 | 0 | 0 | 0 | 0 | 0 | 0 | 0 | 0 | 0 | 0 | 0 | 0 | 0 | 0
F4_Industrial_Petroleum_Existing_Space Heating_Natural Gas_ENERGY STAR Connected Thermostat_A_Achievable Technical Potential | F4 | Industrial | Petroleum | Existing | Space Heating | Natural Gas | ENERGY STAR Connected Thermostat | A | Standalone Impact on Baseline Energy (%) | Achievable Technical Potential | 0% | 0% | 0% | 0% | 0% | 0.06375% | 0.1275% | 0.192% | 0.2557% | 0.3192% | 0.3871% | 0.4519% | 0.5166% | 0.5886% | 0.6502% | 0.7202% | 0.7838% | 0.8515% | 0.923% | 0.9856% | 1.053% | 1.121% | 1.189% | 1.257% | 0.013247 | 0.013286 | 0.013321 | 0.013354 | 0 | 0 | 0
F5_Industrial_Petroleum_Existing_Space Heating_Natural Gas_ENERGY STAR Connected Thermostat_A_Achievable Technical Potential | F5 | Industrial | Petroleum | Existing | Space Heating | Natural Gas | ENERGY STAR Connected Thermostat | A | Standalone Impact on Baseline Summer Peak (%) | Achievable Technical Potential | 0% | 0% | 0% | 0% | 0% | 0% | 0% | 0% | 0% | 0% | 0% | 0% | 0% | 0% | 0% | 0% | 0% | 0% | 0% | 0% | 0% | 0% | 0% | 0% | 0 | 0 | 0 | 0 | 0 | 0 | 0
F6_Industrial_Petroleum_Existing_Space Heating_Natural Gas_ENERGY STAR Connected Thermostat_A_Achievable Technical Potential | F6 | Industrial | Petroleum | Existing | Space Heating | Natural Gas | ENERGY STAR Connected Thermostat | A | Standalone Impact on Baseline Winter Peak (%) | Achievable Technical Potential | 0% | 0% | 0% | 0% | 0% | 0% | 0% | 0% | 0% | 0% | 0% | 0% | 0% | 0% | 0% | 0% | 0% | 0% | 0% | 0% | 0% | 0% | 0% | 0% | 0 | 0 | 0 | 0 | 0 | 0 | 0
F7_Industrial_Petroleum_Existing_Space Heating_Natural Gas_ENERGY STAR Connected Thermostat_A_Achievable Technical Potential | F7 | Industrial | Petroleum | Existing | Space Heating | Natural Gas | ENERGY STAR Connected Thermostat | A | Incremental Energy Savings (MWh or mTherms) | Achievable Technical Potential | 0 | 0 | 0 | 0 | 0 | 0.0027837 | 0.0027584 | 0.0027131 | 0.0026852 | 0.0026579 | 0.0025956 | 0.0025604 | 0.0025286 | 0.0024636 | 0.0024476 | 0.0024022 | 0.0023815 | 0.0023497 | 0.0023101 | 0.0022941 | 0.0022664 | 0.0022395 | 0.002213 | 0.0021878 | 0.0021639 | 0 | 0 | 0 | 0 | 0 | 0
F8_Industrial_Petroleum_Existing_Space Heating_Natural Gas_ENERGY STAR Connected Thermostat_A_Achievable Technical Potential | F8 | Industrial | Petroleum | Existing | Space Heating | Natural Gas | ENERGY STAR Connected Thermostat | A | Incremental Summer Peak Savings (MW) | Achievable Technical Potential | 0 | 0 | 0 | 0 | 0 | 0 | 0 | 0 | 0 | 0 | 0 | 0 | 0 | 0 | 0 | 0 | 0 | 0 | 0 | 0 | 0 | 0 | 0 | 0 | 0 | 0 | 0 | 0 | 0 | 0 | 0
F9_Industrial_Petroleum_Existing_Space Heating_Natural Gas_ENERGY STAR Connected Thermostat_A_Achievable Technical Potential | F9 | Industrial | Petroleum | Existing | Space Heating | Natural Gas | ENERGY STAR Connected Thermostat | A | Incremental Winter Peak Savings (MW) | Achievable Technical Potential | 0 | 0 | 0 | 0 | 0 | 0 | 0 | 0 | 0 | 0 | 0 | 0 | 0 | 0 | 0 | 0 | 0 | 0 | 0 | 0 | 0 | 0 | 0 | 0 | 0 | 0 | 0 | 0 | 0 | 0 | 0
F10_Industrial_Petroleum_Existing_Space Heating_Natural Gas_ENERGY STAR Connected Thermostat_A_Achievable Technical Potential | F10 | Industrial | Petroleum | Existing | Space Heating | Natural Gas | ENERGY STAR Connected Thermostat | A | Cumulative Energy Savings (MWh or mTherms) | Achievable Technical Potential | 0 | 0 | 0 | 0 | 0 | 0.0027837 | 0.0055183 | 0.0081731 | 0.01077 | 0.013309 | 0.01576 | 0.018149 | 0.020489 | 0.022748 | 0.024962 | 0.027137 | 0.029281 | 0.031386 | 0.033445 | 0.035467 | 0.037452 | 0.039391 | 0.04128 | 0.043138 | 0.044964 | 0.044634 | 0.044326 | 0.044039 | 0 | 0 | 0
F11_Industrial_Petroleum_Existing_Space Heating_Natural Gas_ENERGY STAR Connected Thermostat_A_Achievable Technical Potential | F11 | Industrial | Petroleum | Existing | Space Heating | Natural Gas | ENERGY STAR Connected Thermostat | A | Cumulative Summer Peak Savings (MW) | Achievable Technical Potential | 0 | 0 | 0 | 0 | 0 | 0 | 0 | 0 | 0 | 0 | 0 | 0 | 0 | 0 | 0 | 0 | 0 | 0 | 0 | 0 | 0 | 0 | 0 | 0 | 0 | 0 | 0 | 0 | 0 | 0 | 0
F12_Industrial_Petroleum_Existing_Space Heating_Natural Gas_ENERGY STAR Connected Thermostat_A_Achievable Technical Potential | F12 | Industrial | Petroleum | Existing | Space Heating | Natural Gas | ENERGY STAR Connected Thermostat | A | Cumulative Winter Peak Savings (MW) | Achievable Technical Potential | 0 | 0 | 0 | 0 | 0 | 0 | 0 | 0 | 0 | 0 | 0 | 0 | 0 | 0 | 0 | 0 | 0 | 0 | 0 | 0 | 0 | 0 | 0 | 0 | 0 | 0 | 0 | 0 | 0 | 0 | 0
F13_Industrial_Petroleum_Existing_Space Heating_Natural Gas_ENERGY STAR Connected Thermostat_A_Achievable Technical Potential | F13 | Industrial | Petroleum | Existing | Space Heating | Natural Gas | ENERGY STAR Connected Thermostat | A | Purchases (Incremental) | Achievable Technical Potential | 0 | 0 | 0 | 0 | 0 | 182.6553 | 182.5551 | 181.4785 | 181.5766 | 181.7267 | 179.419 | 178.9287 | 178.5654 | 175.7298 | 176.4008 | 174.7186 | 174.7412 | 173.8618 | 172.3109 | 172.515 | 171.8016 | 171.1335 | 170.5099 | 169.9305 | 169.3946 | 0 | 0 | 0 | 0 | 0 | 0
F14_Industrial_Petroleum_Existing_Space Heating_Natural Gas_ENERGY STAR Connected Thermostat_A_Achievable Technical Potential | F14 | Industrial | Petroleum | Existing | Space Heating | Natural Gas | ENERGY STAR Connected Thermostat | A | Purchases (Cumulative) | Achievable Technical Potential | 0 | 0 | 0 | 0 | 0 | 182.6553 | 365.2104 | 546.6889 | 728.2654 | 909.9922 | 1089.4112 | 1268.3399 | 1446.9053 | 1622.6351 | 1799.0359 | 1973.7544 | 2148.4957 | 2322.3574 | 2494.6684 | 2667.1834 | 2838.985 | 3010.1185 | 3180.6284 | 3350.5589 | 3519.9534 | 3519.9534 | 3519.9534 | 3519.9534 | 3519.9534 | 3519.9534 | 3519.9534
F1_Industrial_Petroleum_Existing_Space Heating_Natural Gas_Destratification Fans (HVLS)_A_Achievable Technical Potential | F1 | Industrial | Petroleum | Existing | Space Heating | Natural Gas | Destratification Fans (HVLS) | A | Original Unit Energy Savings (kWh or therms) | Achievable Technical Potential | 0 | 0 | 0 | 0 | 0 | 0.01524 | 0.01511 | 0.01495 | 0.014788 | 0.014626 | 0.014467 | 0.01431 | 0.01416 | 0.014019 | 0.013875 | 0.013749 | 0.013628 | 0.013515 | 0.013407 | 0.013298 | 0.013192 | 0.013086 | 0.012978 | 0.012875 | 0.012774 | 0.01268 | 0.012593 | 0.012511 | 0 | 0 | 0
F2_Industrial_Petroleum_Existing_Space Heating_Natural Gas_Destratification Fans (HVLS)_A_Achievable Technical Potential | F2 | Industrial | Petroleum | Existing | Space Heating | Natural Gas | Destratification Fans (HVLS) | A | Original Unit Summer Peak Savings (kW) | Achievable Technical Potential | 0 | 0 | 0 | 0 | 0 | 0 | 0 | 0 | 0 | 0 | 0 | 0 | 0 | 0 | 0 | 0 | 0 | 0 | 0 | 0 | 0 | 0 | 0 | 0 | 0 | 0 | 0 | 0 | 0 | 0 | 0
F3_Industrial_Petroleum_Existing_Space Heating_Natural Gas_Destratification Fans (HVLS)_A_Achievable Technical Potential | F3 | Industrial | Petroleum | Existing | Space Heating | Natural Gas | Destratification Fans (HVLS) | A | Original Unit Winter Peak Savings (kW) | Achievable Technical Potential | 0 | 0 | 0 | 0 | 0 | 0 | 0 | 0 | 0 | 0 | 0 | 0 | 0 | 0 | 0 | 0 | 0 | 0 | 0 | 0 | 0 | 0 | 0 | 0 | 0 | 0 | 0 | 0 | 0 | 0 | 0
F4_Industrial_Petroleum_Existing_Space Heating_Natural Gas_Destratification Fans (HVLS)_A_Achievable Technical Potential | F4 | Industrial | Petroleum | Existing | Space Heating | Natural Gas | Destratification Fans (HVLS) | A | Standalone Impact on Baseline Energy (%) | Achievable Technical Potential | 0% | 0% | 0% | 0% | 0% | 0.06375% | 0.1275% | 0.192% | 0.2557% | 0.3192% | 0.3871% | 0.4519% | 0.5166% | 0.5886% | 0.6502% | 0.7202% | 0.7838% | 0.8515% | 0.923% | 0.9856% | 1.053% | 1.121% | 1.189% | 1.257% | 0.013247 | 0.013286 | 0.013321 | 0.013354 | 0 | 0 | 0
F5_Industrial_Petroleum_Existing_Space Heating_Natural Gas_Destratification Fans (HVLS)_A_Achievable Technical Potential | F5 | Industrial | Petroleum | Existing | Space Heating | Natural Gas | Destratification Fans (HVLS) | A | Standalone Impact on Baseline Summer Peak (%) | Achievable Technical Potential | 0% | 0% | 0% | 0% | 0% | 0% | 0% | 0% | 0% | 0% | 0% | 0% | 0% | 0% | 0% | 0% | 0% | 0% | 0% | 0% | 0% | 0% | 0% | 0% | 0 | 0 | 0 | 0 | 0 | 0 | 0
F6_Industrial_Petroleum_Existing_Space Heating_Natural Gas_Destratification Fans (HVLS)_A_Achievable Technical Potential | F6 | Industrial | Petroleum | Existing | Space Heating | Natural Gas | Destratification Fans (HVLS) | A | Standalone Impact on Baseline Winter Peak (%) | Achievable Technical Potential | 0% | 0% | 0% | 0% | 0% | 0% | 0% | 0% | 0% | 0% | 0% | 0% | 0% | 0% | 0% | 0% | 0% | 0% | 0% | 0% | 0% | 0% | 0% | 0% | 0 | 0 | 0 | 0 | 0 | 0 | 0
F7_Industrial_Petroleum_Existing_Space Heating_Natural Gas_Destratification Fans (HVLS)_A_Achievable Technical Potential | F7 | Industrial | Petroleum | Existing | Space Heating | Natural Gas | Destratification Fans (HVLS) | A | Incremental Energy Savings (MWh or mTherms) | Achievable Technical Potential | 0 | 0 | 0 | 0 | 0 | 0.0027837 | 0.0027584 | 0.0027131 | 0.0026852 | 0.0026579 | 0.0025956 | 0.0025604 | 0.0025286 | 0.0024636 | 0.0024476 | 0.0024022 | 0.0023815 | 0.0023497 | 0.0023101 | 0.0022941 | 0.0022664 | 0.0022395 | 0.002213 | 0.0021878 | 0.0021639 | 0 | 0 | 0 | 0 | 0 | 0
F8_Industrial_Petroleum_Existing_Space Heating_Natural Gas_Destratification Fans (HVLS)_A_Achievable Technical Potential | F8 | Industrial | Petroleum | Existing | Space Heating | Natural Gas | Destratification Fans (HVLS) | A | Incremental Summer Peak Savings (MW) | Achievable Technical Potential | 0 | 0 | 0 | 0 | 0 | 0 | 0 | 0 | 0 | 0 | 0 | 0 | 0 | 0 | 0 | 0 | 0 | 0 | 0 | 0 | 0 | 0 | 0 | 0 | 0 | 0 | 0 | 0 | 0 | 0 | 0
F9_Industrial_Petroleum_Existing_Space Heating_Natural Gas_Destratification Fans (HVLS)_A_Achievable Technical Potential | F9 | Industrial | Petroleum | Existing | Space Heating | Natural Gas | Destratification Fans (HVLS) | A | Incremental Winter Peak Savings (MW) | Achievable Technical Potential | 0 | 0 | 0 | 0 | 0 | 0 | 0 | 0 | 0 | 0 | 0 | 0 | 0 | 0 | 0 | 0 | 0 | 0 | 0 | 0 | 0 | 0 | 0 | 0 | 0 | 0 | 0 | 0 | 0 | 0 | 0
F10_Industrial_Petroleum_Existing_Space Heating_Natural Gas_Destratification Fans (HVLS)_A_Achievable Technical Potential | F10 | Industrial | Petroleum | Existing | Space Heating | Natural Gas | Destratification Fans (HVLS) | A | Cumulative Energy Savings (MWh or mTherms) | Achievable Technical Potential | 0 | 0 | 0 | 0 | 0 | 0.0027837 | 0.0055183 | 0.0081731 | 0.01077 | 0.013309 | 0.01576 | 0.018149 | 0.020489 | 0.022748 | 0.024962 | 0.027137 | 0.029281 | 0.031386 | 0.033445 | 0.035467 | 0.037452 | 0.039391 | 0.04128 | 0.043138 | 0.044964 | 0.044634 | 0.044326 | 0.044039 | 0 | 0 | 0
F11_Industrial_Petroleum_Existing_Space Heating_Natural Gas_Destratification Fans (HVLS)_A_Achievable Technical Potential | F11 | Industrial | Petroleum | Existing | Space Heating | Natural Gas | Destratification Fans (HVLS) | A | Cumulative Summer Peak Savings (MW) | Achievable Technical Potential | 0 | 0 | 0 | 0 | 0 | 0 | 0 | 0 | 0 | 0 | 0 | 0 | 0 | 0 | 0 | 0 | 0 | 0 | 0 | 0 | 0 | 0 | 0 | 0 | 0 | 0 | 0 | 0 | 0 | 0 | 0
F12_Industrial_Petroleum_Existing_Space Heating_Natural Gas_Destratification Fans (HVLS)_A_Achievable Technical Potential | F12 | Industrial | Petroleum | Existing | Space Heating | Natural Gas | Destratification Fans (HVLS) | A | Cumulative Winter Peak Savings (MW) | Achievable Technical Potential | 0 | 0 | 0 | 0 | 0 | 0 | 0 | 0 | 0 | 0 | 0 | 0 | 0 | 0 | 0 | 0 | 0 | 0 | 0 | 0 | 0 | 0 | 0 | 0 | 0 | 0 | 0 | 0 | 0 | 0 | 0
F13_Industrial_Petroleum_Existing_Space Heating_Natural Gas_Destratification Fans (HVLS)_A_Achievable Technical Potential | F13 | Industrial | Petroleum | Existing | Space Heating | Natural Gas | Destratification Fans (HVLS) | A | Purchases (Incremental) | Achievable Technical Potential | 0 | 0 | 0 | 0 | 0 | 182.6553 | 182.5551 | 181.4785 | 181.5766 | 181.7267 | 179.419 | 178.9287 | 178.5654 | 175.7298 | 176.4008 | 174.7186 | 174.7412 | 173.8618 | 172.3109 | 172.515 | 171.8016 | 171.1335 | 170.5099 | 169.9305 | 169.3946 | 0 | 0 | 0 | 0 | 0 | 0
F14_Industrial_Petroleum_Existing_Space Heating_Natural Gas_Destratification Fans (HVLS)_A_Achievable Technical Potential | F14 | Industrial | Petroleum | Existing | Space Heating | Natural Gas | Destratification Fans (HVLS) | A | Purchases (Cumulative) | Achievable Technical Potential | 0 | 0 | 0 | 0 | 0 | 182.6553 | 365.2104 | 546.6889 | 728.2654 | 909.9922 | 1089.4112 | 1268.3399 | 1446.9053 | 1622.6351 | 1799.0359 | 1973.7544 | 2148.4957 | 2322.3574 | 2494.6684 | 2667.1834 | 2838.985 | 3010.1185 | 3180.6284 | 3350.5589 | 3519.9534 | 3519.9534 | 3519.9534 | 3519.9534 | 3519.9534 | 3519.9534 | 3519.9534
F1_Industrial_Petroleum_Existing_Space Heating_Natural Gas_Gas Boiler - Insulate Steam Lines/Condensate Tank_A_Achievable Technical Potential | F1 | Industrial | Petroleum | Existing | Space Heating | Natural Gas | Gas Boiler - Insulate Steam Lines/Condensate Tank | A | Original Unit Energy Savings (kWh or therms) | Achievable Technical Potential | 0 | 0 | 0 | 0 | 0 | 1139.921 | 1132.197 | 1124.5217 | 1116.8058 | 1109.1119 | 1101.6344 | 1094.2311 | 1086.9071 | 1079.6667 | 1072.0029 | 1064.969 | 1058.0143 | 1051.1738 | 1044.434 | 1037.6793 | 1031.1558 | 1024.3664 | 1017.8121 | 1011.4635 | 1005.0743 | 999.244 | 993.9235 | 989.068 | 984.6366 | 980.5921 | 976.9006
F2_Industrial_Petroleum_Existing_Space Heating_Natural Gas_Gas Boiler - Insulate Steam Lines/Condensate Tank_A_Achievable Technical Potential | F2 | Industrial | Petroleum | Existing | Space Heating | Natural Gas | Gas Boiler - Insulate Steam Lines/Condensate Tank | A | Original Unit Summer Peak Savings (kW) | Achievable Technical Potential | 0 | 0 | 0 | 0 | 0 | 0 | 0 | 0 | 0 | 0 | 0 | 0 | 0 | 0 | 0 | 0 | 0 | 0 | 0 | 0 | 0 | 0 | 0 | 0 | 0 | 0 | 0 | 0 | 0 | 0 | 0
F3_Industrial_Petroleum_Existing_Space Heating_Natural Gas_Gas Boiler - Insulate Steam Lines/Condensate Tank_A_Achievable Technical Potential | F3 | Industrial | Petroleum | Existing | Space Heating | Natural Gas | Gas Boiler - Insulate Steam Lines/Condensate Tank | A | Original Unit Winter Peak Savings (kW) | Achievable Technical Potential | 0 | 0 | 0 | 0 | 0 | 0 | 0 | 0 | 0 | 0 | 0 | 0 | 0 | 0 | 0 | 0 | 0 | 0 | 0 | 0 | 0 | 0 | 0 | 0 | 0 | 0 | 0 | 0 | 0 | 0 | 0
F4_Industrial_Petroleum_Existing_Space Heating_Natural Gas_Gas Boiler - Insulate Steam Lines/Condensate Tank_A_Achievable Technical Potential | F4 | Industrial | Petroleum | Existing | Space Heating | Natural Gas | Gas Boiler - Insulate Steam Lines/Condensate Tank | A | Standalone Impact on Baseline Energy (%) | Achievable Technical Potential | 0% | 0% | 0% | 0% | 0% | 0.01065% | 0.02133% | 0.03225% | 0.04311% | 0.05404% | 0.0658% | 0.07715% | 0.08852% | 0.1012% | 0.1121% | 0.1245% | 0.1358% | 0.1479% | 0.1605% | 0.1717% | 0.1838% | 0.196% | 0.2082% | 0.2205% | 0.0023269 | 0.0023373 | 0.0023473 | 0.0023567 | 0 | 0 | 0
F5_Industrial_Petroleum_Existing_Space Heating_Natural Gas_Gas Boiler - Insulate Steam Lines/Condensate Tank_A_Achievable Technical Potential | F5 | Industrial | Petroleum | Existing | Space Heating | Natural Gas | Gas Boiler - Insulate Steam Lines/Condensate Tank | A | Standalone Impact on Baseline Summer Peak (%) | Achievable Technical Potential | 0% | 0% | 0% | 0% | 0% | 0% | 0% | 0% | 0% | 0% | 0% | 0% | 0% | 0% | 0% | 0% | 0% | 0% | 0% | 0% | 0% | 0% | 0% | 0% | 0 | 0 | 0 | 0 | 0 | 0 | 0
F6_Industrial_Petroleum_Existing_Space Heating_Natural Gas_Gas Boiler - Insulate Steam Lines/Condensate Tank_A_Achievable Technical Potential | F6 | Industrial | Petroleum | Existing | Space Heating | Natural Gas | Gas Boiler - Insulate Steam Lines/Condensate Tank | A | Standalone Impact on Baseline Winter Peak (%) | Achievable Technical Potential | 0% | 0% | 0% | 0% | 0% | 0% | 0% | 0% | 0% | 0% | 0% | 0% | 0% | 0% | 0% | 0% | 0% | 0% | 0% | 0% | 0% | 0% | 0% | 0% | 0 | 0 | 0 | 0 | 0 | 0 | 0
F7_Industrial_Petroleum_Existing_Space Heating_Natural Gas_Gas Boiler - Insulate Steam Lines/Condensate Tank_A_Achievable Technical Potential | F7 | Industrial | Petroleum | Existing | Space Heating | Natural Gas | Gas Boiler - Insulate Steam Lines/Condensate Tank | A | Incremental Energy Savings (MWh or mTherms) | Achievable Technical Potential | 0 | 0 | 0 | 0 | 0 | 0.00046484 | 0.00046143 | 0.0004556 | 0.00045272 | 0.00044997 | 0.00044126 | 0.0004371 | 0.00043329 | 0.00042357 | 0.00042217 | 0.0004154 | 0.00041274 | 0.00040801 | 0.00040178 | 0.00039965 | 0.0003955 | 0.00039137 | 0.00038744 | 0.00038372 | 0.00038009 | 0 | 0 | 0 | 0 | 0 | 0
F8_Industrial_Petroleum_Existing_Space Heating_Natural Gas_Gas Boiler - Insulate Steam Lines/Condensate Tank_A_Achievable Technical Potential | F8 | Industrial | Petroleum | Existing | Space Heating | Natural Gas | Gas Boiler - Insulate Steam Lines/Condensate Tank | A | Incremental Summer Peak Savings (MW) | Achievable Technical Potential | 0 | 0 | 0 | 0 | 0 | 0 | 0 | 0 | 0 | 0 | 0 | 0 | 0 | 0 | 0 | 0 | 0 | 0 | 0 | 0 | 0 | 0 | 0 | 0 | 0 | 0 | 0 | 0 | 0 | 0 | 0
F9_Industrial_Petroleum_Existing_Space Heating_Natural Gas_Gas Boiler - Insulate Steam Lines/Condensate Tank_A_Achievable Technical Potential | F9 | Industrial | Petroleum | Existing | Space Heating | Natural Gas | Gas Boiler - Insulate Steam Lines/Condensate Tank | A | Incremental Winter Peak Savings (MW) | Achievable Technical Potential | 0 | 0 | 0 | 0 | 0 | 0 | 0 | 0 | 0 | 0 | 0 | 0 | 0 | 0 | 0 | 0 | 0 | 0 | 0 | 0 | 0 | 0 | 0 | 0 | 0 | 0 | 0 | 0 | 0 | 0 | 0
F10_Industrial_Petroleum_Existing_Space Heating_Natural Gas_Gas Boiler - Insulate Steam Lines/Condensate Tank_A_Achievable Technical Potential | F10 | Industrial | Petroleum | Existing | Space Heating | Natural Gas | Gas Boiler - Insulate Steam Lines/Condensate Tank | A | Cumulative Energy Savings (MWh or mTherms) | Achievable Technical Potential | 0 | 0 | 0 | 0 | 0 | 0.00046484 | 0.00092312 | 0.0013725 | 0.0018158 | 0.0022532 | 0.0026793 | 0.0030984 | 0.0035109 | 0.0039111 | 0.0043055 | 0.0046927 | 0.0050748 | 0.00545 | 0.0058168 | 0.0061789 | 0.0065355 | 0.0068838 | 0.0072272 | 0.0075659 | 0.0078982 | 0.0078524 | 0.0078106 | 0.0077724 | 0.0077376 | 0.0077058 | 0.0076768
F11_Industrial_Petroleum_Existing_Space Heating_Natural Gas_Gas Boiler - Insulate Steam Lines/Condensate Tank_A_Achievable Technical Potential | F11 | Industrial | Petroleum | Existing | Space Heating | Natural Gas | Gas Boiler - Insulate Steam Lines/Condensate Tank | A | Cumulative Summer Peak Savings (MW) | Achievable Technical Potential | 0 | 0 | 0 | 0 | 0 | 0 | 0 | 0 | 0 | 0 | 0 | 0 | 0 | 0 | 0 | 0 | 0 | 0 | 0 | 0 | 0 | 0 | 0 | 0 | 0 | 0 | 0 | 0 | 0 | 0 | 0
F12_Industrial_Petroleum_Existing_Space Heating_Natural Gas_Gas Boiler - Insulate Steam Lines/Condensate Tank_A_Achievable Technical Potential | F12 | Industrial | Petroleum | Existing | Space Heating | Natural Gas | Gas Boiler - Insulate Steam Lines/Condensate Tank | A | Cumulative Winter Peak Savings (MW) | Achievable Technical Potential | 0 | 0 | 0 | 0 | 0 | 0 | 0 | 0 | 0 | 0 | 0 | 0 | 0 | 0 | 0 | 0 | 0 | 0 | 0 | 0 | 0 | 0 | 0 | 0 | 0 | 0 | 0 | 0 | 0 | 0 | 0
F13_Industrial_Petroleum_Existing_Space Heating_Natural Gas_Gas Boiler - Insulate Steam Lines/Condensate Tank_A_Achievable Technical Potential | F13 | Industrial | Petroleum | Existing | Space Heating | Natural Gas | Gas Boiler - Insulate Steam Lines/Condensate Tank | A | Purchases (Incremental) | Achievable Technical Potential | 0 | 0 | 0 | 0 | 0 | 0.00040778 | 0.00040755 | 0.00040515 | 0.00040537 | 0.00040571 | 0.00040055 | 0.00039946 | 0.00039865 | 0.00039232 | 0.00039382 | 0.00039006 | 0.00039011 | 0.00038815 | 0.00038468 | 0.00038514 | 0.00038355 | 0.00038206 | 0.00038066 | 0.00037937 | 0.00037817 | 0 | 0 | 0 | 0 | 0 | 0
F14_Industrial_Petroleum_Existing_Space Heating_Natural Gas_Gas Boiler - Insulate Steam Lines/Condensate Tank_A_Achievable Technical Potential | F14 | Industrial | Petroleum | Existing | Space Heating | Natural Gas | Gas Boiler - Insulate Steam Lines/Condensate Tank | A | Purchases (Cumulative) | Achievable Technical Potential | 0 | 0 | 0 | 0 | 0 | 0.00040778 | 0.00081533 | 0.0012205 | 0.0016259 | 0.0020316 | 0.0024321 | 0.0028316 | 0.0032302 | 0.0036225 | 0.0040164 | 0.0044064 | 0.0047965 | 0.0051847 | 0.0055694 | 0.0059545 | 0.006338 | 0.0067201 | 0.0071008 | 0.0074801 | 0.0078583 | 0.0078583 | 0.0078583 | 0.0078583 | 0.0078583 | 0.0078583 | 0.0078583
F1_Industrial_Petroleum_Existing_Process_Natural Gas_Gas Boiler - Insulate Steam Lines/Condensate Tank_A_Achievable Technical Potential | F1 | Industrial | Petroleum | Existing | Process | Natural Gas | Gas Boiler - Insulate Steam Lines/Condensate Tank | A | Original Unit Energy Savings (kWh or therms) | Achievable Technical Potential | 0 | 0 | 0 | 0 | 0 | 5813.0737 | 5813.0737 | 5813.0737 | 5813.0737 | 5813.0737 | 5813.0737 | 5813.0737 | 5813.0737 | 5813.0737 | 5813.0737 | 5813.0737 | 5813.0737 | 5813.0737 | 5813.0737 | 5813.0737 | 5813.0737 | 5813.0737 | 5813.0737 | 5813.0737 | 5813.0737 | 5813.0737 | 5813.0737 | 5813.0737 | 5813.0737 | 5813.0737 | 5813.0737
F2_Industrial_Petroleum_Existing_Process_Natural Gas_Gas Boiler - Insulate Steam Lines/Condensate Tank_A_Achievable Technical Potential | F2 | Industrial | Petroleum | Existing | Process | Natural Gas | Gas Boiler - Insulate Steam Lines/Condensate Tank | A | Original Unit Summer Peak Savings (kW) | Achievable Technical Potential | 0 | 0 | 0 | 0 | 0 | 0 | 0 | 0 | 0 | 0 | 0 | 0 | 0 | 0 | 0 | 0 | 0 | 0 | 0 | 0 | 0 | 0 | 0 | 0 | 0 | 0 | 0 | 0 | 0 | 0 | 0
F3_Industrial_Petroleum_Existing_Process_Natural Gas_Gas Boiler - Insulate Steam Lines/Condensate Tank_A_Achievable Technical Potential | F3 | Industrial | Petroleum | Existing | Process | Natural Gas | Gas Boiler - Insulate Steam Lines/Condensate Tank | A | Original Unit Winter Peak Savings (kW) | Achievable Technical Potential | 0 | 0 | 0 | 0 | 0 | 0 | 0 | 0 | 0 | 0 | 0 | 0 | 0 | 0 | 0 | 0 | 0 | 0 | 0 | 0 | 0 | 0 | 0 | 0 | 0 | 0 | 0 | 0 | 0 | 0 | 0
F4_Industrial_Petroleum_Existing_Process_Natural Gas_Gas Boiler - Insulate Steam Lines/Condensate Tank_A_Achievable Technical Potential | F4 | Industrial | Petroleum | Existing | Process | Natural Gas | Gas Boiler - Insulate Steam Lines/Condensate Tank | A | Standalone Impact on Baseline Energy (%) | Achievable Technical Potential | 0% | 0% | 0% | 0% | 0% | 0.01727% | 0.03454% | 0.05202% | 0.06926% | 0.08647% | 0.1048% | 0.1224% | 0.1399% | 0.1594% | 0.1761% | 0.1951% | 0.2123% | 0.2306% | 0.25% | 0.267% | 0.2853% | 0.3037% | 0.3221% | 0.3405% | 0.0035881 | 0.0035985 | 0.0036081 | 0.0036169 | 0 | 0 | 0
F5_Industrial_Petroleum_Existing_Process_Natural Gas_Gas Boiler - Insulate Steam Lines/Condensate Tank_A_Achievable Technical Potential | F5 | Industrial | Petroleum | Existing | Process | Natural Gas | Gas Boiler - Insulate Steam Lines/Condensate Tank | A | Standalone Impact on Baseline Summer Peak (%) | Achievable Technical Potential | 0% | 0% | 0% | 0% | 0% | 0% | 0% | 0% | 0% | 0% | 0% | 0% | 0% | 0% | 0% | 0% | 0% | 0% | 0% | 0% | 0% | 0% | 0% | 0% | 0 | 0 | 0 | 0 | 0 | 0 | 0
F6_Industrial_Petroleum_Existing_Process_Natural Gas_Gas Boiler - Insulate Steam Lines/Condensate Tank_A_Achievable Technical Potential | F6 | Industrial | Petroleum | Existing | Process | Natural Gas | Gas Boiler - Insulate Steam Lines/Condensate Tank | A | Standalone Impact on Baseline Winter Peak (%) | Achievable Technical Potential | 0% | 0% | 0% | 0% | 0% | 0% | 0% | 0% | 0% | 0% | 0% | 0% | 0% | 0% | 0% | 0% | 0% | 0% | 0% | 0% | 0% | 0% | 0% | 0% | 0 | 0 | 0 | 0 | 0 | 0 | 0
F7_Industrial_Petroleum_Existing_Process_Natural Gas_Gas Boiler - Insulate Steam Lines/Condensate Tank_A_Achievable Technical Potential | F7 | Industrial | Petroleum | Existing | Process | Natural Gas | Gas Boiler - Insulate Steam Lines/Condensate Tank | A | Incremental Energy Savings (MWh or mTherms) | Achievable Technical Potential | 0 | 0 | 0 | 0 | 0 | 0.18824 | 0.18814 | 0.18703 | 0.18713 | 0.18729 | 0.18491 | 0.1844 | 0.18403 | 0.18111 | 0.1818 | 0.18006 | 0.18009 | 0.17918 | 0.17758 | 0.17779 | 0.17706 | 0.17637 | 0.17573 | 0.17513 | 0.17458 | 0 | 0 | 0 | 0 | 0 | 0
F8_Industrial_Petroleum_Existing_Process_Natural Gas_Gas Boiler - Insulate Steam Lines/Condensate Tank_A_Achievable Technical Potential | F8 | Industrial | Petroleum | Existing | Process | Natural Gas | Gas Boiler - Insulate Steam Lines/Condensate Tank | A | Incremental Summer Peak Savings (MW) | Achievable Technical Potential | 0 | 0 | 0 | 0 | 0 | 0 | 0 | 0 | 0 | 0 | 0 | 0 | 0 | 0 | 0 | 0 | 0 | 0 | 0 | 0 | 0 | 0 | 0 | 0 | 0 | 0 | 0 | 0 | 0 | 0 | 0
F9_Industrial_Petroleum_Existing_Process_Natural Gas_Gas Boiler - Insulate Steam Lines/Condensate Tank_A_Achievable Technical Potential | F9 | Industrial | Petroleum | Existing | Process | Natural Gas | Gas Boiler - Insulate Steam Lines/Condensate Tank | A | Incremental Winter Peak Savings (MW) | Achievable Technical Potential | 0 | 0 | 0 | 0 | 0 | 0 | 0 | 0 | 0 | 0 | 0 | 0 | 0 | 0 | 0 | 0 | 0 | 0 | 0 | 0 | 0 | 0 | 0 | 0 | 0 | 0 | 0 | 0 | 0 | 0 | 0
F10_Industrial_Petroleum_Existing_Process_Natural Gas_Gas Boiler - Insulate Steam Lines/Condensate Tank_A_Achievable Technical Potential | F10 | Industrial | Petroleum | Existing | Process | Natural Gas | Gas Boiler - Insulate Steam Lines/Condensate Tank | A | Cumulative Energy Savings (MWh or mTherms) | Achievable Technical Potential | 0 | 0 | 0 | 0 | 0 | 0.18824 | 0.37638 | 0.56342 | 0.75055 | 0.93784 | 1.1227 | 1.3071 | 1.4912 | 1.6723 | 1.8541 | 2.0341 | 2.2142 | 2.3934 | 2.571 | 2.7488 | 2.9259 | 3.1022 | 3.2779 | 3.4531 | 3.6277 | 3.6277 | 3.6277 | 3.6277 | 3.6277 | 3.6277 | 3.6277
F11_Industrial_Petroleum_Existing_Process_Natural Gas_Gas Boiler - Insulate Steam Lines/Condensate Tank_A_Achievable Technical Potential | F11 | Industrial | Petroleum | Existing | Process | Natural Gas | Gas Boiler - Insulate Steam Lines/Condensate Tank | A | Cumulative Summer Peak Savings (MW) | Achievable Technical Potential | 0 | 0 | 0 | 0 | 0 | 0 | 0 | 0 | 0 | 0 | 0 | 0 | 0 | 0 | 0 | 0 | 0 | 0 | 0 | 0 | 0 | 0 | 0 | 0 | 0 | 0 | 0 | 0 | 0 | 0 | 0
F12_Industrial_Petroleum_Existing_Process_Natural Gas_Gas Boiler - Insulate Steam Lines/Condensate Tank_A_Achievable Technical Potential | F12 | Industrial | Petroleum | Existing | Process | Natural Gas | Gas Boiler - Insulate Steam Lines/Condensate Tank | A | Cumulative Winter Peak Savings (MW) | Achievable Technical Potential | 0 | 0 | 0 | 0 | 0 | 0 | 0 | 0 | 0 | 0 | 0 | 0 | 0 | 0 | 0 | 0 | 0 | 0 | 0 | 0 | 0 | 0 | 0 | 0 | 0 | 0 | 0 | 0 | 0 | 0 | 0
F13_Industrial_Petroleum_Existing_Process_Natural Gas_Gas Boiler - Insulate Steam Lines/Condensate Tank_A_Achievable Technical Potential | F13 | Industrial | Petroleum | Existing | Process | Natural Gas | Gas Boiler - Insulate Steam Lines/Condensate Tank | A | Purchases (Incremental) | Achievable Technical Potential | 0 | 0 | 0 | 0 | 0 | 0.032383 | 0.032365 | 0.032174 | 0.032192 | 0.032218 | 0.031809 | 0.031722 | 0.031658 | 0.031155 | 0.031274 | 0.030976 | 0.03098 | 0.030824 | 0.030549 | 0.030585 | 0.030459 | 0.03034 | 0.03023 | 0.030127 | 0.030032 | 0 | 0 | 0 | 0 | 0 | 0
F14_Industrial_Petroleum_Existing_Process_Natural Gas_Gas Boiler - Insulate Steam Lines/Condensate Tank_A_Achievable Technical Potential | F14 | Industrial | Petroleum | Existing | Process | Natural Gas | Gas Boiler - Insulate Steam Lines/Condensate Tank | A | Purchases (Cumulative) | Achievable Technical Potential | 0 | 0 | 0 | 0 | 0 | 0.032383 | 0.064748 | 0.096922 | 0.12911 | 0.16133 | 0.19314 | 0.22486 | 0.25652 | 0.28768 | 0.31895 | 0.34993 | 0.38091 | 0.41173 | 0.44228 | 0.47286 | 0.50332 | 0.53366 | 0.56389 | 0.59402 | 0.62405 | 0.62405 | 0.62405 | 0.62405 | 0.62405 | 0.62405 | 0.62405
F1_Industrial_Petroleum_Existing_Space Heating_Natural Gas_Gas Boiler - Insulate Hot Water Lines_A_Achievable Technical Potential | F1 | Industrial | Petroleum | Existing | Space Heating | Natural Gas | Gas Boiler - Insulate Hot Water Lines | A | Original Unit Energy Savings (kWh or therms) | Achievable Technical Potential | 0 | 0 | 0 | 0 | 0 | 1288.4693 | 1279.7387 | 1271.0632 | 1262.3418 | 1253.6453 | 1245.1934 | 1236.8253 | 1228.5468 | 1220.363 | 1211.7004 | 1203.7499 | 1195.8889 | 1188.157 | 1180.5389 | 1172.9039 | 1165.5304 | 1157.8562 | 1150.4477 | 1143.2719 | 1136.0501 | 1129.46 | 1123.4461 | 1117.9579 | 1112.949 | 1108.3775 | 1104.205
F2_Industrial_Petroleum_Existing_Space Heating_Natural Gas_Gas Boiler - Insulate Hot Water Lines_A_Achievable Technical Potential | F2 | Industrial | Petroleum | Existing | Space Heating | Natural Gas | Gas Boiler - Insulate Hot Water Lines | A | Original Unit Summer Peak Savings (kW) | Achievable Technical Potential | 0 | 0 | 0 | 0 | 0 | 0 | 0 | 0 | 0 | 0 | 0 | 0 | 0 | 0 | 0 | 0 | 0 | 0 | 0 | 0 | 0 | 0 | 0 | 0 | 0 | 0 | 0 | 0 | 0 | 0 | 0
F3_Industrial_Petroleum_Existing_Space Heating_Natural Gas_Gas Boiler - Insulate Hot Water Lines_A_Achievable Technical Potential | F3 | Industrial | Petroleum | Existing | Space Heating | Natural Gas | Gas Boiler - Insulate Hot Water Lines | A | Original Unit Winter Peak Savings (kW) | Achievable Technical Potential | 0 | 0 | 0 | 0 | 0 | 0 | 0 | 0 | 0 | 0 | 0 | 0 | 0 | 0 | 0 | 0 | 0 | 0 | 0 | 0 | 0 | 0 | 0 | 0 | 0 | 0 | 0 | 0 | 0 | 0 | 0
F4_Industrial_Petroleum_Existing_Space Heating_Natural Gas_Gas Boiler - Insulate Hot Water Lines_A_Achievable Technical Potential | F4 | Industrial | Petroleum | Existing | Space Heating | Natural Gas | Gas Boiler - Insulate Hot Water Lines | A | Standalone Impact on Baseline Energy (%) | Achievable Technical Potential | 0% | 0% | 0% | 0% | 0% | 0.02406% | 0.04823% | 0.0729% | 0.09745% | 0.1222% | 0.1488% | 0.1744% | 0.2001% | 0.2288% | 0.2535% | 0.2815% | 0.3071% | 0.3343% | 0.3629% | 0.3882% | 0.4156% | 0.443% | 0.4707% | 0.4984% | 0.0052602 | 0.0052838 | 0.0053063 | 0.0053277 | 0 | 0 | 0
F5_Industrial_Petroleum_Existing_Space Heating_Natural Gas_Gas Boiler - Insulate Hot Water Lines_A_Achievable Technical Potential | F5 | Industrial | Petroleum | Existing | Space Heating | Natural Gas | Gas Boiler - Insulate Hot Water Lines | A | Standalone Impact on Baseline Summer Peak (%) | Achievable Technical Potential | 0% | 0% | 0% | 0% | 0% | 0% | 0% | 0% | 0% | 0% | 0% | 0% | 0% | 0% | 0% | 0% | 0% | 0% | 0% | 0% | 0% | 0% | 0% | 0% | 0 | 0 | 0 | 0 | 0 | 0 | 0
F6_Industrial_Petroleum_Existing_Space Heating_Natural Gas_Gas Boiler - Insulate Hot Water Lines_A_Achievable Technical Potential | F6 | Industrial | Petroleum | Existing | Space Heating | Natural Gas | Gas Boiler - Insulate Hot Water Lines | A | Standalone Impact on Baseline Winter Peak (%) | Achievable Technical Potential | 0% | 0% | 0% | 0% | 0% | 0% | 0% | 0% | 0% | 0% | 0% | 0% | 0% | 0% | 0% | 0% | 0% | 0% | 0% | 0% | 0% | 0% | 0% | 0% | 0 | 0 | 0 | 0 | 0 | 0 | 0
F7_Industrial_Petroleum_Existing_Space Heating_Natural Gas_Gas Boiler - Insulate Hot Water Lines_A_Achievable Technical Potential | F7 | Industrial | Petroleum | Existing | Space Heating | Natural Gas | Gas Boiler - Insulate Hot Water Lines | A | Incremental Energy Savings (MWh or mTherms) | Achievable Technical Potential | 0 | 0 | 0 | 0 | 0 | 0.0010508 | 0.0010431 | 0.0010299 | 0.0010234 | 0.0010172 | 0.00099753 | 0.00098812 | 0.00097951 | 0.00095754 | 0.00095437 | 0.00093907 | 0.00093306 | 0.00092236 | 0.00090827 | 0.00090347 | 0.00089407 | 0.00088473 | 0.00087587 | 0.00086745 | 0.00085925 | 0 | 0 | 0 | 0 | 0 | 0
F8_Industrial_Petroleum_Existing_Space Heating_Natural Gas_Gas Boiler - Insulate Hot Water Lines_A_Achievable Technical Potential | F8 | Industrial | Petroleum | Existing | Space Heating | Natural Gas | Gas Boiler - Insulate Hot Water Lines | A | Incremental Summer Peak Savings (MW) | Achievable Technical Potential | 0 | 0 | 0 | 0 | 0 | 0 | 0 | 0 | 0 | 0 | 0 | 0 | 0 | 0 | 0 | 0 | 0 | 0 | 0 | 0 | 0 | 0 | 0 | 0 | 0 | 0 | 0 | 0 | 0 | 0 | 0
F9_Industrial_Petroleum_Existing_Space Heating_Natural Gas_Gas Boiler - Insulate Hot Water Lines_A_Achievable Technical Potential | F9 | Industrial | Petroleum | Existing | Space Heating | Natural Gas | Gas Boiler - Insulate Hot Water Lines | A | Incremental Winter Peak Savings (MW) | Achievable Technical Potential | 0 | 0 | 0 | 0 | 0 | 0 | 0 | 0 | 0 | 0 | 0 | 0 | 0 | 0 | 0 | 0 | 0 | 0 | 0 | 0 | 0 | 0 | 0 | 0 | 0 | 0 | 0 | 0 | 0 | 0 | 0
F10_Industrial_Petroleum_Existing_Space Heating_Natural Gas_Gas Boiler - Insulate Hot Water Lines_A_Achievable Technical Potential | F10 | Industrial | Petroleum | Existing | Space Heating | Natural Gas | Gas Boiler - Insulate Hot Water Lines | A | Cumulative Energy Savings (MWh or mTherms) | Achievable Technical Potential | 0 | 0 | 0 | 0 | 0 | 0.0010508 | 0.0020868 | 0.0031026 | 0.0041048 | 0.0050937 | 0.0060569 | 0.0070043 | 0.007937 | 0.0088416 | 0.0097332 | 0.010608 | 0.011472 | 0.01232 | 0.01315 | 0.013968 | 0.014774 | 0.015562 | 0.016338 | 0.017104 | 0.017855 | 0.017751 | 0.017657 | 0.017571 | 0.017492 | 0.01742 | 0.017354
F11_Industrial_Petroleum_Existing_Space Heating_Natural Gas_Gas Boiler - Insulate Hot Water Lines_A_Achievable Technical Potential | F11 | Industrial | Petroleum | Existing | Space Heating | Natural Gas | Gas Boiler - Insulate Hot Water Lines | A | Cumulative Summer Peak Savings (MW) | Achievable Technical Potential | 0 | 0 | 0 | 0 | 0 | 0 | 0 | 0 | 0 | 0 | 0 | 0 | 0 | 0 | 0 | 0 | 0 | 0 | 0 | 0 | 0 | 0 | 0 | 0 | 0 | 0 | 0 | 0 | 0 | 0 | 0
F12_Industrial_Petroleum_Existing_Space Heating_Natural Gas_Gas Boiler - Insulate Hot Water Lines_A_Achievable Technical Potential | F12 | Industrial | Petroleum | Existing | Space Heating | Natural Gas | Gas Boiler - Insulate Hot Water Lines | A | Cumulative Winter Peak Savings (MW) | Achievable Technical Potential | 0 | 0 | 0 | 0 | 0 | 0 | 0 | 0 | 0 | 0 | 0 | 0 | 0 | 0 | 0 | 0 | 0 | 0 | 0 | 0 | 0 | 0 | 0 | 0 | 0 | 0 | 0 | 0 | 0 | 0 | 0
F13_Industrial_Petroleum_Existing_Space Heating_Natural Gas_Gas Boiler - Insulate Hot Water Lines_A_Achievable Technical Potential | F13 | Industrial | Petroleum | Existing | Space Heating | Natural Gas | Gas Boiler - Insulate Hot Water Lines | A | Purchases (Incremental) | Achievable Technical Potential | 0 | 0 | 0 | 0 | 0 | 0.00081556 | 0.00081511 | 0.0008103 | 0.00081074 | 0.00081141 | 0.00080111 | 0.00079892 | 0.0007973 | 0.00078463 | 0.00078763 | 0.00078012 | 0.00078022 | 0.00077629 | 0.00076937 | 0.00077028 | 0.0007671 | 0.00076411 | 0.00076133 | 0.00075874 | 0.00075635 | 0 | 0 | 0 | 0 | 0 | 0
F14_Industrial_Petroleum_Existing_Space Heating_Natural Gas_Gas Boiler - Insulate Hot Water Lines_A_Achievable Technical Potential | F14 | Industrial | Petroleum | Existing | Space Heating | Natural Gas | Gas Boiler - Insulate Hot Water Lines | A | Purchases (Cumulative) | Achievable Technical Potential | 0 | 0 | 0 | 0 | 0 | 0.00081556 | 0.0016307 | 0.002441 | 0.0032517 | 0.0040631 | 0.0048642 | 0.0056631 | 0.0064604 | 0.0072451 | 0.0080327 | 0.0088128 | 0.009593 | 0.010369 | 0.011139 | 0.011909 | 0.012676 | 0.01344 | 0.014202 | 0.01496 | 0.015717 | 0.015717 | 0.015717 | 0.015717 | 0.015717 | 0.015717 | 0.015717
F1_Industrial_Petroleum_Existing_Process_Natural Gas_Gas Boiler - Insulate Hot Water Lines_A_Achievable Technical Potential | F1 | Industrial | Petroleum | Existing | Process | Natural Gas | Gas Boiler - Insulate Hot Water Lines | A | Original Unit Energy Savings (kWh or therms) | Achievable Technical Potential | 0 | 0 | 0 | 0 | 0 | 6570.6015 | 6570.6015 | 6570.6015 | 6570.6015 | 6570.6015 | 6570.6015 | 6570.6015 | 6570.6015 | 6570.6015 | 6570.6015 | 6570.6015 | 6570.6015 | 6570.6015 | 6570.6015 | 6570.6015 | 6570.6015 | 6570.6015 | 6570.6015 | 6570.6015 | 6570.6015 | 6570.6015 | 6570.6015 | 6570.6015 | 6570.6015 | 6570.6015 | 6570.6015
F2_Industrial_Petroleum_Existing_Process_Natural Gas_Gas Boiler - Insulate Hot Water Lines_A_Achievable Technical Potential | F2 | Industrial | Petroleum | Existing | Process | Natural Gas | Gas Boiler - Insulate Hot Water Lines | A | Original Unit Summer Peak Savings (kW) | Achievable Technical Potential | 0 | 0 | 0 | 0 | 0 | 0 | 0 | 0 | 0 | 0 | 0 | 0 | 0 | 0 | 0 | 0 | 0 | 0 | 0 | 0 | 0 | 0 | 0 | 0 | 0 | 0 | 0 | 0 | 0 | 0 | 0
F3_Industrial_Petroleum_Existing_Process_Natural Gas_Gas Boiler - Insulate Hot Water Lines_A_Achievable Technical Potential | F3 | Industrial | Petroleum | Existing | Process | Natural Gas | Gas Boiler - Insulate Hot Water Lines | A | Original Unit Winter Peak Savings (kW) | Achievable Technical Potential | 0 | 0 | 0 | 0 | 0 | 0 | 0 | 0 | 0 | 0 | 0 | 0 | 0 | 0 | 0 | 0 | 0 | 0 | 0 | 0 | 0 | 0 | 0 | 0 | 0 | 0 | 0 | 0 | 0 | 0 | 0
F4_Industrial_Petroleum_Existing_Process_Natural Gas_Gas Boiler - Insulate Hot Water Lines_A_Achievable Technical Potential | F4 | Industrial | Petroleum | Existing | Process | Natural Gas | Gas Boiler - Insulate Hot Water Lines | A | Standalone Impact on Baseline Energy (%) | Achievable Technical Potential | 0% | 0% | 0% | 0% | 0% | 0.03903% | 0.07809% | 0.1176% | 0.1566% | 0.1955% | 0.237% | 0.2767% | 0.3163% | 0.3604% | 0.3981% | 0.441% | 0.4799% | 0.5214% | 0.5651% | 0.6035% | 0.645% | 0.6866% | 0.7281% | 0.7697% | 0.0081113 | 0.0081349 | 0.0081567 | 0.0081765 | 0 | 0 | 0
F5_Industrial_Petroleum_Existing_Process_Natural Gas_Gas Boiler - Insulate Hot Water Lines_A_Achievable Technical Potential | F5 | Industrial | Petroleum | Existing | Process | Natural Gas | Gas Boiler - Insulate Hot Water Lines | A | Standalone Impact on Baseline Summer Peak (%) | Achievable Technical Potential | 0% | 0% | 0% | 0% | 0% | 0% | 0% | 0% | 0% | 0% | 0% | 0% | 0% | 0% | 0% | 0% | 0% | 0% | 0% | 0% | 0% | 0% | 0% | 0% | 0 | 0 | 0 | 0 | 0 | 0 | 0
F6_Industrial_Petroleum_Existing_Process_Natural Gas_Gas Boiler - Insulate Hot Water Lines_A_Achievable Technical Potential | F6 | Industrial | Petroleum | Existing | Process | Natural Gas | Gas Boiler - Insulate Hot Water Lines | A | Standalone Impact on Baseline Winter Peak (%) | Achievable Technical Potential | 0% | 0% | 0% | 0% | 0% | 0% | 0% | 0% | 0% | 0% | 0% | 0% | 0% | 0% | 0% | 0% | 0% | 0% | 0% | 0% | 0% | 0% | 0% | 0% | 0 | 0 | 0 | 0 | 0 | 0 | 0
F7_Industrial_Petroleum_Existing_Process_Natural Gas_Gas Boiler - Insulate Hot Water Lines_A_Achievable Technical Potential | F7 | Industrial | Petroleum | Existing | Process | Natural Gas | Gas Boiler - Insulate Hot Water Lines | A | Incremental Energy Savings (MWh or mTherms) | Achievable Technical Potential | 0 | 0 | 0 | 0 | 0 | 0.42555 | 0.42532 | 0.42281 | 0.42304 | 0.42339 | 0.41801 | 0.41687 | 0.41602 | 0.40942 | 0.41098 | 0.40706 | 0.40711 | 0.40506 | 0.40145 | 0.40193 | 0.40026 | 0.39871 | 0.39725 | 0.3959 | 0.39466 | 0 | 0 | 0 | 0 | 0 | 0
F8_Industrial_Petroleum_Existing_Process_Natural Gas_Gas Boiler - Insulate Hot Water Lines_A_Achievable Technical Potential | F8 | Industrial | Petroleum | Existing | Process | Natural Gas | Gas Boiler - Insulate Hot Water Lines | A | Incremental Summer Peak Savings (MW) | Achievable Technical Potential | 0 | 0 | 0 | 0 | 0 | 0 | 0 | 0 | 0 | 0 | 0 | 0 | 0 | 0 | 0 | 0 | 0 | 0 | 0 | 0 | 0 | 0 | 0 | 0 | 0 | 0 | 0 | 0 | 0 | 0 | 0
F9_Industrial_Petroleum_Existing_Process_Natural Gas_Gas Boiler - Insulate Hot Water Lines_A_Achievable Technical Potential | F9 | Industrial | Petroleum | Existing | Process | Natural Gas | Gas Boiler - Insulate Hot Water Lines | A | Incremental Winter Peak Savings (MW) | Achievable Technical Potential | 0 | 0 | 0 | 0 | 0 | 0 | 0 | 0 | 0 | 0 | 0 | 0 | 0 | 0 | 0 | 0 | 0 | 0 | 0 | 0 | 0 | 0 | 0 | 0 | 0 | 0 | 0 | 0 | 0 | 0 | 0
F10_Industrial_Petroleum_Existing_Process_Natural Gas_Gas Boiler - Insulate Hot Water Lines_A_Achievable Technical Potential | F10 | Industrial | Petroleum | Existing | Process | Natural Gas | Gas Boiler - Insulate Hot Water Lines | A | Cumulative Energy Savings (MWh or mTherms) | Achievable Technical Potential | 0 | 0 | 0 | 0 | 0 | 0.42555 | 0.85087 | 1.2737 | 1.6967 | 2.1201 | 2.5381 | 2.955 | 3.371 | 3.7804 | 4.1914 | 4.5985 | 5.0056 | 5.4106 | 5.8121 | 6.214 | 6.6143 | 7.013 | 7.4102 | 7.8061 | 8.2008 | 8.2008 | 8.2008 | 8.2008 | 8.2008 | 8.2008 | 8.2008
F11_Industrial_Petroleum_Existing_Process_Natural Gas_Gas Boiler - Insulate Hot Water Lines_A_Achievable Technical Potential | F11 | Industrial | Petroleum | Existing | Process | Natural Gas | Gas Boiler - Insulate Hot Water Lines | A | Cumulative Summer Peak Savings (MW) | Achievable Technical Potential | 0 | 0 | 0 | 0 | 0 | 0 | 0 | 0 | 0 | 0 | 0 | 0 | 0 | 0 | 0 | 0 | 0 | 0 | 0 | 0 | 0 | 0 | 0 | 0 | 0 | 0 | 0 | 0 | 0 | 0 | 0
F12_Industrial_Petroleum_Existing_Process_Natural Gas_Gas Boiler - Insulate Hot Water Lines_A_Achievable Technical Potential | F12 | Industrial | Petroleum | Existing | Process | Natural Gas | Gas Boiler - Insulate Hot Water Lines | A | Cumulative Winter Peak Savings (MW) | Achievable Technical Potential | 0 | 0 | 0 | 0 | 0 | 0 | 0 | 0 | 0 | 0 | 0 | 0 | 0 | 0 | 0 | 0 | 0 | 0 | 0 | 0 | 0 | 0 | 0 | 0 | 0 | 0 | 0 | 0 | 0 | 0 | 0
F13_Industrial_Petroleum_Existing_Process_Natural Gas_Gas Boiler - Insulate Hot Water Lines_A_Achievable Technical Potential | F13 | Industrial | Petroleum | Existing | Process | Natural Gas | Gas Boiler - Insulate Hot Water Lines | A | Purchases (Incremental) | Achievable Technical Potential | 0 | 0 | 0 | 0 | 0 | 0.064766 | 0.06473 | 0.064348 | 0.064383 | 0.064437 | 0.063618 | 0.063444 | 0.063316 | 0.06231 | 0.062548 | 0.061952 | 0.06196 | 0.061648 | 0.061098 | 0.06117 | 0.060917 | 0.06068 | 0.060459 | 0.060254 | 0.060064 | 0 | 0 | 0 | 0 | 0 | 0
F14_Industrial_Petroleum_Existing_Process_Natural Gas_Gas Boiler - Insulate Hot Water Lines_A_Achievable Technical Potential | F14 | Industrial | Petroleum | Existing | Process | Natural Gas | Gas Boiler - Insulate Hot Water Lines | A | Purchases (Cumulative) | Achievable Technical Potential | 0 | 0 | 0 | 0 | 0 | 0.064766 | 0.1295 | 0.19384 | 0.25823 | 0.32266 | 0.38628 | 0.44973 | 0.51304 | 0.57535 | 0.6379 | 0.69985 | 0.76181 | 0.82346 | 0.88456 | 0.94573 | 1.0066 | 1.0673 | 1.1278 | 1.188 | 1.2481 | 1.2481 | 1.2481 | 1.2481 | 1.2481 | 1.2481 | 1.2481
F1_Industrial_Petroleum_Existing_Process_Natural Gas_Process - Insulate Heated Process Fluids_A_Achievable Technical Potential | F1 | Industrial | Petroleum | Existing | Process | Natural Gas | Process - Insulate Heated Process Fluids | A | Original Unit Energy Savings (kWh or therms) | Achievable Technical Potential | 0 | 0 | 0 | 0 | 0 | 11059.7224 | 11059.7224 | 11059.7224 | 11059.7224 | 11059.7224 | 11059.7224 | 11059.7224 | 11059.7224 | 11059.7224 | 11059.7224 | 11059.7224 | 11059.7224 | 11059.7224 | 11059.7224 | 11059.7224 | 11059.7224 | 11059.7224 | 11059.7224 | 11059.7224 | 11059.7224 | 11059.7224 | 11059.7224 | 11059.7224 | 11059.7224 | 11059.7224 | 11059.7224
F2_Industrial_Petroleum_Existing_Process_Natural Gas_Process - Insulate Heated Process Fluids_A_Achievable Technical Potential | F2 | Industrial | Petroleum | Existing | Process | Natural Gas | Process - Insulate Heated Process Fluids | A | Original Unit Summer Peak Savings (kW) | Achievable Technical Potential | 0 | 0 | 0 | 0 | 0 | 0 | 0 | 0 | 0 | 0 | 0 | 0 | 0 | 0 | 0 | 0 | 0 | 0 | 0 | 0 | 0 | 0 | 0 | 0 | 0 | 0 | 0 | 0 | 0 | 0 | 0
F3_Industrial_Petroleum_Existing_Process_Natural Gas_Process - Insulate Heated Process Fluids_A_Achievable Technical Potential | F3 | Industrial | Petroleum | Existing | Process | Natural Gas | Process - Insulate Heated Process Fluids | A | Original Unit Winter Peak Savings (kW) | Achievable Technical Potential | 0 | 0 | 0 | 0 | 0 | 0 | 0 | 0 | 0 | 0 | 0 | 0 | 0 | 0 | 0 | 0 | 0 | 0 | 0 | 0 | 0 | 0 | 0 | 0 | 0 | 0 | 0 | 0 | 0 | 0 | 0
F4_Industrial_Petroleum_Existing_Process_Natural Gas_Process - Insulate Heated Process Fluids_A_Achievable Technical Potential | F4 | Industrial | Petroleum | Existing | Process | Natural Gas | Process - Insulate Heated Process Fluids | A | Standalone Impact on Baseline Energy (%) | Achievable Technical Potential | 0% | 0% | 0% | 0% | 0% | 0.07186% | 0.1438% | 0.2165% | 0.2882% | 0.3599% | 0.4292% | 0.4821% | 0.5245% | 0.566% | 0.5904% | 0.6172% | 0.6341% | 0.6509% | 0.6676% | 0.6755% | 0.6852% | 0.688% | 0.6905% | 0.6929% | 0.0069505 | 0.0069708 | 0.0069894 | 0.0070064 | 0 | 0 | 0
F5_Industrial_Petroleum_Existing_Process_Natural Gas_Process - Insulate Heated Process Fluids_A_Achievable Technical Potential | F5 | Industrial | Petroleum | Existing | Process | Natural Gas | Process - Insulate Heated Process Fluids | A | Standalone Impact on Baseline Summer Peak (%) | Achievable Technical Potential | 0% | 0% | 0% | 0% | 0% | 0% | 0% | 0% | 0% | 0% | 0% | 0% | 0% | 0% | 0% | 0% | 0% | 0% | 0% | 0% | 0% | 0% | 0% | 0% | 0 | 0 | 0 | 0 | 0 | 0 | 0
F6_Industrial_Petroleum_Existing_Process_Natural Gas_Process - Insulate Heated Process Fluids_A_Achievable Technical Potential | F6 | Industrial | Petroleum | Existing | Process | Natural Gas | Process - Insulate Heated Process Fluids | A | Standalone Impact on Baseline Winter Peak (%) | Achievable Technical Potential | 0% | 0% | 0% | 0% | 0% | 0% | 0% | 0% | 0% | 0% | 0% | 0% | 0% | 0% | 0% | 0% | 0% | 0% | 0% | 0% | 0% | 0% | 0% | 0% | 0 | 0 | 0 | 0 | 0 | 0 | 0
F7_Industrial_Petroleum_Existing_Process_Natural Gas_Process - Insulate Heated Process Fluids_A_Achievable Technical Potential | F7 | Industrial | Petroleum | Existing | Process | Natural Gas | Process - Insulate Heated Process Fluids | A | Incremental Energy Savings (MWh or mTherms) | Achievable Technical Potential | 0 | 0 | 0 | 0 | 0 | 0.78344 | 0.78301 | 0.77839 | 0.77881 | 0.77946 | 0.6926 | 0.55257 | 0.44116 | 0.34732 | 0.27892 | 0.22101 | 0.17683 | 0.14075 | 0.1116 | 0.089383 | 0.07121 | 0.00048382 | 0.00017216 | 5.8493e-05 | 1.9014e-05 | 1.6114e-05 | 1.6072e-05 | 1.6033e-05 | 1.5998e-05 | 1.5967e-05 | 1.5939e-05
F8_Industrial_Petroleum_Existing_Process_Natural Gas_Process - Insulate Heated Process Fluids_A_Achievable Technical Potential | F8 | Industrial | Petroleum | Existing | Process | Natural Gas | Process - Insulate Heated Process Fluids | A | Incremental Summer Peak Savings (MW) | Achievable Technical Potential | 0 | 0 | 0 | 0 | 0 | 0 | 0 | 0 | 0 | 0 | 0 | 0 | 0 | 0 | 0 | 0 | 0 | 0 | 0 | 0 | 0 | 0 | 0 | 0 | 0 | 0 | 0 | 0 | 0 | 0 | 0
F9_Industrial_Petroleum_Existing_Process_Natural Gas_Process - Insulate Heated Process Fluids_A_Achievable Technical Potential | F9 | Industrial | Petroleum | Existing | Process | Natural Gas | Process - Insulate Heated Process Fluids | A | Incremental Winter Peak Savings (MW) | Achievable Technical Potential | 0 | 0 | 0 | 0 | 0 | 0 | 0 | 0 | 0 | 0 | 0 | 0 | 0 | 0 | 0 | 0 | 0 | 0 | 0 | 0 | 0 | 0 | 0 | 0 | 0 | 0 | 0 | 0 | 0 | 0 | 0
F10_Industrial_Petroleum_Existing_Process_Natural Gas_Process - Insulate Heated Process Fluids_A_Achievable Technical Potential | F10 | Industrial | Petroleum | Existing | Process | Natural Gas | Process - Insulate Heated Process Fluids | A | Cumulative Energy Savings (MWh or mTherms) | Achievable Technical Potential | 0 | 0 | 0 | 0 | 0 | 0.78344 | 1.5665 | 2.3448 | 3.1237 | 3.9031 | 4.5957 | 5.1483 | 5.5894 | 5.9368 | 6.2157 | 6.4367 | 6.6135 | 6.7543 | 6.8659 | 6.9553 | 7.0265 | 7.0269 | 7.0271 | 7.0272 | 7.0272 | 7.0272 | 7.0272 | 7.0272 | 7.0273 | 7.0273 | 7.0273
F11_Industrial_Petroleum_Existing_Process_Natural Gas_Process - Insulate Heated Process Fluids_A_Achievable Technical Potential | F11 | Industrial | Petroleum | Existing | Process | Natural Gas | Process - Insulate Heated Process Fluids | A | Cumulative Summer Peak Savings (MW) | Achievable Technical Potential | 0 | 0 | 0 | 0 | 0 | 0 | 0 | 0 | 0 | 0 | 0 | 0 | 0 | 0 | 0 | 0 | 0 | 0 | 0 | 0 | 0 | 0 | 0 | 0 | 0 | 0 | 0 | 0 | 0 | 0 | 0
F12_Industrial_Petroleum_Existing_Process_Natural Gas_Process - Insulate Heated Process Fluids_A_Achievable Technical Potential | F12 | Industrial | Petroleum | Existing | Process | Natural Gas | Process - Insulate Heated Process Fluids | A | Cumulative Winter Peak Savings (MW) | Achievable Technical Potential | 0 | 0 | 0 | 0 | 0 | 0 | 0 | 0 | 0 | 0 | 0 | 0 | 0 | 0 | 0 | 0 | 0 | 0 | 0 | 0 | 0 | 0 | 0 | 0 | 0 | 0 | 0 | 0 | 0 | 0 | 0
F13_Industrial_Petroleum_Existing_Process_Natural Gas_Process - Insulate Heated Process Fluids_A_Achievable Technical Potential | F13 | Industrial | Petroleum | Existing | Process | Natural Gas | Process - Insulate Heated Process Fluids | A | Purchases (Incremental) | Achievable Technical Potential | 0 | 0 | 0 | 0 | 0 | 0.070837 | 0.070798 | 0.070381 | 0.070419 | 0.070477 | 0.062624 | 0.049962 | 0.039889 | 0.031404 | 0.025219 | 0.019983 | 0.015988 | 0.012726 | 0.01009 | 0.0080818 | 0.0064387 | 4.3746e-05 | 1.5567e-05 | 5.2888e-06 | 1.7192e-06 | 1.457e-06 | 1.4532e-06 | 1.4496e-06 | 1.4465e-06 | 1.4437e-06 | 1.4412e-06
F14_Industrial_Petroleum_Existing_Process_Natural Gas_Process - Insulate Heated Process Fluids_A_Achievable Technical Potential | F14 | Industrial | Petroleum | Existing | Process | Natural Gas | Process - Insulate Heated Process Fluids | A | Purchases (Cumulative) | Achievable Technical Potential | 0 | 0 | 0 | 0 | 0 | 0.070837 | 0.14164 | 0.21202 | 0.28244 | 0.35291 | 0.41554 | 0.4655 | 0.50539 | 0.53679 | 0.56201 | 0.58199 | 0.59798 | 0.61071 | 0.6208 | 0.62888 | 0.63532 | 0.63536 | 0.63538 | 0.63538 | 0.63539 | 0.63539 | 0.63539 | 0.63539 | 0.63539 | 0.63539 | 0.6354
F1_Industrial_Petroleum_Existing_Process_Natural Gas_Process Heat Recovery_A_Achievable Technical Potential | F1 | Industrial | Petroleum | Existing | Process | Natural Gas | Process Heat Recovery | A | Original Unit Energy Savings (kWh or therms) | Achievable Technical Potential | 0 | 0 | 0 | 0 | 0 | 33.7751 | 33.7751 | 33.7751 | 33.7751 | 33.7751 | 33.7751 | 33.7751 | 33.7751 | 33.7751 | 33.7751 | 33.7751 | 33.7751 | 33.7751 | 33.7751 | 33.7751 | 33.7751 | 33.7751 | 33.7751 | 33.7751 | 33.7751 | 33.7751 | 33.7751 | 33.7751 | 0 | 0 | 0
F2_Industrial_Petroleum_Existing_Process_Natural Gas_Process Heat Recovery_A_Achievable Technical Potential | F2 | Industrial | Petroleum | Existing | Process | Natural Gas | Process Heat Recovery | A | Original Unit Summer Peak Savings (kW) | Achievable Technical Potential | 0 | 0 | 0 | 0 | 0 | 0 | 0 | 0 | 0 | 0 | 0 | 0 | 0 | 0 | 0 | 0 | 0 | 0 | 0 | 0 | 0 | 0 | 0 | 0 | 0 | 0 | 0 | 0 | 0 | 0 | 0
F3_Industrial_Petroleum_Existing_Process_Natural Gas_Process Heat Recovery_A_Achievable Technical Potential | F3 | Industrial | Petroleum | Existing | Process | Natural Gas | Process Heat Recovery | A | Original Unit Winter Peak Savings (kW) | Achievable Technical Potential | 0 | 0 | 0 | 0 | 0 | 0 | 0 | 0 | 0 | 0 | 0 | 0 | 0 | 0 | 0 | 0 | 0 | 0 | 0 | 0 | 0 | 0 | 0 | 0 | 0 | 0 | 0 | 0 | 0 | 0 | 0
F4_Industrial_Petroleum_Existing_Process_Natural Gas_Process Heat Recovery_A_Achievable Technical Potential | F4 | Industrial | Petroleum | Existing | Process | Natural Gas | Process Heat Recovery | A | Standalone Impact on Baseline Energy (%) | Achievable Technical Potential | 0% | 0% | 0% | 0% | 0% | 0.007901% | 0.01581% | 0.0238% | 0.03169% | 0.03956% | 0.04718% | 0.053% | 0.05766% | 0.06223% | 0.0649% | 0.06786% | 0.06971% | 0.07156% | 0.0734% | 0.07426% | 0.07534% | 0.07563% | 0.07591% | 0.07617% | 0.00076414 | 0.00076637 | 0.00076842 | 0.00077028 | 0 | 0 | 0
F5_Industrial_Petroleum_Existing_Process_Natural Gas_Process Heat Recovery_A_Achievable Technical Potential | F5 | Industrial | Petroleum | Existing | Process | Natural Gas | Process Heat Recovery | A | Standalone Impact on Baseline Summer Peak (%) | Achievable Technical Potential | 0% | 0% | 0% | 0% | 0% | 0% | 0% | 0% | 0% | 0% | 0% | 0% | 0% | 0% | 0% | 0% | 0% | 0% | 0% | 0% | 0% | 0% | 0% | 0% | 0 | 0 | 0 | 0 | 0 | 0 | 0
F6_Industrial_Petroleum_Existing_Process_Natural Gas_Process Heat Recovery_A_Achievable Technical Potential | F6 | Industrial | Petroleum | Existing | Process | Natural Gas | Process Heat Recovery | A | Standalone Impact on Baseline Winter Peak (%) | Achievable Technical Potential | 0% | 0% | 0% | 0% | 0% | 0% | 0% | 0% | 0% | 0% | 0% | 0% | 0% | 0% | 0% | 0% | 0% | 0% | 0% | 0% | 0% | 0% | 0% | 0% | 0 | 0 | 0 | 0 | 0 | 0 | 0
F7_Industrial_Petroleum_Existing_Process_Natural Gas_Process Heat Recovery_A_Achievable Technical Potential | F7 | Industrial | Petroleum | Existing | Process | Natural Gas | Process Heat Recovery | A | Incremental Energy Savings (MWh or mTherms) | Achievable Technical Potential | 0 | 0 | 0 | 0 | 0 | 0.086131 | 0.086084 | 0.085576 | 0.085623 | 0.085693 | 0.076145 | 0.060749 | 0.048501 | 0.038184 | 0.030664 | 0.024297 | 0.01944 | 0.015474 | 0.012269 | 0.0098267 | 0.0078289 | 5.3191e-05 | 1.8928e-05 | 6.4307e-06 | 2.0903e-06 | 1.7716e-06 | 1.7669e-06 | 1.7626e-06 | 0 | 0 | 0
F8_Industrial_Petroleum_Existing_Process_Natural Gas_Process Heat Recovery_A_Achievable Technical Potential | F8 | Industrial | Petroleum | Existing | Process | Natural Gas | Process Heat Recovery | A | Incremental Summer Peak Savings (MW) | Achievable Technical Potential | 0 | 0 | 0 | 0 | 0 | 0 | 0 | 0 | 0 | 0 | 0 | 0 | 0 | 0 | 0 | 0 | 0 | 0 | 0 | 0 | 0 | 0 | 0 | 0 | 0 | 0 | 0 | 0 | 0 | 0 | 0
F9_Industrial_Petroleum_Existing_Process_Natural Gas_Process Heat Recovery_A_Achievable Technical Potential | F9 | Industrial | Petroleum | Existing | Process | Natural Gas | Process Heat Recovery | A | Incremental Winter Peak Savings (MW) | Achievable Technical Potential | 0 | 0 | 0 | 0 | 0 | 0 | 0 | 0 | 0 | 0 | 0 | 0 | 0 | 0 | 0 | 0 | 0 | 0 | 0 | 0 | 0 | 0 | 0 | 0 | 0 | 0 | 0 | 0 | 0 | 0 | 0
F10_Industrial_Petroleum_Existing_Process_Natural Gas_Process Heat Recovery_A_Achievable Technical Potential | F10 | Industrial | Petroleum | Existing | Process | Natural Gas | Process Heat Recovery | A | Cumulative Energy Savings (MWh or mTherms) | Achievable Technical Potential | 0 | 0 | 0 | 0 | 0 | 0.086131 | 0.17222 | 0.25779 | 0.34341 | 0.42911 | 0.50525 | 0.566 | 0.6145 | 0.65269 | 0.68335 | 0.70765 | 0.72709 | 0.74256 | 0.75483 | 0.76466 | 0.77249 | 0.77254 | 0.77256 | 0.77257 | 0.77257 | 0.77257 | 0.77257 | 0.77257 | 0 | 0 | 0
F11_Industrial_Petroleum_Existing_Process_Natural Gas_Process Heat Recovery_A_Achievable Technical Potential | F11 | Industrial | Petroleum | Existing | Process | Natural Gas | Process Heat Recovery | A | Cumulative Summer Peak Savings (MW) | Achievable Technical Potential | 0 | 0 | 0 | 0 | 0 | 0 | 0 | 0 | 0 | 0 | 0 | 0 | 0 | 0 | 0 | 0 | 0 | 0 | 0 | 0 | 0 | 0 | 0 | 0 | 0 | 0 | 0 | 0 | 0 | 0 | 0
F12_Industrial_Petroleum_Existing_Process_Natural Gas_Process Heat Recovery_A_Achievable Technical Potential | F12 | Industrial | Petroleum | Existing | Process | Natural Gas | Process Heat Recovery | A | Cumulative Winter Peak Savings (MW) | Achievable Technical Potential | 0 | 0 | 0 | 0 | 0 | 0 | 0 | 0 | 0 | 0 | 0 | 0 | 0 | 0 | 0 | 0 | 0 | 0 | 0 | 0 | 0 | 0 | 0 | 0 | 0 | 0 | 0 | 0 | 0 | 0 | 0
F13_Industrial_Petroleum_Existing_Process_Natural Gas_Process Heat Recovery_A_Achievable Technical Potential | F13 | Industrial | Petroleum | Existing | Process | Natural Gas | Process Heat Recovery | A | Purchases (Incremental) | Achievable Technical Potential | 0 | 0 | 0 | 0 | 0 | 2.5501 | 2.5487 | 2.5337 | 2.5351 | 2.5372 | 2.2545 | 1.7986 | 1.436 | 1.1306 | 0.90789 | 0.71939 | 0.57559 | 0.45815 | 0.36325 | 0.29095 | 0.23179 | 0.0015749 | 0.0005604 | 0.0001904 | 6.189e-05 | 5.2454e-05 | 5.2314e-05 | 5.2187e-05 | 9.3059e-07 | 9.3059e-07 | 9.3059e-07
F14_Industrial_Petroleum_Existing_Process_Natural Gas_Process Heat Recovery_A_Achievable Technical Potential | F14 | Industrial | Petroleum | Existing | Process | Natural Gas | Process Heat Recovery | A | Purchases (Cumulative) | Achievable Technical Potential | 0 | 0 | 0 | 0 | 0 | 2.5501 | 5.0989 | 7.6326 | 10.1677 | 12.7049 | 14.9593 | 16.758 | 18.194 | 19.3245 | 20.2324 | 20.9518 | 21.5274 | 21.9855 | 22.3488 | 22.6397 | 22.8715 | 22.8731 | 22.8737 | 22.8738 | 22.8739 | 22.874 | 22.874 | 22.8741 | 22.8741 | 22.8741 | 22.8741
F1_Industrial_Petroleum_Existing_Space Heating_Natural Gas_Building Automation System_A_Achievable Technical Potential | F1 | Industrial | Petroleum | Existing | Space Heating | Natural Gas | Building Automation System | A | Original Unit Energy Savings (kWh or therms) | Achievable Technical Potential | 0 | 0 | 0 | 0 | 0 | 0.01524 | 0.01511 | 0.01495 | 0.014788 | 0.014626 | 0.014467 | 0.01431 | 0.01416 | 0.014019 | 0.013875 | 0.013749 | 0.013628 | 0.013515 | 0.013407 | 0.013298 | 0.013192 | 0.013086 | 0.012978 | 0.012875 | 0.012774 | 0.01268 | 0.012593 | 0.012511 | 0 | 0 | 0
F2_Industrial_Petroleum_Existing_Space Heating_Natural Gas_Building Automation System_A_Achievable Technical Potential | F2 | Industrial | Petroleum | Existing | Space Heating | Natural Gas | Building Automation System | A | Original Unit Summer Peak Savings (kW) | Achievable Technical Potential | 0 | 0 | 0 | 0 | 0 | 0 | 0 | 0 | 0 | 0 | 0 | 0 | 0 | 0 | 0 | 0 | 0 | 0 | 0 | 0 | 0 | 0 | 0 | 0 | 0 | 0 | 0 | 0 | 0 | 0 | 0
F3_Industrial_Petroleum_Existing_Space Heating_Natural Gas_Building Automation System_A_Achievable Technical Potential | F3 | Industrial | Petroleum | Existing | Space Heating | Natural Gas | Building Automation System | A | Original Unit Winter Peak Savings (kW) | Achievable Technical Potential | 0 | 0 | 0 | 0 | 0 | 0 | 0 | 0 | 0 | 0 | 0 | 0 | 0 | 0 | 0 | 0 | 0 | 0 | 0 | 0 | 0 | 0 | 0 | 0 | 0 | 0 | 0 | 0 | 0 | 0 | 0
F4_Industrial_Petroleum_Existing_Space Heating_Natural Gas_Building Automation System_A_Achievable Technical Potential | F4 | Industrial | Petroleum | Existing | Space Heating | Natural Gas | Building Automation System | A | Standalone Impact on Baseline Energy (%) | Achievable Technical Potential | 0% | 0% | 0% | 0% | 0% | 0.01308% | 0.03923% | 0.08588% | 0.1613% | 0.2758% | 0.4435% | 0.668% | 0.9588% | 1.332% | 1.749% | 2.24% | 2.743% | 3.263% | 3.77% | 4.184% | 4.549% | 4.832% | 5.033% | 5.167% | 0.052602 | 0.052755 | 0.052896 | 0.053025 | 0 | 0 | 0
F5_Industrial_Petroleum_Existing_Space Heating_Natural Gas_Building Automation System_A_Achievable Technical Potential | F5 | Industrial | Petroleum | Existing | Space Heating | Natural Gas | Building Automation System | A | Standalone Impact on Baseline Summer Peak (%) | Achievable Technical Potential | 0% | 0% | 0% | 0% | 0% | 0% | 0% | 0% | 0% | 0% | 0% | 0% | 0% | 0% | 0% | 0% | 0% | 0% | 0% | 0% | 0% | 0% | 0% | 0% | 0 | 0 | 0 | 0 | 0 | 0 | 0
F6_Industrial_Petroleum_Existing_Space Heating_Natural Gas_Building Automation System_A_Achievable Technical Potential | F6 | Industrial | Petroleum | Existing | Space Heating | Natural Gas | Building Automation System | A | Standalone Impact on Baseline Winter Peak (%) | Achievable Technical Potential | 0% | 0% | 0% | 0% | 0% | 0% | 0% | 0% | 0% | 0% | 0% | 0% | 0% | 0% | 0% | 0% | 0% | 0% | 0% | 0% | 0% | 0% | 0% | 0% | 0 | 0 | 0 | 0 | 0 | 0 | 0
F7_Industrial_Petroleum_Existing_Space Heating_Natural Gas_Building Automation System_A_Achievable Technical Potential | F7 | Industrial | Petroleum | Existing | Space Heating | Natural Gas | Building Automation System | A | Incremental Energy Savings (MWh or mTherms) | Achievable Technical Potential | 0 | 0 | 0 | 0 | 0 | 0.00057108 | 0.0011312 | 0.0019755 | 0.0031803 | 0.0047782 | 0.0066832 | 0.0089674 | 0.01148 | 0.013834 | 0.016209 | 0.017847 | 0.018822 | 0.018649 | 0.017284 | 0.01509 | 0.012329 | 0.0093163 | 0.0063733 | 0.0040256 | 0.0025966 | 0 | 0 | 0 | 0 | 0 | 0
F8_Industrial_Petroleum_Existing_Space Heating_Natural Gas_Building Automation System_A_Achievable Technical Potential | F8 | Industrial | Petroleum | Existing | Space Heating | Natural Gas | Building Automation System | A | Incremental Summer Peak Savings (MW) | Achievable Technical Potential | 0 | 0 | 0 | 0 | 0 | 0 | 0 | 0 | 0 | 0 | 0 | 0 | 0 | 0 | 0 | 0 | 0 | 0 | 0 | 0 | 0 | 0 | 0 | 0 | 0 | 0 | 0 | 0 | 0 | 0 | 0
F9_Industrial_Petroleum_Existing_Space Heating_Natural Gas_Building Automation System_A_Achievable Technical Potential | F9 | Industrial | Petroleum | Existing | Space Heating | Natural Gas | Building Automation System | A | Incremental Winter Peak Savings (MW) | Achievable Technical Potential | 0 | 0 | 0 | 0 | 0 | 0 | 0 | 0 | 0 | 0 | 0 | 0 | 0 | 0 | 0 | 0 | 0 | 0 | 0 | 0 | 0 | 0 | 0 | 0 | 0 | 0 | 0 | 0 | 0 | 0 | 0
F10_Industrial_Petroleum_Existing_Space Heating_Natural Gas_Building Automation System_A_Achievable Technical Potential | F10 | Industrial | Petroleum | Existing | Space Heating | Natural Gas | Building Automation System | A | Cumulative Energy Savings (MWh or mTherms) | Achievable Technical Potential | 0 | 0 | 0 | 0 | 0 | 0.00057108 | 0.0016974 | 0.0036549 | 0.0067956 | 0.011499 | 0.018058 | 0.026828 | 0.038029 | 0.051484 | 0.067165 | 0.0844 | 0.10248 | 0.12028 | 0.1366 | 0.15058 | 0.16171 | 0.16973 | 0.17471 | 0.17734 | 0.17855 | 0.17724 | 0.17601 | 0.17487 | 0 | 0 | 0
F11_Industrial_Petroleum_Existing_Space Heating_Natural Gas_Building Automation System_A_Achievable Technical Potential | F11 | Industrial | Petroleum | Existing | Space Heating | Natural Gas | Building Automation System | A | Cumulative Summer Peak Savings (MW) | Achievable Technical Potential | 0 | 0 | 0 | 0 | 0 | 0 | 0 | 0 | 0 | 0 | 0 | 0 | 0 | 0 | 0 | 0 | 0 | 0 | 0 | 0 | 0 | 0 | 0 | 0 | 0 | 0 | 0 | 0 | 0 | 0 | 0
F12_Industrial_Petroleum_Existing_Space Heating_Natural Gas_Building Automation System_A_Achievable Technical Potential | F12 | Industrial | Petroleum | Existing | Space Heating | Natural Gas | Building Automation System | A | Cumulative Winter Peak Savings (MW) | Achievable Technical Potential | 0 | 0 | 0 | 0 | 0 | 0 | 0 | 0 | 0 | 0 | 0 | 0 | 0 | 0 | 0 | 0 | 0 | 0 | 0 | 0 | 0 | 0 | 0 | 0 | 0 | 0 | 0 | 0 | 0 | 0 | 0
F13_Industrial_Petroleum_Existing_Space Heating_Natural Gas_Building Automation System_A_Achievable Technical Potential | F13 | Industrial | Petroleum | Existing | Space Heating | Natural Gas | Building Automation System | A | Purchases (Incremental) | Achievable Technical Potential | 0 | 0 | 0 | 0 | 0 | 37.4721 | 74.8631 | 132.1389 | 215.0582 | 326.6983 | 461.9599 | 626.6751 | 810.7478 | 986.8318 | 1168.1522 | 1298.0927 | 1381.1054 | 1379.8912 | 1289.1773 | 1134.8178 | 934.601 | 711.9152 | 491.0685 | 312.672 | 203.2735 | 0 | 0 | 0 | 0 | 0 | 0
F14_Industrial_Petroleum_Existing_Space Heating_Natural Gas_Building Automation System_A_Achievable Technical Potential | F14 | Industrial | Petroleum | Existing | Space Heating | Natural Gas | Building Automation System | A | Purchases (Cumulative) | Achievable Technical Potential | 0 | 0 | 0 | 0 | 0 | 37.4721 | 112.3351 | 244.474 | 459.5323 | 786.2305 | 1248.1904 | 1874.8655 | 2685.6133 | 3672.4451 | 4840.5973 | 6138.69 | 7519.7955 | 8899.6867 | 10188.8639 | 11323.6818 | 12258.2827 | 12970.1979 | 13461.2664 | 13773.9384 | 13977.2119 | 13977.2119 | 13977.2119 | 13977.2119 | 13977.2119 | 13977.2119 | 13977.2119
F1_Industrial_Petroleum_Existing_Space Heating_Natural Gas_Steam System Efficiency Improvements_A_Achievable Technical Potential | F1 | Industrial | Petroleum | Existing | Space Heating | Natural Gas | Steam System Efficiency Improvements | A | Original Unit Energy Savings (kWh or therms) | Achievable Technical Potential | 0 | 0 | 0 | 0 | 0 | 0.13779 | 0.13686 | 0.13593 | 0.135 | 0.13407 | 0.13317 | 0.13227 | 0.13139 | 0.13051 | 0.12958 | 0.12873 | 0.12789 | 0.12707 | 0.12625 | 0.12544 | 0.12465 | 0.12383 | 0.12303 | 0.12227 | 0.12149 | 0.12079 | 0.12015 | 0.11956 | 0.11902 | 0.11854 | 0.11809
F2_Industrial_Petroleum_Existing_Space Heating_Natural Gas_Steam System Efficiency Improvements_A_Achievable Technical Potential | F2 | Industrial | Petroleum | Existing | Space Heating | Natural Gas | Steam System Efficiency Improvements | A | Original Unit Summer Peak Savings (kW) | Achievable Technical Potential | 0 | 0 | 0 | 0 | 0 | 0 | 0 | 0 | 0 | 0 | 0 | 0 | 0 | 0 | 0 | 0 | 0 | 0 | 0 | 0 | 0 | 0 | 0 | 0 | 0 | 0 | 0 | 0 | 0 | 0 | 0
F3_Industrial_Petroleum_Existing_Space Heating_Natural Gas_Steam System Efficiency Improvements_A_Achievable Technical Potential | F3 | Industrial | Petroleum | Existing | Space Heating | Natural Gas | Steam System Efficiency Improvements | A | Original Unit Winter Peak Savings (kW) | Achievable Technical Potential | 0 | 0 | 0 | 0 | 0 | 0 | 0 | 0 | 0 | 0 | 0 | 0 | 0 | 0 | 0 | 0 | 0 | 0 | 0 | 0 | 0 | 0 | 0 | 0 | 0 | 0 | 0 | 0 | 0 | 0 | 0
F4_Industrial_Petroleum_Existing_Space Heating_Natural Gas_Steam System Efficiency Improvements_A_Achievable Technical Potential | F4 | Industrial | Petroleum | Existing | Space Heating | Natural Gas | Steam System Efficiency Improvements | A | Standalone Impact on Baseline Energy (%) | Achievable Technical Potential | 0% | 0% | 0% | 0% | 0% | 0.001719% | 0.005164% | 0.01135% | 0.02141% | 0.03675% | 0.05933% | 0.08974% | 0.1293% | 0.1803% | 0.2375% | 0.3048% | 0.3742% | 0.4459% | 0.5159% | 0.5737% | 0.6247% | 0.6645% | 0.6934% | 0.7132% | 0.0072714 | 0.0073039 | 0.007335 | 0.0073646 | 0 | 0 | 0
F5_Industrial_Petroleum_Existing_Space Heating_Natural Gas_Steam System Efficiency Improvements_A_Achievable Technical Potential | F5 | Industrial | Petroleum | Existing | Space Heating | Natural Gas | Steam System Efficiency Improvements | A | Standalone Impact on Baseline Summer Peak (%) | Achievable Technical Potential | 0% | 0% | 0% | 0% | 0% | 0% | 0% | 0% | 0% | 0% | 0% | 0% | 0% | 0% | 0% | 0% | 0% | 0% | 0% | 0% | 0% | 0% | 0% | 0% | 0 | 0 | 0 | 0 | 0 | 0 | 0
F6_Industrial_Petroleum_Existing_Space Heating_Natural Gas_Steam System Efficiency Improvements_A_Achievable Technical Potential | F6 | Industrial | Petroleum | Existing | Space Heating | Natural Gas | Steam System Efficiency Improvements | A | Standalone Impact on Baseline Winter Peak (%) | Achievable Technical Potential | 0% | 0% | 0% | 0% | 0% | 0% | 0% | 0% | 0% | 0% | 0% | 0% | 0% | 0% | 0% | 0% | 0% | 0% | 0% | 0% | 0% | 0% | 0% | 0% | 0 | 0 | 0 | 0 | 0 | 0 | 0
F7_Industrial_Petroleum_Existing_Space Heating_Natural Gas_Steam System Efficiency Improvements_A_Achievable Technical Potential | F7 | Industrial | Petroleum | Existing | Space Heating | Natural Gas | Steam System Efficiency Improvements | A | Incremental Energy Savings (MWh or mTherms) | Achievable Technical Potential | 0 | 0 | 0 | 0 | 0 | 7.5046e-05 | 0.00014891 | 0.00026106 | 0.00042197 | 0.00063661 | 0.00089411 | 0.0012048 | 0.0015482 | 0.0018719 | 0.0022001 | 0.0024288 | 0.0025672 | 0.0025484 | 0.0023656 | 0.0020689 | 0.0016932 | 0.0012812 | 0.00087813 | 0.00055563 | 0.00035894 | 0 | 0 | 0 | 0 | 0 | 0
F8_Industrial_Petroleum_Existing_Space Heating_Natural Gas_Steam System Efficiency Improvements_A_Achievable Technical Potential | F8 | Industrial | Petroleum | Existing | Space Heating | Natural Gas | Steam System Efficiency Improvements | A | Incremental Summer Peak Savings (MW) | Achievable Technical Potential | 0 | 0 | 0 | 0 | 0 | 0 | 0 | 0 | 0 | 0 | 0 | 0 | 0 | 0 | 0 | 0 | 0 | 0 | 0 | 0 | 0 | 0 | 0 | 0 | 0 | 0 | 0 | 0 | 0 | 0 | 0
F9_Industrial_Petroleum_Existing_Space Heating_Natural Gas_Steam System Efficiency Improvements_A_Achievable Technical Potential | F9 | Industrial | Petroleum | Existing | Space Heating | Natural Gas | Steam System Efficiency Improvements | A | Incremental Winter Peak Savings (MW) | Achievable Technical Potential | 0 | 0 | 0 | 0 | 0 | 0 | 0 | 0 | 0 | 0 | 0 | 0 | 0 | 0 | 0 | 0 | 0 | 0 | 0 | 0 | 0 | 0 | 0 | 0 | 0 | 0 | 0 | 0 | 0 | 0 | 0
F10_Industrial_Petroleum_Existing_Space Heating_Natural Gas_Steam System Efficiency Improvements_A_Achievable Technical Potential | F10 | Industrial | Petroleum | Existing | Space Heating | Natural Gas | Steam System Efficiency Improvements | A | Cumulative Energy Savings (MWh or mTherms) | Achievable Technical Potential | 0 | 0 | 0 | 0 | 0 | 7.5046e-05 | 0.00022345 | 0.000483 | 0.00090166 | 0.0015321 | 0.0024158 | 0.0036044 | 0.0051284 | 0.0069662 | 0.0091168 | 0.011486 | 0.013978 | 0.016436 | 0.018696 | 0.020644 | 0.022208 | 0.023343 | 0.024071 | 0.024477 | 0.024681 | 0.024538 | 0.024407 | 0.024288 | 0.024179 | 0.02408 | 0.023989
F11_Industrial_Petroleum_Existing_Space Heating_Natural Gas_Steam System Efficiency Improvements_A_Achievable Technical Potential | F11 | Industrial | Petroleum | Existing | Space Heating | Natural Gas | Steam System Efficiency Improvements | A | Cumulative Summer Peak Savings (MW) | Achievable Technical Potential | 0 | 0 | 0 | 0 | 0 | 0 | 0 | 0 | 0 | 0 | 0 | 0 | 0 | 0 | 0 | 0 | 0 | 0 | 0 | 0 | 0 | 0 | 0 | 0 | 0 | 0 | 0 | 0 | 0 | 0 | 0
F12_Industrial_Petroleum_Existing_Space Heating_Natural Gas_Steam System Efficiency Improvements_A_Achievable Technical Potential | F12 | Industrial | Petroleum | Existing | Space Heating | Natural Gas | Steam System Efficiency Improvements | A | Cumulative Winter Peak Savings (MW) | Achievable Technical Potential | 0 | 0 | 0 | 0 | 0 | 0 | 0 | 0 | 0 | 0 | 0 | 0 | 0 | 0 | 0 | 0 | 0 | 0 | 0 | 0 | 0 | 0 | 0 | 0 | 0 | 0 | 0 | 0 | 0 | 0 | 0
F13_Industrial_Petroleum_Existing_Space Heating_Natural Gas_Steam System Efficiency Improvements_A_Achievable Technical Potential | F13 | Industrial | Petroleum | Existing | Space Heating | Natural Gas | Steam System Efficiency Improvements | A | Purchases (Incremental) | Achievable Technical Potential | 0 | 0 | 0 | 0 | 0 | 0.54462 | 1.0881 | 1.9205 | 3.1257 | 4.7483 | 6.7142 | 9.1082 | 11.7835 | 14.3428 | 16.9781 | 18.8667 | 20.0732 | 20.0555 | 18.7371 | 16.4936 | 13.5836 | 10.3471 | 7.1373 | 4.5444 | 2.9544 | 0 | 0 | 0 | 0 | 0 | 0
F14_Industrial_Petroleum_Existing_Space Heating_Natural Gas_Steam System Efficiency Improvements_A_Achievable Technical Potential | F14 | Industrial | Petroleum | Existing | Space Heating | Natural Gas | Steam System Efficiency Improvements | A | Purchases (Cumulative) | Achievable Technical Potential | 0 | 0 | 0 | 0 | 0 | 0.54462 | 1.6327 | 3.5532 | 6.6789 | 11.4272 | 18.1414 | 27.2496 | 39.0331 | 53.3758 | 70.3539 | 89.2206 | 109.2938 | 129.3493 | 148.0864 | 164.58 | 178.1636 | 188.5107 | 195.648 | 200.1924 | 203.1468 | 203.1468 | 203.1468 | 203.1468 | 203.1468 | 203.1468 | 203.1468
F1_Industrial_Petroleum_Existing_Process_Natural Gas_Steam System Efficiency Improvements_A_Achievable Technical Potential | F1 | Industrial | Petroleum | Existing | Process | Natural Gas | Steam System Efficiency Improvements | A | Original Unit Energy Savings (kWh or therms) | Achievable Technical Potential | 0 | 0 | 0 | 0 | 0 | 0.70269 | 0.70269 | 0.70269 | 0.70269 | 0.70269 | 0.70269 | 0.70269 | 0.70269 | 0.70269 | 0.70269 | 0.70269 | 0.70269 | 0.70269 | 0.70269 | 0.70269 | 0.70269 | 0.70269 | 0.70269 | 0.70269 | 0.70269 | 0.70269 | 0.70269 | 0.70269 | 0.70269 | 0.70269 | 0.70269
F2_Industrial_Petroleum_Existing_Process_Natural Gas_Steam System Efficiency Improvements_A_Achievable Technical Potential | F2 | Industrial | Petroleum | Existing | Process | Natural Gas | Steam System Efficiency Improvements | A | Original Unit Summer Peak Savings (kW) | Achievable Technical Potential | 0 | 0 | 0 | 0 | 0 | 0 | 0 | 0 | 0 | 0 | 0 | 0 | 0 | 0 | 0 | 0 | 0 | 0 | 0 | 0 | 0 | 0 | 0 | 0 | 0 | 0 | 0 | 0 | 0 | 0 | 0
F3_Industrial_Petroleum_Existing_Process_Natural Gas_Steam System Efficiency Improvements_A_Achievable Technical Potential | F3 | Industrial | Petroleum | Existing | Process | Natural Gas | Steam System Efficiency Improvements | A | Original Unit Winter Peak Savings (kW) | Achievable Technical Potential | 0 | 0 | 0 | 0 | 0 | 0 | 0 | 0 | 0 | 0 | 0 | 0 | 0 | 0 | 0 | 0 | 0 | 0 | 0 | 0 | 0 | 0 | 0 | 0 | 0 | 0 | 0 | 0 | 0 | 0 | 0
F4_Industrial_Petroleum_Existing_Process_Natural Gas_Steam System Efficiency Improvements_A_Achievable Technical Potential | F4 | Industrial | Petroleum | Existing | Process | Natural Gas | Steam System Efficiency Improvements | A | Standalone Impact on Baseline Energy (%) | Achievable Technical Potential | 0% | 0% | 0% | 0% | 0% | 6.423e-07% | 1.927e-06% | 4.218e-06% | 7.924e-06% | 1.355e-05% | 2.178e-05% | 3.281e-05% | 4.709e-05% | 6.543e-05% | 8.592e-05% | 0.00011% | 0.0001347% | 0.0001603% | 0.0001851% | 0.0002055% | 0.0002234% | 0.0002373% | 0.0002472% | 0.0002538% | 2.5834e-06 | 2.5909e-06 | 2.5979e-06 | 2.6042e-06 | 0 | 0 | 0
F5_Industrial_Petroleum_Existing_Process_Natural Gas_Steam System Efficiency Improvements_A_Achievable Technical Potential | F5 | Industrial | Petroleum | Existing | Process | Natural Gas | Steam System Efficiency Improvements | A | Standalone Impact on Baseline Summer Peak (%) | Achievable Technical Potential | 0% | 0% | 0% | 0% | 0% | 0% | 0% | 0% | 0% | 0% | 0% | 0% | 0% | 0% | 0% | 0% | 0% | 0% | 0% | 0% | 0% | 0% | 0% | 0% | 0 | 0 | 0 | 0 | 0 | 0 | 0
F6_Industrial_Petroleum_Existing_Process_Natural Gas_Steam System Efficiency Improvements_A_Achievable Technical Potential | F6 | Industrial | Petroleum | Existing | Process | Natural Gas | Steam System Efficiency Improvements | A | Standalone Impact on Baseline Winter Peak (%) | Achievable Technical Potential | 0% | 0% | 0% | 0% | 0% | 0% | 0% | 0% | 0% | 0% | 0% | 0% | 0% | 0% | 0% | 0% | 0% | 0% | 0% | 0% | 0% | 0% | 0% | 0% | 0 | 0 | 0 | 0 | 0 | 0 | 0
F7_Industrial_Petroleum_Existing_Process_Natural Gas_Steam System Efficiency Improvements_A_Achievable Technical Potential | F7 | Industrial | Petroleum | Existing | Process | Natural Gas | Steam System Efficiency Improvements | A | Incremental Energy Savings (MWh or mTherms) | Achievable Technical Potential | 0 | 0 | 0 | 0 | 0 | 7.0024e-06 | 1.399e-05 | 2.4693e-05 | 4.0188e-05 | 6.105e-05 | 8.6326e-05 | 0.00011711 | 0.0001515 | 0.00018441 | 0.00021829 | 0.00024257 | 0.00025809 | 0.00025786 | 0.00024091 | 0.00021206 | 0.00017465 | 0.00013304 | 9.1766e-05 | 5.8429e-05 | 3.7986e-05 | 0 | 0 | 0 | 0 | 0 | 0
F8_Industrial_Petroleum_Existing_Process_Natural Gas_Steam System Efficiency Improvements_A_Achievable Technical Potential | F8 | Industrial | Petroleum | Existing | Process | Natural Gas | Steam System Efficiency Improvements | A | Incremental Summer Peak Savings (MW) | Achievable Technical Potential | 0 | 0 | 0 | 0 | 0 | 0 | 0 | 0 | 0 | 0 | 0 | 0 | 0 | 0 | 0 | 0 | 0 | 0 | 0 | 0 | 0 | 0 | 0 | 0 | 0 | 0 | 0 | 0 | 0 | 0 | 0
F9_Industrial_Petroleum_Existing_Process_Natural Gas_Steam System Efficiency Improvements_A_Achievable Technical Potential | F9 | Industrial | Petroleum | Existing | Process | Natural Gas | Steam System Efficiency Improvements | A | Incremental Winter Peak Savings (MW) | Achievable Technical Potential | 0 | 0 | 0 | 0 | 0 | 0 | 0 | 0 | 0 | 0 | 0 | 0 | 0 | 0 | 0 | 0 | 0 | 0 | 0 | 0 | 0 | 0 | 0 | 0 | 0 | 0 | 0 | 0 | 0 | 0 | 0
F10_Industrial_Petroleum_Existing_Process_Natural Gas_Steam System Efficiency Improvements_A_Achievable Technical Potential | F10 | Industrial | Petroleum | Existing | Process | Natural Gas | Steam System Efficiency Improvements | A | Cumulative Energy Savings (MWh or mTherms) | Achievable Technical Potential | 0 | 0 | 0 | 0 | 0 | 7.0024e-06 | 2.0992e-05 | 4.5685e-05 | 8.5873e-05 | 0.00014692 | 0.00023325 | 0.00035036 | 0.00050186 | 0.00068627 | 0.00090456 | 0.0011471 | 0.0014052 | 0.0016631 | 0.001904 | 0.0021161 | 0.0022907 | 0.0024237 | 0.0025155 | 0.0025739 | 0.0026119 | 0.0026119 | 0.0026119 | 0.0026119 | 0.0026119 | 0.0026119 | 0.0026119
F11_Industrial_Petroleum_Existing_Process_Natural Gas_Steam System Efficiency Improvements_A_Achievable Technical Potential | F11 | Industrial | Petroleum | Existing | Process | Natural Gas | Steam System Efficiency Improvements | A | Cumulative Summer Peak Savings (MW) | Achievable Technical Potential | 0 | 0 | 0 | 0 | 0 | 0 | 0 | 0 | 0 | 0 | 0 | 0 | 0 | 0 | 0 | 0 | 0 | 0 | 0 | 0 | 0 | 0 | 0 | 0 | 0 | 0 | 0 | 0 | 0 | 0 | 0
F12_Industrial_Petroleum_Existing_Process_Natural Gas_Steam System Efficiency Improvements_A_Achievable Technical Potential | F12 | Industrial | Petroleum | Existing | Process | Natural Gas | Steam System Efficiency Improvements | A | Cumulative Winter Peak Savings (MW) | Achievable Technical Potential | 0 | 0 | 0 | 0 | 0 | 0 | 0 | 0 | 0 | 0 | 0 | 0 | 0 | 0 | 0 | 0 | 0 | 0 | 0 | 0 | 0 | 0 | 0 | 0 | 0 | 0 | 0 | 0 | 0 | 0 | 0
F13_Industrial_Petroleum_Existing_Process_Natural Gas_Steam System Efficiency Improvements_A_Achievable Technical Potential | F13 | Industrial | Petroleum | Existing | Process | Natural Gas | Steam System Efficiency Improvements | A | Purchases (Incremental) | Achievable Technical Potential | 0 | 0 | 0 | 0 | 0 | 0.0099651 | 0.019909 | 0.03514 | 0.057191 | 0.08688 | 0.12285 | 0.16665 | 0.21561 | 0.26243 | 0.31065 | 0.34521 | 0.36728 | 0.36696 | 0.34284 | 0.30179 | 0.24854 | 0.18932 | 0.13059 | 0.08315 | 0.054057 | 0 | 0 | 0 | 0 | 0 | 0
F14_Industrial_Petroleum_Existing_Process_Natural Gas_Steam System Efficiency Improvements_A_Achievable Technical Potential | F14 | Industrial | Petroleum | Existing | Process | Natural Gas | Steam System Efficiency Improvements | A | Purchases (Cumulative) | Achievable Technical Potential | 0 | 0 | 0 | 0 | 0 | 0.0099651 | 0.029874 | 0.065014 | 0.12221 | 0.20909 | 0.33194 | 0.49859 | 0.7142 | 0.97663 | 1.2873 | 1.6325 | 1.9998 | 2.3667 | 2.7096 | 3.0114 | 3.2599 | 3.4492 | 3.5798 | 3.663 | 3.717 | 3.717 | 3.717 | 3.717 | 3.717 | 3.717 | 3.717
F1_Industrial_Petroleum_Existing_Space Heating_Natural Gas_Strategic Energy Management_A_Achievable Technical Potential | F1 | Industrial | Petroleum | Existing | Space Heating | Natural Gas | Strategic Energy Management | A | Original Unit Energy Savings (kWh or therms) | Achievable Technical Potential | 0 | 0 | 0 | 0 | 0 | 797.696 | 790.8736 | 782.5113 | 774.0348 | 765.5326 | 757.2223 | 748.9827 | 741.1753 | 733.7761 | 726.2571 | 719.6328 | 713.3358 | 707.3789 | 701.728 | 696.022 | 690.4959 | 684.9555 | 679.3114 | 673.8821 | 668.6165 | 663.7073 | 659.1297 | 654.8605 | 0 | 0 | 0
F2_Industrial_Petroleum_Existing_Space Heating_Natural Gas_Strategic Energy Management_A_Achievable Technical Potential | F2 | Industrial | Petroleum | Existing | Space Heating | Natural Gas | Strategic Energy Management | A | Original Unit Summer Peak Savings (kW) | Achievable Technical Potential | 0 | 0 | 0 | 0 | 0 | 0 | 0 | 0 | 0 | 0 | 0 | 0 | 0 | 0 | 0 | 0 | 0 | 0 | 0 | 0 | 0 | 0 | 0 | 0 | 0 | 0 | 0 | 0 | 0 | 0 | 0
F3_Industrial_Petroleum_Existing_Space Heating_Natural Gas_Strategic Energy Management_A_Achievable Technical Potential | F3 | Industrial | Petroleum | Existing | Space Heating | Natural Gas | Strategic Energy Management | A | Original Unit Winter Peak Savings (kW) | Achievable Technical Potential | 0 | 0 | 0 | 0 | 0 | 0 | 0 | 0 | 0 | 0 | 0 | 0 | 0 | 0 | 0 | 0 | 0 | 0 | 0 | 0 | 0 | 0 | 0 | 0 | 0 | 0 | 0 | 0 | 0 | 0 | 0
F4_Industrial_Petroleum_Existing_Space Heating_Natural Gas_Strategic Energy Management_A_Achievable Technical Potential | F4 | Industrial | Petroleum | Existing | Space Heating | Natural Gas | Strategic Energy Management | A | Standalone Impact on Baseline Energy (%) | Achievable Technical Potential | 0% | 0% | 0% | 0% | 0% | 0.08224% | 0.1645% | 0.2477% | 0.3298% | 0.4118% | 0.4993% | 0.5829% | 0.6664% | 0.7594% | 0.8387% | 0.929% | 1.011% | 1.098% | 1.191% | 1.271% | 1.359% | 1.447% | 1.534% | 1.621% | 0.017089 | 0.017138 | 0.017184 | 0.017226 | 0 | 0 | 0
F5_Industrial_Petroleum_Existing_Space Heating_Natural Gas_Strategic Energy Management_A_Achievable Technical Potential | F5 | Industrial | Petroleum | Existing | Space Heating | Natural Gas | Strategic Energy Management | A | Standalone Impact on Baseline Summer Peak (%) | Achievable Technical Potential | 0% | 0% | 0% | 0% | 0% | 0% | 0% | 0% | 0% | 0% | 0% | 0% | 0% | 0% | 0% | 0% | 0% | 0% | 0% | 0% | 0% | 0% | 0% | 0% | 0 | 0 | 0 | 0 | 0 | 0 | 0
F6_Industrial_Petroleum_Existing_Space Heating_Natural Gas_Strategic Energy Management_A_Achievable Technical Potential | F6 | Industrial | Petroleum | Existing | Space Heating | Natural Gas | Strategic Energy Management | A | Standalone Impact on Baseline Winter Peak (%) | Achievable Technical Potential | 0% | 0% | 0% | 0% | 0% | 0% | 0% | 0% | 0% | 0% | 0% | 0% | 0% | 0% | 0% | 0% | 0% | 0% | 0% | 0% | 0% | 0% | 0% | 0% | 0 | 0 | 0 | 0 | 0 | 0 | 0
F7_Industrial_Petroleum_Existing_Space Heating_Natural Gas_Strategic Energy Management_A_Achievable Technical Potential | F7 | Industrial | Petroleum | Existing | Space Heating | Natural Gas | Strategic Energy Management | A | Incremental Energy Savings (MWh or mTherms) | Achievable Technical Potential | 0 | 0 | 0 | 0 | 0 | 0.003591 | 0.0035583 | 0.0034999 | 0.0034639 | 0.0034287 | 0.0033484 | 0.0033029 | 0.0032618 | 0.003178 | 0.0031574 | 0.0030988 | 0.0030721 | 0.0030311 | 0.0029801 | 0.0029593 | 0.0029237 | 0.002889 | 0.0028547 | 0.0028223 | 0.0027914 | 0 | 0 | 0 | 0 | 0 | 0
F8_Industrial_Petroleum_Existing_Space Heating_Natural Gas_Strategic Energy Management_A_Achievable Technical Potential | F8 | Industrial | Petroleum | Existing | Space Heating | Natural Gas | Strategic Energy Management | A | Incremental Summer Peak Savings (MW) | Achievable Technical Potential | 0 | 0 | 0 | 0 | 0 | 0 | 0 | 0 | 0 | 0 | 0 | 0 | 0 | 0 | 0 | 0 | 0 | 0 | 0 | 0 | 0 | 0 | 0 | 0 | 0 | 0 | 0 | 0 | 0 | 0 | 0
F9_Industrial_Petroleum_Existing_Space Heating_Natural Gas_Strategic Energy Management_A_Achievable Technical Potential | F9 | Industrial | Petroleum | Existing | Space Heating | Natural Gas | Strategic Energy Management | A | Incremental Winter Peak Savings (MW) | Achievable Technical Potential | 0 | 0 | 0 | 0 | 0 | 0 | 0 | 0 | 0 | 0 | 0 | 0 | 0 | 0 | 0 | 0 | 0 | 0 | 0 | 0 | 0 | 0 | 0 | 0 | 0 | 0 | 0 | 0 | 0 | 0 | 0
F10_Industrial_Petroleum_Existing_Space Heating_Natural Gas_Strategic Energy Management_A_Achievable Technical Potential | F10 | Industrial | Petroleum | Existing | Space Heating | Natural Gas | Strategic Energy Management | A | Cumulative Energy Savings (MWh or mTherms) | Achievable Technical Potential | 0 | 0 | 0 | 0 | 0 | 0.003591 | 0.0071186 | 0.010543 | 0.013893 | 0.017169 | 0.020331 | 0.023413 | 0.02643 | 0.029345 | 0.032201 | 0.035006 | 0.037772 | 0.040488 | 0.043144 | 0.045753 | 0.048313 | 0.050815 | 0.053251 | 0.055647 | 0.058004 | 0.057578 | 0.057181 | 0.056811 | 0 | 0 | 0
F11_Industrial_Petroleum_Existing_Space Heating_Natural Gas_Strategic Energy Management_A_Achievable Technical Potential | F11 | Industrial | Petroleum | Existing | Space Heating | Natural Gas | Strategic Energy Management | A | Cumulative Summer Peak Savings (MW) | Achievable Technical Potential | 0 | 0 | 0 | 0 | 0 | 0 | 0 | 0 | 0 | 0 | 0 | 0 | 0 | 0 | 0 | 0 | 0 | 0 | 0 | 0 | 0 | 0 | 0 | 0 | 0 | 0 | 0 | 0 | 0 | 0 | 0
F12_Industrial_Petroleum_Existing_Space Heating_Natural Gas_Strategic Energy Management_A_Achievable Technical Potential | F12 | Industrial | Petroleum | Existing | Space Heating | Natural Gas | Strategic Energy Management | A | Cumulative Winter Peak Savings (MW) | Achievable Technical Potential | 0 | 0 | 0 | 0 | 0 | 0 | 0 | 0 | 0 | 0 | 0 | 0 | 0 | 0 | 0 | 0 | 0 | 0 | 0 | 0 | 0 | 0 | 0 | 0 | 0 | 0 | 0 | 0 | 0 | 0 | 0
F13_Industrial_Petroleum_Existing_Space Heating_Natural Gas_Strategic Energy Management_A_Achievable Technical Potential | F13 | Industrial | Petroleum | Existing | Space Heating | Natural Gas | Strategic Energy Management | A | Purchases (Incremental) | Achievable Technical Potential | 0 | 0 | 0 | 0 | 0 | 0.0045017 | 0.0044992 | 0.0044727 | 0.0044751 | 0.0044788 | 0.0044219 | 0.0044098 | 0.0044009 | 0.004331 | 0.0043475 | 0.0043061 | 0.0043066 | 0.004285 | 0.0042467 | 0.0042518 | 0.0042342 | 0.0042177 | 0.0042024 | 0.0041881 | 0.0041749 | 0 | 0 | 0 | 0 | 0 | 0
F14_Industrial_Petroleum_Existing_Space Heating_Natural Gas_Strategic Energy Management_A_Achievable Technical Potential | F14 | Industrial | Petroleum | Existing | Space Heating | Natural Gas | Strategic Energy Management | A | Purchases (Cumulative) | Achievable Technical Potential | 0 | 0 | 0 | 0 | 0 | 0.0045017 | 0.0090009 | 0.013474 | 0.017949 | 0.022428 | 0.026849 | 0.031259 | 0.03566 | 0.039991 | 0.044339 | 0.048645 | 0.052951 | 0.057236 | 0.061483 | 0.065735 | 0.069969 | 0.074187 | 0.078389 | 0.082577 | 0.086752 | 0.086752 | 0.086752 | 0.086752 | 0.086752 | 0.086752 | 0.086752
F1_Industrial_Petroleum_Existing_Process_Natural Gas_Strategic Energy Management_A_Achievable Technical Potential | F1 | Industrial | Petroleum | Existing | Process | Natural Gas | Strategic Energy Management | A | Original Unit Energy Savings (kWh or therms) | Achievable Technical Potential | 0 | 0 | 0 | 0 | 0 | 769.0432 | 769.0432 | 769.0432 | 769.0432 | 769.0432 | 769.0432 | 769.0432 | 769.0432 | 769.0432 | 769.0432 | 769.0432 | 769.0432 | 769.0432 | 769.0432 | 769.0432 | 769.0432 | 769.0432 | 769.0432 | 769.0432 | 769.0432 | 769.0432 | 769.0432 | 769.0432 | 0 | 0 | 0
F2_Industrial_Petroleum_Existing_Process_Natural Gas_Strategic Energy Management_A_Achievable Technical Potential | F2 | Industrial | Petroleum | Existing | Process | Natural Gas | Strategic Energy Management | A | Original Unit Summer Peak Savings (kW) | Achievable Technical Potential | 0 | 0 | 0 | 0 | 0 | 0 | 0 | 0 | 0 | 0 | 0 | 0 | 0 | 0 | 0 | 0 | 0 | 0 | 0 | 0 | 0 | 0 | 0 | 0 | 0 | 0 | 0 | 0 | 0 | 0 | 0
F3_Industrial_Petroleum_Existing_Process_Natural Gas_Strategic Energy Management_A_Achievable Technical Potential | F3 | Industrial | Petroleum | Existing | Process | Natural Gas | Strategic Energy Management | A | Original Unit Winter Peak Savings (kW) | Achievable Technical Potential | 0 | 0 | 0 | 0 | 0 | 0 | 0 | 0 | 0 | 0 | 0 | 0 | 0 | 0 | 0 | 0 | 0 | 0 | 0 | 0 | 0 | 0 | 0 | 0 | 0 | 0 | 0 | 0 | 0 | 0 | 0
F4_Industrial_Petroleum_Existing_Process_Natural Gas_Strategic Energy Management_A_Achievable Technical Potential | F4 | Industrial | Petroleum | Existing | Process | Natural Gas | Strategic Energy Management | A | Standalone Impact on Baseline Energy (%) | Achievable Technical Potential | 0% | 0% | 0% | 0% | 0% | 0.08224% | 0.1645% | 0.2477% | 0.3298% | 0.4118% | 0.4993% | 0.5829% | 0.6664% | 0.7594% | 0.8387% | 0.929% | 1.011% | 1.098% | 1.191% | 1.271% | 1.359% | 1.447% | 1.534% | 1.621% | 0.017089 | 0.017138 | 0.017184 | 0.017226 | 0 | 0 | 0
F5_Industrial_Petroleum_Existing_Process_Natural Gas_Strategic Energy Management_A_Achievable Technical Potential | F5 | Industrial | Petroleum | Existing | Process | Natural Gas | Strategic Energy Management | A | Standalone Impact on Baseline Summer Peak (%) | Achievable Technical Potential | 0% | 0% | 0% | 0% | 0% | 0% | 0% | 0% | 0% | 0% | 0% | 0% | 0% | 0% | 0% | 0% | 0% | 0% | 0% | 0% | 0% | 0% | 0% | 0% | 0 | 0 | 0 | 0 | 0 | 0 | 0
F6_Industrial_Petroleum_Existing_Process_Natural Gas_Strategic Energy Management_A_Achievable Technical Potential | F6 | Industrial | Petroleum | Existing | Process | Natural Gas | Strategic Energy Management | A | Standalone Impact on Baseline Winter Peak (%) | Achievable Technical Potential | 0% | 0% | 0% | 0% | 0% | 0% | 0% | 0% | 0% | 0% | 0% | 0% | 0% | 0% | 0% | 0% | 0% | 0% | 0% | 0% | 0% | 0% | 0% | 0% | 0 | 0 | 0 | 0 | 0 | 0 | 0
F7_Industrial_Petroleum_Existing_Process_Natural Gas_Strategic Energy Management_A_Achievable Technical Potential | F7 | Industrial | Petroleum | Existing | Process | Natural Gas | Strategic Energy Management | A | Incremental Energy Savings (MWh or mTherms) | Achievable Technical Potential | 0 | 0 | 0 | 0 | 0 | 0.89654 | 0.89605 | 0.89076 | 0.89124 | 0.89198 | 0.88065 | 0.87825 | 0.87646 | 0.86255 | 0.86584 | 0.85758 | 0.85769 | 0.85338 | 0.84576 | 0.84677 | 0.84326 | 0.83998 | 0.83692 | 0.83408 | 0.83145 | 0 | 0 | 0 | 0 | 0 | 0
F8_Industrial_Petroleum_Existing_Process_Natural Gas_Strategic Energy Management_A_Achievable Technical Potential | F8 | Industrial | Petroleum | Existing | Process | Natural Gas | Strategic Energy Management | A | Incremental Summer Peak Savings (MW) | Achievable Technical Potential | 0 | 0 | 0 | 0 | 0 | 0 | 0 | 0 | 0 | 0 | 0 | 0 | 0 | 0 | 0 | 0 | 0 | 0 | 0 | 0 | 0 | 0 | 0 | 0 | 0 | 0 | 0 | 0 | 0 | 0 | 0
F9_Industrial_Petroleum_Existing_Process_Natural Gas_Strategic Energy Management_A_Achievable Technical Potential | F9 | Industrial | Petroleum | Existing | Process | Natural Gas | Strategic Energy Management | A | Incremental Winter Peak Savings (MW) | Achievable Technical Potential | 0 | 0 | 0 | 0 | 0 | 0 | 0 | 0 | 0 | 0 | 0 | 0 | 0 | 0 | 0 | 0 | 0 | 0 | 0 | 0 | 0 | 0 | 0 | 0 | 0 | 0 | 0 | 0 | 0 | 0 | 0
F10_Industrial_Petroleum_Existing_Process_Natural Gas_Strategic Energy Management_A_Achievable Technical Potential | F10 | Industrial | Petroleum | Existing | Process | Natural Gas | Strategic Energy Management | A | Cumulative Energy Savings (MWh or mTherms) | Achievable Technical Potential | 0 | 0 | 0 | 0 | 0 | 0.89654 | 1.7926 | 2.6833 | 3.5746 | 4.4666 | 5.3472 | 6.2255 | 7.1019 | 7.9645 | 8.8303 | 9.6879 | 10.5456 | 11.399 | 12.2447 | 13.0915 | 13.9348 | 14.7748 | 15.6117 | 16.4458 | 17.2772 | 17.2772 | 17.2772 | 17.2772 | 0 | 0 | 0
F11_Industrial_Petroleum_Existing_Process_Natural Gas_Strategic Energy Management_A_Achievable Technical Potential | F11 | Industrial | Petroleum | Existing | Process | Natural Gas | Strategic Energy Management | A | Cumulative Summer Peak Savings (MW) | Achievable Technical Potential | 0 | 0 | 0 | 0 | 0 | 0 | 0 | 0 | 0 | 0 | 0 | 0 | 0 | 0 | 0 | 0 | 0 | 0 | 0 | 0 | 0 | 0 | 0 | 0 | 0 | 0 | 0 | 0 | 0 | 0 | 0
F12_Industrial_Petroleum_Existing_Process_Natural Gas_Strategic Energy Management_A_Achievable Technical Potential | F12 | Industrial | Petroleum | Existing | Process | Natural Gas | Strategic Energy Management | A | Cumulative Winter Peak Savings (MW) | Achievable Technical Potential | 0 | 0 | 0 | 0 | 0 | 0 | 0 | 0 | 0 | 0 | 0 | 0 | 0 | 0 | 0 | 0 | 0 | 0 | 0 | 0 | 0 | 0 | 0 | 0 | 0 | 0 | 0 | 0 | 0 | 0 | 0
F13_Industrial_Petroleum_Existing_Process_Natural Gas_Strategic Energy Management_A_Achievable Technical Potential | F13 | Industrial | Petroleum | Existing | Process | Natural Gas | Strategic Energy Management | A | Purchases (Incremental) | Achievable Technical Potential | 0 | 0 | 0 | 0 | 0 | 1.1658 | 1.1651 | 1.1583 | 1.1589 | 1.1599 | 1.1451 | 1.142 | 1.1397 | 1.1216 | 1.1259 | 1.1151 | 1.1153 | 1.1097 | 1.0998 | 1.1011 | 1.0965 | 1.0922 | 1.0883 | 1.0846 | 1.0811 | 0 | 0 | 0 | 0 | 0 | 0
F14_Industrial_Petroleum_Existing_Process_Natural Gas_Strategic Energy Management_A_Achievable Technical Potential | F14 | Industrial | Petroleum | Existing | Process | Natural Gas | Strategic Energy Management | A | Purchases (Cumulative) | Achievable Technical Potential | 0 | 0 | 0 | 0 | 0 | 1.1658 | 2.3309 | 3.4892 | 4.6481 | 5.808 | 6.9531 | 8.0951 | 9.2348 | 10.3563 | 11.4822 | 12.5973 | 13.7126 | 14.8223 | 15.922 | 17.0231 | 18.1196 | 19.2119 | 20.3001 | 21.3847 | 22.4658 | 22.4658 | 22.4658 | 22.4658 | 22.4658 | 22.4658 | 22.4658
F1_Industrial_Petroleum_Existing_Miscellaneous_Natural Gas_Strategic Energy Management_A_Achievable Technical Potential | F1 | Industrial | Petroleum | Existing | Miscellaneous | Natural Gas | Strategic Energy Management | A | Original Unit Energy Savings (kWh or therms) | Achievable Technical Potential | 0 | 0 | 0 | 0 | 0 | 160.7723 | 160.7723 | 160.7723 | 160.7723 | 160.7723 | 160.7723 | 160.7723 | 160.7723 | 160.7723 | 160.7723 | 160.7723 | 160.7723 | 160.7723 | 160.7723 | 160.7723 | 160.7723 | 160.7723 | 160.7723 | 160.7723 | 160.7723 | 160.7723 | 160.7723 | 160.7723 | 0 | 0 | 0
F2_Industrial_Petroleum_Existing_Miscellaneous_Natural Gas_Strategic Energy Management_A_Achievable Technical Potential | F2 | Industrial | Petroleum | Existing | Miscellaneous | Natural Gas | Strategic Energy Management | A | Original Unit Summer Peak Savings (kW) | Achievable Technical Potential | 0 | 0 | 0 | 0 | 0 | 0 | 0 | 0 | 0 | 0 | 0 | 0 | 0 | 0 | 0 | 0 | 0 | 0 | 0 | 0 | 0 | 0 | 0 | 0 | 0 | 0 | 0 | 0 | 0 | 0 | 0
F3_Industrial_Petroleum_Existing_Miscellaneous_Natural Gas_Strategic Energy Management_A_Achievable Technical Potential | F3 | Industrial | Petroleum | Existing | Miscellaneous | Natural Gas | Strategic Energy Management | A | Original Unit Winter Peak Savings (kW) | Achievable Technical Potential | 0 | 0 | 0 | 0 | 0 | 0 | 0 | 0 | 0 | 0 | 0 | 0 | 0 | 0 | 0 | 0 | 0 | 0 | 0 | 0 | 0 | 0 | 0 | 0 | 0 | 0 | 0 | 0 | 0 | 0 | 0
F4_Industrial_Petroleum_Existing_Miscellaneous_Natural Gas_Strategic Energy Management_A_Achievable Technical Potential | F4 | Industrial | Petroleum | Existing | Miscellaneous | Natural Gas | Strategic Energy Management | A | Standalone Impact on Baseline Energy (%) | Achievable Technical Potential | 0% | 0% | 0% | 0% | 0% | 0.08224% | 0.1645% | 0.2477% | 0.3298% | 0.4118% | 0.4993% | 0.5829% | 0.6664% | 0.7594% | 0.8387% | 0.929% | 1.011% | 1.098% | 1.191% | 1.271% | 1.359% | 1.447% | 1.534% | 1.621% | 0.017089 | 0.017138 | 0.017184 | 0.017226 | 0 | 0 | 0
F5_Industrial_Petroleum_Existing_Miscellaneous_Natural Gas_Strategic Energy Management_A_Achievable Technical Potential | F5 | Industrial | Petroleum | Existing | Miscellaneous | Natural Gas | Strategic Energy Management | A | Standalone Impact on Baseline Summer Peak (%) | Achievable Technical Potential | 0% | 0% | 0% | 0% | 0% | 0% | 0% | 0% | 0% | 0% | 0% | 0% | 0% | 0% | 0% | 0% | 0% | 0% | 0% | 0% | 0% | 0% | 0% | 0% | 0 | 0 | 0 | 0 | 0 | 0 | 0
F6_Industrial_Petroleum_Existing_Miscellaneous_Natural Gas_Strategic Energy Management_A_Achievable Technical Potential | F6 | Industrial | Petroleum | Existing | Miscellaneous | Natural Gas | Strategic Energy Management | A | Standalone Impact on Baseline Winter Peak (%) | Achievable Technical Potential | 0% | 0% | 0% | 0% | 0% | 0% | 0% | 0% | 0% | 0% | 0% | 0% | 0% | 0% | 0% | 0% | 0% | 0% | 0% | 0% | 0% | 0% | 0% | 0% | 0 | 0 | 0 | 0 | 0 | 0 | 0
F7_Industrial_Petroleum_Existing_Miscellaneous_Natural Gas_Strategic Energy Management_A_Achievable Technical Potential | F7 | Industrial | Petroleum | Existing | Miscellaneous | Natural Gas | Strategic Energy Management | A | Incremental Energy Savings (MWh or mTherms) | Achievable Technical Potential | 0 | 0 | 0 | 0 | 0 | 0.046856 | 0.046831 | 0.046555 | 0.04658 | 0.046618 | 0.046026 | 0.0459 | 0.045807 | 0.04508 | 0.045252 | 0.04482 | 0.044826 | 0.044601 | 0.044203 | 0.044255 | 0.044072 | 0.043901 | 0.043741 | 0.043592 | 0.043455 | 0 | 0 | 0 | 0 | 0 | 0
F8_Industrial_Petroleum_Existing_Miscellaneous_Natural Gas_Strategic Energy Management_A_Achievable Technical Potential | F8 | Industrial | Petroleum | Existing | Miscellaneous | Natural Gas | Strategic Energy Management | A | Incremental Summer Peak Savings (MW) | Achievable Technical Potential | 0 | 0 | 0 | 0 | 0 | 0 | 0 | 0 | 0 | 0 | 0 | 0 | 0 | 0 | 0 | 0 | 0 | 0 | 0 | 0 | 0 | 0 | 0 | 0 | 0 | 0 | 0 | 0 | 0 | 0 | 0
F9_Industrial_Petroleum_Existing_Miscellaneous_Natural Gas_Strategic Energy Management_A_Achievable Technical Potential | F9 | Industrial | Petroleum | Existing | Miscellaneous | Natural Gas | Strategic Energy Management | A | Incremental Winter Peak Savings (MW) | Achievable Technical Potential | 0 | 0 | 0 | 0 | 0 | 0 | 0 | 0 | 0 | 0 | 0 | 0 | 0 | 0 | 0 | 0 | 0 | 0 | 0 | 0 | 0 | 0 | 0 | 0 | 0 | 0 | 0 | 0 | 0 | 0 | 0
F10_Industrial_Petroleum_Existing_Miscellaneous_Natural Gas_Strategic Energy Management_A_Achievable Technical Potential | F10 | Industrial | Petroleum | Existing | Miscellaneous | Natural Gas | Strategic Energy Management | A | Cumulative Energy Savings (MWh or mTherms) | Achievable Technical Potential | 0 | 0 | 0 | 0 | 0 | 0.046856 | 0.093687 | 0.14024 | 0.18682 | 0.23344 | 0.27947 | 0.32537 | 0.37117 | 0.41625 | 0.46151 | 0.50633 | 0.55115 | 0.59575 | 0.63996 | 0.68421 | 0.72828 | 0.77218 | 0.81592 | 0.85952 | 0.90297 | 0.90297 | 0.90297 | 0.90297 | 0 | 0 | 0
F11_Industrial_Petroleum_Existing_Miscellaneous_Natural Gas_Strategic Energy Management_A_Achievable Technical Potential | F11 | Industrial | Petroleum | Existing | Miscellaneous | Natural Gas | Strategic Energy Management | A | Cumulative Summer Peak Savings (MW) | Achievable Technical Potential | 0 | 0 | 0 | 0 | 0 | 0 | 0 | 0 | 0 | 0 | 0 | 0 | 0 | 0 | 0 | 0 | 0 | 0 | 0 | 0 | 0 | 0 | 0 | 0 | 0 | 0 | 0 | 0 | 0 | 0 | 0
F12_Industrial_Petroleum_Existing_Miscellaneous_Natural Gas_Strategic Energy Management_A_Achievable Technical Potential | F12 | Industrial | Petroleum | Existing | Miscellaneous | Natural Gas | Strategic Energy Management | A | Cumulative Winter Peak Savings (MW) | Achievable Technical Potential | 0 | 0 | 0 | 0 | 0 | 0 | 0 | 0 | 0 | 0 | 0 | 0 | 0 | 0 | 0 | 0 | 0 | 0 | 0 | 0 | 0 | 0 | 0 | 0 | 0 | 0 | 0 | 0 | 0 | 0 | 0
F13_Industrial_Petroleum_Existing_Miscellaneous_Natural Gas_Strategic Energy Management_A_Achievable Technical Potential | F13 | Industrial | Petroleum | Existing | Miscellaneous | Natural Gas | Strategic Energy Management | A | Purchases (Incremental) | Achievable Technical Potential | 0 | 0 | 0 | 0 | 0 | 0.29145 | 0.29129 | 0.28957 | 0.28972 | 0.28996 | 0.28628 | 0.2855 | 0.28492 | 0.2804 | 0.28147 | 0.27878 | 0.27882 | 0.27741 | 0.27494 | 0.27527 | 0.27413 | 0.27306 | 0.27207 | 0.27114 | 0.27029 | 0 | 0 | 0 | 0 | 0 | 0
F14_Industrial_Petroleum_Existing_Miscellaneous_Natural Gas_Strategic Energy Management_A_Achievable Technical Potential | F14 | Industrial | Petroleum | Existing | Miscellaneous | Natural Gas | Strategic Energy Management | A | Purchases (Cumulative) | Achievable Technical Potential | 0 | 0 | 0 | 0 | 0 | 0.29145 | 0.58273 | 0.8723 | 1.162 | 1.452 | 1.7383 | 2.0238 | 2.3087 | 2.5891 | 2.8706 | 3.1493 | 3.4282 | 3.7056 | 3.9805 | 4.2558 | 4.5299 | 4.803 | 5.075 | 5.3462 | 5.6165 | 5.6165 | 5.6165 | 5.6165 | 5.6165 | 5.6165 | 5.6165
F1_Industrial_Petroleum_Existing_Space Heating_Natural Gas_Commissioning_A_Achievable Technical Potential | F1 | Industrial | Petroleum | Existing | Space Heating | Natural Gas | Commissioning | A | Original Unit Energy Savings (kWh or therms) | Achievable Technical Potential | 0 | 0 | 0 | 0 | 0 | 17.1925 | 17.0454 | 16.8652 | 16.6825 | 16.4993 | 16.3201 | 16.1426 | 15.9743 | 15.8148 | 15.6528 | 15.51 | 15.3743 | 15.2459 | 15.1241 | 15.0011 | 14.882 | 14.7626 | 14.641 | 14.5239 | 14.4105 | 14.3047 | 14.206 | 14.114 | 0 | 0 | 0
F2_Industrial_Petroleum_Existing_Space Heating_Natural Gas_Commissioning_A_Achievable Technical Potential | F2 | Industrial | Petroleum | Existing | Space Heating | Natural Gas | Commissioning | A | Original Unit Summer Peak Savings (kW) | Achievable Technical Potential | 0 | 0 | 0 | 0 | 0 | 0 | 0 | 0 | 0 | 0 | 0 | 0 | 0 | 0 | 0 | 0 | 0 | 0 | 0 | 0 | 0 | 0 | 0 | 0 | 0 | 0 | 0 | 0 | 0 | 0 | 0
F3_Industrial_Petroleum_Existing_Space Heating_Natural Gas_Commissioning_A_Achievable Technical Potential | F3 | Industrial | Petroleum | Existing | Space Heating | Natural Gas | Commissioning | A | Original Unit Winter Peak Savings (kW) | Achievable Technical Potential | 0 | 0 | 0 | 0 | 0 | 0 | 0 | 0 | 0 | 0 | 0 | 0 | 0 | 0 | 0 | 0 | 0 | 0 | 0 | 0 | 0 | 0 | 0 | 0 | 0 | 0 | 0 | 0 | 0 | 0 | 0
F4_Industrial_Petroleum_Existing_Space Heating_Natural Gas_Commissioning_A_Achievable Technical Potential | F4 | Industrial | Petroleum | Existing | Space Heating | Natural Gas | Commissioning | A | Standalone Impact on Baseline Energy (%) | Achievable Technical Potential | 0% | 0% | 0% | 0% | 0% | 0% | 0% | 0% | 0% | 0% | 0% | 0% | 0% | 0% | 0% | 0% | 0% | 0% | 0% | 0% | 0% | 0% | 0% | 0% | 0 | 0 | 0 | 0 | 0 | 0 | 0
F5_Industrial_Petroleum_Existing_Space Heating_Natural Gas_Commissioning_A_Achievable Technical Potential | F5 | Industrial | Petroleum | Existing | Space Heating | Natural Gas | Commissioning | A | Standalone Impact on Baseline Summer Peak (%) | Achievable Technical Potential | 0% | 0% | 0% | 0% | 0% | 0% | 0% | 0% | 0% | 0% | 0% | 0% | 0% | 0% | 0% | 0% | 0% | 0% | 0% | 0% | 0% | 0% | 0% | 0% | 0 | 0 | 0 | 0 | 0 | 0 | 0
F6_Industrial_Petroleum_Existing_Space Heating_Natural Gas_Commissioning_A_Achievable Technical Potential | F6 | Industrial | Petroleum | Existing | Space Heating | Natural Gas | Commissioning | A | Standalone Impact on Baseline Winter Peak (%) | Achievable Technical Potential | 0% | 0% | 0% | 0% | 0% | 0% | 0% | 0% | 0% | 0% | 0% | 0% | 0% | 0% | 0% | 0% | 0% | 0% | 0% | 0% | 0% | 0% | 0% | 0% | 0 | 0 | 0 | 0 | 0 | 0 | 0
F7_Industrial_Petroleum_Existing_Space Heating_Natural Gas_Commissioning_A_Achievable Technical Potential | F7 | Industrial | Petroleum | Existing | Space Heating | Natural Gas | Commissioning | A | Incremental Energy Savings (MWh or mTherms) | Achievable Technical Potential | 0 | 0 | 0 | 0 | 0 | 0 | 0 | 0 | 0 | 0 | 0 | 0 | 0 | 0 | 0 | 0 | 0 | 0 | 0 | 0 | 0 | 0 | 0 | 0 | 0 | 0 | 0 | 0 | 0 | 0 | 0
F8_Industrial_Petroleum_Existing_Space Heating_Natural Gas_Commissioning_A_Achievable Technical Potential | F8 | Industrial | Petroleum | Existing | Space Heating | Natural Gas | Commissioning | A | Incremental Summer Peak Savings (MW) | Achievable Technical Potential | 0 | 0 | 0 | 0 | 0 | 0 | 0 | 0 | 0 | 0 | 0 | 0 | 0 | 0 | 0 | 0 | 0 | 0 | 0 | 0 | 0 | 0 | 0 | 0 | 0 | 0 | 0 | 0 | 0 | 0 | 0
F9_Industrial_Petroleum_Existing_Space Heating_Natural Gas_Commissioning_A_Achievable Technical Potential | F9 | Industrial | Petroleum | Existing | Space Heating | Natural Gas | Commissioning | A | Incremental Winter Peak Savings (MW) | Achievable Technical Potential | 0 | 0 | 0 | 0 | 0 | 0 | 0 | 0 | 0 | 0 | 0 | 0 | 0 | 0 | 0 | 0 | 0 | 0 | 0 | 0 | 0 | 0 | 0 | 0 | 0 | 0 | 0 | 0 | 0 | 0 | 0
F10_Industrial_Petroleum_Existing_Space Heating_Natural Gas_Commissioning_A_Achievable Technical Potential | F10 | Industrial | Petroleum | Existing | Space Heating | Natural Gas | Commissioning | A | Cumulative Energy Savings (MWh or mTherms) | Achievable Technical Potential | 0 | 0 | 0 | 0 | 0 | 0 | 0 | 0 | 0 | 0 | 0 | 0 | 0 | 0 | 0 | 0 | 0 | 0 | 0 | 0 | 0 | 0 | 0 | 0 | 0 | 0 | 0 | 0 | 0 | 0 | 0
F11_Industrial_Petroleum_Existing_Space Heating_Natural Gas_Commissioning_A_Achievable Technical Potential | F11 | Industrial | Petroleum | Existing | Space Heating | Natural Gas | Commissioning | A | Cumulative Summer Peak Savings (MW) | Achievable Technical Potential | 0 | 0 | 0 | 0 | 0 | 0 | 0 | 0 | 0 | 0 | 0 | 0 | 0 | 0 | 0 | 0 | 0 | 0 | 0 | 0 | 0 | 0 | 0 | 0 | 0 | 0 | 0 | 0 | 0 | 0 | 0
F12_Industrial_Petroleum_Existing_Space Heating_Natural Gas_Commissioning_A_Achievable Technical Potential | F12 | Industrial | Petroleum | Existing | Space Heating | Natural Gas | Commissioning | A | Cumulative Winter Peak Savings (MW) | Achievable Technical Potential | 0 | 0 | 0 | 0 | 0 | 0 | 0 | 0 | 0 | 0 | 0 | 0 | 0 | 0 | 0 | 0 | 0 | 0 | 0 | 0 | 0 | 0 | 0 | 0 | 0 | 0 | 0 | 0 | 0 | 0 | 0
F13_Industrial_Petroleum_Existing_Space Heating_Natural Gas_Commissioning_A_Achievable Technical Potential | F13 | Industrial | Petroleum | Existing | Space Heating | Natural Gas | Commissioning | A | Purchases (Incremental) | Achievable Technical Potential | 0 | 0 | 0 | 0 | 0 | 0 | 0 | 0 | 0 | 0 | 0 | 0 | 0 | 0 | 0 | 0 | 0 | 0 | 0 | 0 | 0 | 0 | 0 | 0 | 0 | 0 | 0 | 0 | 0 | 0 | 0
F14_Industrial_Petroleum_Existing_Space Heating_Natural Gas_Commissioning_A_Achievable Technical Potential | F14 | Industrial | Petroleum | Existing | Space Heating | Natural Gas | Commissioning | A | Purchases (Cumulative) | Achievable Technical Potential | 0 | 0 | 0 | 0 | 0 | 0 | 0 | 0 | 0 | 0 | 0 | 0 | 0 | 0 | 0 | 0 | 0 | 0 | 0 | 0 | 0 | 0 | 0 | 0 | 0 | 0 | 0 | 0 | 0 | 0 | 0
F1_Industrial_Petroleum_Existing_Process_Natural Gas_Commissioning_A_Achievable Technical Potential | F1 | Industrial | Petroleum | Existing | Process | Natural Gas | Commissioning | A | Original Unit Energy Savings (kWh or therms) | Achievable Technical Potential | 0 | 0 | 0 | 0 | 0 | 4292.3343 | 4292.3343 | 4292.3343 | 4292.3343 | 4292.3343 | 4292.3343 | 4292.3343 | 4292.3343 | 4292.3343 | 4292.3343 | 4292.3343 | 4292.3343 | 4292.3343 | 4292.3343 | 4292.3343 | 4292.3343 | 4292.3343 | 4292.3343 | 4292.3343 | 4292.3343 | 4292.3343 | 4292.3343 | 4292.3343 | 0 | 0 | 0
F2_Industrial_Petroleum_Existing_Process_Natural Gas_Commissioning_A_Achievable Technical Potential | F2 | Industrial | Petroleum | Existing | Process | Natural Gas | Commissioning | A | Original Unit Summer Peak Savings (kW) | Achievable Technical Potential | 0 | 0 | 0 | 0 | 0 | 0 | 0 | 0 | 0 | 0 | 0 | 0 | 0 | 0 | 0 | 0 | 0 | 0 | 0 | 0 | 0 | 0 | 0 | 0 | 0 | 0 | 0 | 0 | 0 | 0 | 0
F3_Industrial_Petroleum_Existing_Process_Natural Gas_Commissioning_A_Achievable Technical Potential | F3 | Industrial | Petroleum | Existing | Process | Natural Gas | Commissioning | A | Original Unit Winter Peak Savings (kW) | Achievable Technical Potential | 0 | 0 | 0 | 0 | 0 | 0 | 0 | 0 | 0 | 0 | 0 | 0 | 0 | 0 | 0 | 0 | 0 | 0 | 0 | 0 | 0 | 0 | 0 | 0 | 0 | 0 | 0 | 0 | 0 | 0 | 0
F4_Industrial_Petroleum_Existing_Process_Natural Gas_Commissioning_A_Achievable Technical Potential | F4 | Industrial | Petroleum | Existing | Process | Natural Gas | Commissioning | A | Standalone Impact on Baseline Energy (%) | Achievable Technical Potential | 0% | 0% | 0% | 0% | 0% | 0% | 0% | 0% | 0% | 0% | 0% | 0% | 0% | 0% | 0% | 0% | 0% | 0% | 0% | 0% | 0% | 0% | 0% | 0% | 0 | 0 | 0 | 0 | 0 | 0 | 0
F5_Industrial_Petroleum_Existing_Process_Natural Gas_Commissioning_A_Achievable Technical Potential | F5 | Industrial | Petroleum | Existing | Process | Natural Gas | Commissioning | A | Standalone Impact on Baseline Summer Peak (%) | Achievable Technical Potential | 0% | 0% | 0% | 0% | 0% | 0% | 0% | 0% | 0% | 0% | 0% | 0% | 0% | 0% | 0% | 0% | 0% | 0% | 0% | 0% | 0% | 0% | 0% | 0% | 0 | 0 | 0 | 0 | 0 | 0 | 0
F6_Industrial_Petroleum_Existing_Process_Natural Gas_Commissioning_A_Achievable Technical Potential | F6 | Industrial | Petroleum | Existing | Process | Natural Gas | Commissioning | A | Standalone Impact on Baseline Winter Peak (%) | Achievable Technical Potential | 0% | 0% | 0% | 0% | 0% | 0% | 0% | 0% | 0% | 0% | 0% | 0% | 0% | 0% | 0% | 0% | 0% | 0% | 0% | 0% | 0% | 0% | 0% | 0% | 0 | 0 | 0 | 0 | 0 | 0 | 0
F7_Industrial_Petroleum_Existing_Process_Natural Gas_Commissioning_A_Achievable Technical Potential | F7 | Industrial | Petroleum | Existing | Process | Natural Gas | Commissioning | A | Incremental Energy Savings (MWh or mTherms) | Achievable Technical Potential | 0 | 0 | 0 | 0 | 0 | 0 | 0 | 0 | 0 | 0 | 0 | 0 | 0 | 0 | 0 | 0 | 0 | 0 | 0 | 0 | 0 | 0 | 0 | 0 | 0 | 0 | 0 | 0 | 0 | 0 | 0
F8_Industrial_Petroleum_Existing_Process_Natural Gas_Commissioning_A_Achievable Technical Potential | F8 | Industrial | Petroleum | Existing | Process | Natural Gas | Commissioning | A | Incremental Summer Peak Savings (MW) | Achievable Technical Potential | 0 | 0 | 0 | 0 | 0 | 0 | 0 | 0 | 0 | 0 | 0 | 0 | 0 | 0 | 0 | 0 | 0 | 0 | 0 | 0 | 0 | 0 | 0 | 0 | 0 | 0 | 0 | 0 | 0 | 0 | 0
F9_Industrial_Petroleum_Existing_Process_Natural Gas_Commissioning_A_Achievable Technical Potential | F9 | Industrial | Petroleum | Existing | Process | Natural Gas | Commissioning | A | Incremental Winter Peak Savings (MW) | Achievable Technical Potential | 0 | 0 | 0 | 0 | 0 | 0 | 0 | 0 | 0 | 0 | 0 | 0 | 0 | 0 | 0 | 0 | 0 | 0 | 0 | 0 | 0 | 0 | 0 | 0 | 0 | 0 | 0 | 0 | 0 | 0 | 0
F10_Industrial_Petroleum_Existing_Process_Natural Gas_Commissioning_A_Achievable Technical Potential | F10 | Industrial | Petroleum | Existing | Process | Natural Gas | Commissioning | A | Cumulative Energy Savings (MWh or mTherms) | Achievable Technical Potential | 0 | 0 | 0 | 0 | 0 | 0 | 0 | 0 | 0 | 0 | 0 | 0 | 0 | 0 | 0 | 0 | 0 | 0 | 0 | 0 | 0 | 0 | 0 | 0 | 0 | 0 | 0 | 0 | 0 | 0 | 0
F11_Industrial_Petroleum_Existing_Process_Natural Gas_Commissioning_A_Achievable Technical Potential | F11 | Industrial | Petroleum | Existing | Process | Natural Gas | Commissioning | A | Cumulative Summer Peak Savings (MW) | Achievable Technical Potential | 0 | 0 | 0 | 0 | 0 | 0 | 0 | 0 | 0 | 0 | 0 | 0 | 0 | 0 | 0 | 0 | 0 | 0 | 0 | 0 | 0 | 0 | 0 | 0 | 0 | 0 | 0 | 0 | 0 | 0 | 0
F12_Industrial_Petroleum_Existing_Process_Natural Gas_Commissioning_A_Achievable Technical Potential | F12 | Industrial | Petroleum | Existing | Process | Natural Gas | Commissioning | A | Cumulative Winter Peak Savings (MW) | Achievable Technical Potential | 0 | 0 | 0 | 0 | 0 | 0 | 0 | 0 | 0 | 0 | 0 | 0 | 0 | 0 | 0 | 0 | 0 | 0 | 0 | 0 | 0 | 0 | 0 | 0 | 0 | 0 | 0 | 0 | 0 | 0 | 0
F13_Industrial_Petroleum_Existing_Process_Natural Gas_Commissioning_A_Achievable Technical Potential | F13 | Industrial | Petroleum | Existing | Process | Natural Gas | Commissioning | A | Purchases (Incremental) | Achievable Technical Potential | 0 | 0 | 0 | 0 | 0 | 0 | 0 | 0 | 0 | 0 | 0 | 0 | 0 | 0 | 0 | 0 | 0 | 0 | 0 | 0 | 0 | 0 | 0 | 0 | 0 | 0 | 0 | 0 | 0 | 0 | 0
F14_Industrial_Petroleum_Existing_Process_Natural Gas_Commissioning_A_Achievable Technical Potential | F14 | Industrial | Petroleum | Existing | Process | Natural Gas | Commissioning | A | Purchases (Cumulative) | Achievable Technical Potential | 0 | 0 | 0 | 0 | 0 | 0 | 0 | 0 | 0 | 0 | 0 | 0 | 0 | 0 | 0 | 0 | 0 | 0 | 0 | 0 | 0 | 0 | 0 | 0 | 0 | 0 | 0 | 0 | 0 | 0 | 0
F1_Industrial_Petroleum_Existing_Space Heating_Natural Gas_Retrocommissioning_A_Achievable Technical Potential | F1 | Industrial | Petroleum | Existing | Space Heating | Natural Gas | Retrocommissioning | A | Original Unit Energy Savings (kWh or therms) | Achievable Technical Potential | 0 | 0 | 0 | 0 | 0 | 2.3879 | 2.3675 | 2.3425 | 2.3171 | 2.2916 | 2.2668 | 2.2421 | 2.2187 | 2.1966 | 2.1741 | 2.1542 | 2.1354 | 2.1175 | 2.1006 | 2.0836 | 2.067 | 2.0504 | 2.0335 | 2.0173 | 2.0015 | 1.9868 | 1.9731 | 1.9603 | 0 | 0 | 0
F2_Industrial_Petroleum_Existing_Space Heating_Natural Gas_Retrocommissioning_A_Achievable Technical Potential | F2 | Industrial | Petroleum | Existing | Space Heating | Natural Gas | Retrocommissioning | A | Original Unit Summer Peak Savings (kW) | Achievable Technical Potential | 0 | 0 | 0 | 0 | 0 | 0 | 0 | 0 | 0 | 0 | 0 | 0 | 0 | 0 | 0 | 0 | 0 | 0 | 0 | 0 | 0 | 0 | 0 | 0 | 0 | 0 | 0 | 0 | 0 | 0 | 0
F3_Industrial_Petroleum_Existing_Space Heating_Natural Gas_Retrocommissioning_A_Achievable Technical Potential | F3 | Industrial | Petroleum | Existing | Space Heating | Natural Gas | Retrocommissioning | A | Original Unit Winter Peak Savings (kW) | Achievable Technical Potential | 0 | 0 | 0 | 0 | 0 | 0 | 0 | 0 | 0 | 0 | 0 | 0 | 0 | 0 | 0 | 0 | 0 | 0 | 0 | 0 | 0 | 0 | 0 | 0 | 0 | 0 | 0 | 0 | 0 | 0 | 0
F4_Industrial_Petroleum_Existing_Space Heating_Natural Gas_Retrocommissioning_A_Achievable Technical Potential | F4 | Industrial | Petroleum | Existing | Space Heating | Natural Gas | Retrocommissioning | A | Standalone Impact on Baseline Energy (%) | Achievable Technical Potential | 0% | 0% | 0% | 0% | 0% | 0.0124% | 0.0248% | 0.03734% | 0.04972% | 0.06207% | 0.07527% | 0.08787% | 0.1004% | 0.1145% | 0.1264% | 0.14% | 0.1524% | 0.1656% | 0.1795% | 0.1917% | 0.2048% | 0.218% | 0.2312% | 0.2444% | 0.0025759 | 0.0025834 | 0.0025903 | 0.0025966 | 0 | 0 | 0
F5_Industrial_Petroleum_Existing_Space Heating_Natural Gas_Retrocommissioning_A_Achievable Technical Potential | F5 | Industrial | Petroleum | Existing | Space Heating | Natural Gas | Retrocommissioning | A | Standalone Impact on Baseline Summer Peak (%) | Achievable Technical Potential | 0% | 0% | 0% | 0% | 0% | 0% | 0% | 0% | 0% | 0% | 0% | 0% | 0% | 0% | 0% | 0% | 0% | 0% | 0% | 0% | 0% | 0% | 0% | 0% | 0 | 0 | 0 | 0 | 0 | 0 | 0
F6_Industrial_Petroleum_Existing_Space Heating_Natural Gas_Retrocommissioning_A_Achievable Technical Potential | F6 | Industrial | Petroleum | Existing | Space Heating | Natural Gas | Retrocommissioning | A | Standalone Impact on Baseline Winter Peak (%) | Achievable Technical Potential | 0% | 0% | 0% | 0% | 0% | 0% | 0% | 0% | 0% | 0% | 0% | 0% | 0% | 0% | 0% | 0% | 0% | 0% | 0% | 0% | 0% | 0% | 0% | 0% | 0 | 0 | 0 | 0 | 0 | 0 | 0
F7_Industrial_Petroleum_Existing_Space Heating_Natural Gas_Retrocommissioning_A_Achievable Technical Potential | F7 | Industrial | Petroleum | Existing | Space Heating | Natural Gas | Retrocommissioning | A | Incremental Energy Savings (MWh or mTherms) | Achievable Technical Potential | 0 | 0 | 0 | 0 | 0 | 0.00054129 | 0.00053637 | 0.00052757 | 0.00052213 | 0.00051683 | 0.00050472 | 0.00049787 | 0.00049168 | 0.00047904 | 0.00047594 | 0.0004671 | 0.00046308 | 0.0004569 | 0.0004492 | 0.00044608 | 0.00044071 | 0.00043547 | 0.00043031 | 0.00042542 | 0.00042076 | 0 | 0 | 0 | 0 | 0 | 0
F8_Industrial_Petroleum_Existing_Space Heating_Natural Gas_Retrocommissioning_A_Achievable Technical Potential | F8 | Industrial | Petroleum | Existing | Space Heating | Natural Gas | Retrocommissioning | A | Incremental Summer Peak Savings (MW) | Achievable Technical Potential | 0 | 0 | 0 | 0 | 0 | 0 | 0 | 0 | 0 | 0 | 0 | 0 | 0 | 0 | 0 | 0 | 0 | 0 | 0 | 0 | 0 | 0 | 0 | 0 | 0 | 0 | 0 | 0 | 0 | 0 | 0
F9_Industrial_Petroleum_Existing_Space Heating_Natural Gas_Retrocommissioning_A_Achievable Technical Potential | F9 | Industrial | Petroleum | Existing | Space Heating | Natural Gas | Retrocommissioning | A | Incremental Winter Peak Savings (MW) | Achievable Technical Potential | 0 | 0 | 0 | 0 | 0 | 0 | 0 | 0 | 0 | 0 | 0 | 0 | 0 | 0 | 0 | 0 | 0 | 0 | 0 | 0 | 0 | 0 | 0 | 0 | 0 | 0 | 0 | 0 | 0 | 0 | 0
F10_Industrial_Petroleum_Existing_Space Heating_Natural Gas_Retrocommissioning_A_Achievable Technical Potential | F10 | Industrial | Petroleum | Existing | Space Heating | Natural Gas | Retrocommissioning | A | Cumulative Energy Savings (MWh or mTherms) | Achievable Technical Potential | 0 | 0 | 0 | 0 | 0 | 0.00054129 | 0.001073 | 0.0015893 | 0.0020942 | 0.002588 | 0.0030646 | 0.0035291 | 0.003984 | 0.0044233 | 0.0048539 | 0.0052767 | 0.0056937 | 0.006103 | 0.0065035 | 0.0068967 | 0.0072826 | 0.0076596 | 0.0080268 | 0.0083881 | 0.0087433 | 0.0086791 | 0.0086193 | 0.0085634 | 0 | 0 | 0
F11_Industrial_Petroleum_Existing_Space Heating_Natural Gas_Retrocommissioning_A_Achievable Technical Potential | F11 | Industrial | Petroleum | Existing | Space Heating | Natural Gas | Retrocommissioning | A | Cumulative Summer Peak Savings (MW) | Achievable Technical Potential | 0 | 0 | 0 | 0 | 0 | 0 | 0 | 0 | 0 | 0 | 0 | 0 | 0 | 0 | 0 | 0 | 0 | 0 | 0 | 0 | 0 | 0 | 0 | 0 | 0 | 0 | 0 | 0 | 0 | 0 | 0
F12_Industrial_Petroleum_Existing_Space Heating_Natural Gas_Retrocommissioning_A_Achievable Technical Potential | F12 | Industrial | Petroleum | Existing | Space Heating | Natural Gas | Retrocommissioning | A | Cumulative Winter Peak Savings (MW) | Achievable Technical Potential | 0 | 0 | 0 | 0 | 0 | 0 | 0 | 0 | 0 | 0 | 0 | 0 | 0 | 0 | 0 | 0 | 0 | 0 | 0 | 0 | 0 | 0 | 0 | 0 | 0 | 0 | 0 | 0 | 0 | 0 | 0
F13_Industrial_Petroleum_Existing_Space Heating_Natural Gas_Retrocommissioning_A_Achievable Technical Potential | F13 | Industrial | Petroleum | Existing | Space Heating | Natural Gas | Retrocommissioning | A | Purchases (Incremental) | Achievable Technical Potential | 0 | 0 | 0 | 0 | 0 | 0.22668 | 0.22656 | 0.22522 | 0.22534 | 0.22553 | 0.22266 | 0.22206 | 0.2216 | 0.21809 | 0.21892 | 0.21683 | 0.21686 | 0.21577 | 0.21384 | 0.2141 | 0.21321 | 0.21238 | 0.21161 | 0.21089 | 0.21022 | 0 | 0 | 0 | 0 | 0 | 0
F14_Industrial_Petroleum_Existing_Space Heating_Natural Gas_Retrocommissioning_A_Achievable Technical Potential | F14 | Industrial | Petroleum | Existing | Space Heating | Natural Gas | Retrocommissioning | A | Purchases (Cumulative) | Achievable Technical Potential | 0 | 0 | 0 | 0 | 0 | 0.22668 | 0.45324 | 0.67846 | 0.9038 | 1.1293 | 1.352 | 1.574 | 1.7956 | 2.0137 | 2.2327 | 2.4495 | 2.6663 | 2.8821 | 3.096 | 3.31 | 3.5233 | 3.7356 | 3.9472 | 4.1581 | 4.3684 | 4.3684 | 4.3684 | 4.3684 | 4.3684 | 4.3684 | 4.3684
F1_Industrial_Petroleum_Existing_Process_Natural Gas_Retrocommissioning_A_Achievable Technical Potential | F1 | Industrial | Petroleum | Existing | Process | Natural Gas | Retrocommissioning | A | Original Unit Energy Savings (kWh or therms) | Achievable Technical Potential | 0 | 0 | 0 | 0 | 0 | 0 | 0 | 0 | 0 | 0 | 0 | 0 | 0 | 0 | 0 | 0 | 0 | 0 | 0 | 0 | 0 | 0 | 0 | 0 | 0 | 0 | 0 | 0 | 0 | 0 | 0
F2_Industrial_Petroleum_Existing_Process_Natural Gas_Retrocommissioning_A_Achievable Technical Potential | F2 | Industrial | Petroleum | Existing | Process | Natural Gas | Retrocommissioning | A | Original Unit Summer Peak Savings (kW) | Achievable Technical Potential | 0 | 0 | 0 | 0 | 0 | 0 | 0 | 0 | 0 | 0 | 0 | 0 | 0 | 0 | 0 | 0 | 0 | 0 | 0 | 0 | 0 | 0 | 0 | 0 | 0 | 0 | 0 | 0 | 0 | 0 | 0
F3_Industrial_Petroleum_Existing_Process_Natural Gas_Retrocommissioning_A_Achievable Technical Potential | F3 | Industrial | Petroleum | Existing | Process | Natural Gas | Retrocommissioning | A | Original Unit Winter Peak Savings (kW) | Achievable Technical Potential | 0 | 0 | 0 | 0 | 0 | 0 | 0 | 0 | 0 | 0 | 0 | 0 | 0 | 0 | 0 | 0 | 0 | 0 | 0 | 0 | 0 | 0 | 0 | 0 | 0 | 0 | 0 | 0 | 0 | 0 | 0
F4_Industrial_Petroleum_Existing_Process_Natural Gas_Retrocommissioning_A_Achievable Technical Potential | F4 | Industrial | Petroleum | Existing | Process | Natural Gas | Retrocommissioning | A | Standalone Impact on Baseline Energy (%) | Achievable Technical Potential | 0% | 0% | 0% | 0% | 0% | 0% | 0% | 0% | 0% | 0% | 0% | 0% | 0% | 0% | 0% | 0% | 0% | 0% | 0% | 0% | 0% | 0% | 0% | 0% | 0 | 0 | 0 | 0 | 0 | 0 | 0
F5_Industrial_Petroleum_Existing_Process_Natural Gas_Retrocommissioning_A_Achievable Technical Potential | F5 | Industrial | Petroleum | Existing | Process | Natural Gas | Retrocommissioning | A | Standalone Impact on Baseline Summer Peak (%) | Achievable Technical Potential | 0% | 0% | 0% | 0% | 0% | 0% | 0% | 0% | 0% | 0% | 0% | 0% | 0% | 0% | 0% | 0% | 0% | 0% | 0% | 0% | 0% | 0% | 0% | 0% | 0 | 0 | 0 | 0 | 0 | 0 | 0
F6_Industrial_Petroleum_Existing_Process_Natural Gas_Retrocommissioning_A_Achievable Technical Potential | F6 | Industrial | Petroleum | Existing | Process | Natural Gas | Retrocommissioning | A | Standalone Impact on Baseline Winter Peak (%) | Achievable Technical Potential | 0% | 0% | 0% | 0% | 0% | 0% | 0% | 0% | 0% | 0% | 0% | 0% | 0% | 0% | 0% | 0% | 0% | 0% | 0% | 0% | 0% | 0% | 0% | 0% | 0 | 0 | 0 | 0 | 0 | 0 | 0
F7_Industrial_Petroleum_Existing_Process_Natural Gas_Retrocommissioning_A_Achievable Technical Potential | F7 | Industrial | Petroleum | Existing | Process | Natural Gas | Retrocommissioning | A | Incremental Energy Savings (MWh or mTherms) | Achievable Technical Potential | 0 | 0 | 0 | 0 | 0 | 0 | 0 | 0 | 0 | 0 | 0 | 0 | 0 | 0 | 0 | 0 | 0 | 0 | 0 | 0 | 0 | 0 | 0 | 0 | 0 | 0 | 0 | 0 | 0 | 0 | 0
F8_Industrial_Petroleum_Existing_Process_Natural Gas_Retrocommissioning_A_Achievable Technical Potential | F8 | Industrial | Petroleum | Existing | Process | Natural Gas | Retrocommissioning | A | Incremental Summer Peak Savings (MW) | Achievable Technical Potential | 0 | 0 | 0 | 0 | 0 | 0 | 0 | 0 | 0 | 0 | 0 | 0 | 0 | 0 | 0 | 0 | 0 | 0 | 0 | 0 | 0 | 0 | 0 | 0 | 0 | 0 | 0 | 0 | 0 | 0 | 0
F9_Industrial_Petroleum_Existing_Process_Natural Gas_Retrocommissioning_A_Achievable Technical Potential | F9 | Industrial | Petroleum | Existing | Process | Natural Gas | Retrocommissioning | A | Incremental Winter Peak Savings (MW) | Achievable Technical Potential | 0 | 0 | 0 | 0 | 0 | 0 | 0 | 0 | 0 | 0 | 0 | 0 | 0 | 0 | 0 | 0 | 0 | 0 | 0 | 0 | 0 | 0 | 0 | 0 | 0 | 0 | 0 | 0 | 0 | 0 | 0
F10_Industrial_Petroleum_Existing_Process_Natural Gas_Retrocommissioning_A_Achievable Technical Potential | F10 | Industrial | Petroleum | Existing | Process | Natural Gas | Retrocommissioning | A | Cumulative Energy Savings (MWh or mTherms) | Achievable Technical Potential | 0 | 0 | 0 | 0 | 0 | 0 | 0 | 0 | 0 | 0 | 0 | 0 | 0 | 0 | 0 | 0 | 0 | 0 | 0 | 0 | 0 | 0 | 0 | 0 | 0 | 0 | 0 | 0 | 0 | 0 | 0
F11_Industrial_Petroleum_Existing_Process_Natural Gas_Retrocommissioning_A_Achievable Technical Potential | F11 | Industrial | Petroleum | Existing | Process | Natural Gas | Retrocommissioning | A | Cumulative Summer Peak Savings (MW) | Achievable Technical Potential | 0 | 0 | 0 | 0 | 0 | 0 | 0 | 0 | 0 | 0 | 0 | 0 | 0 | 0 | 0 | 0 | 0 | 0 | 0 | 0 | 0 | 0 | 0 | 0 | 0 | 0 | 0 | 0 | 0 | 0 | 0
F12_Industrial_Petroleum_Existing_Process_Natural Gas_Retrocommissioning_A_Achievable Technical Potential | F12 | Industrial | Petroleum | Existing | Process | Natural Gas | Retrocommissioning | A | Cumulative Winter Peak Savings (MW) | Achievable Technical Potential | 0 | 0 | 0 | 0 | 0 | 0 | 0 | 0 | 0 | 0 | 0 | 0 | 0 | 0 | 0 | 0 | 0 | 0 | 0 | 0 | 0 | 0 | 0 | 0 | 0 | 0 | 0 | 0 | 0 | 0 | 0
F13_Industrial_Petroleum_Existing_Process_Natural Gas_Retrocommissioning_A_Achievable Technical Potential | F13 | Industrial | Petroleum | Existing | Process | Natural Gas | Retrocommissioning | A | Purchases (Incremental) | Achievable Technical Potential | 0 | 0 | 0 | 0 | 0 | 0.22668 | 0.22656 | 0.22522 | 0.22534 | 0.22553 | 0.22266 | 0.22206 | 0.2216 | 0.21809 | 0.21892 | 0.21683 | 0.21686 | 0.21577 | 0.21384 | 0.2141 | 0.21321 | 0.21238 | 0.21161 | 0.21089 | 0.21022 | 0 | 0 | 0 | 0 | 0 | 0
F14_Industrial_Petroleum_Existing_Process_Natural Gas_Retrocommissioning_A_Achievable Technical Potential | F14 | Industrial | Petroleum | Existing | Process | Natural Gas | Retrocommissioning | A | Purchases (Cumulative) | Achievable Technical Potential | 0 | 0 | 0 | 0 | 0 | 0.22668 | 0.45324 | 0.67846 | 0.9038 | 1.1293 | 1.352 | 1.574 | 1.7956 | 2.0137 | 2.2327 | 2.4495 | 2.6663 | 2.8821 | 3.096 | 3.31 | 3.5233 | 3.7356 | 3.9472 | 4.1581 | 4.3684 | 4.3684 | 4.3684 | 4.3684 | 4.3684 | 4.3684 | 4.3684
F1_Industrial_Petroleum_New_Space Heating_Natural Gas_Insulation - Roof/Ceiling_A_Achievable Technical Potential | F1 | Industrial | Petroleum | New | Space Heating | Natural Gas | Insulation - Roof/Ceiling | A | Original Unit Energy Savings (kWh or therms) | Achievable Technical Potential | 0 | 0 | 0 | 0 | 0 | 0 | 0 | 0 | 0 | 0 | 0 | 0 | 0 | 0 | 0 | 0 | 0 | 0 | 0 | 0 | 0 | 0 | 0 | 0 | 0 | 0 | 0 | 0 | 0 | 0 | 0
F2_Industrial_Petroleum_New_Space Heating_Natural Gas_Insulation - Roof/Ceiling_A_Achievable Technical Potential | F2 | Industrial | Petroleum | New | Space Heating | Natural Gas | Insulation - Roof/Ceiling | A | Original Unit Summer Peak Savings (kW) | Achievable Technical Potential | 0 | 0 | 0 | 0 | 0 | 0 | 0 | 0 | 0 | 0 | 0 | 0 | 0 | 0 | 0 | 0 | 0 | 0 | 0 | 0 | 0 | 0 | 0 | 0 | 0 | 0 | 0 | 0 | 0 | 0 | 0
F3_Industrial_Petroleum_New_Space Heating_Natural Gas_Insulation - Roof/Ceiling_A_Achievable Technical Potential | F3 | Industrial | Petroleum | New | Space Heating | Natural Gas | Insulation - Roof/Ceiling | A | Original Unit Winter Peak Savings (kW) | Achievable Technical Potential | 0 | 0 | 0 | 0 | 0 | 0 | 0 | 0 | 0 | 0 | 0 | 0 | 0 | 0 | 0 | 0 | 0 | 0 | 0 | 0 | 0 | 0 | 0 | 0 | 0 | 0 | 0 | 0 | 0 | 0 | 0
F4_Industrial_Petroleum_New_Space Heating_Natural Gas_Insulation - Roof/Ceiling_A_Achievable Technical Potential | F4 | Industrial | Petroleum | New | Space Heating | Natural Gas | Insulation - Roof/Ceiling | A | Standalone Impact on Baseline Energy (%) | Achievable Technical Potential | 0% | 0% | 0% | 0% | 0% | 0% | 0% | 0% | 0% | 0% | 0% | 0% | 0% | 0% | 0% | 0% | 0% | 0% | 0% | 0% | 0% | 0% | 0% | 0% | 0 | 0 | 0 | 0 | 0 | 0 | 0
F5_Industrial_Petroleum_New_Space Heating_Natural Gas_Insulation - Roof/Ceiling_A_Achievable Technical Potential | F5 | Industrial | Petroleum | New | Space Heating | Natural Gas | Insulation - Roof/Ceiling | A | Standalone Impact on Baseline Summer Peak (%) | Achievable Technical Potential | 0% | 0% | 0% | 0% | 0% | 0% | 0% | 0% | 0% | 0% | 0% | 0% | 0% | 0% | 0% | 0% | 0% | 0% | 0% | 0% | 0% | 0% | 0% | 0% | 0 | 0 | 0 | 0 | 0 | 0 | 0
F6_Industrial_Petroleum_New_Space Heating_Natural Gas_Insulation - Roof/Ceiling_A_Achievable Technical Potential | F6 | Industrial | Petroleum | New | Space Heating | Natural Gas | Insulation - Roof/Ceiling | A | Standalone Impact on Baseline Winter Peak (%) | Achievable Technical Potential | 0% | 0% | 0% | 0% | 0% | 0% | 0% | 0% | 0% | 0% | 0% | 0% | 0% | 0% | 0% | 0% | 0% | 0% | 0% | 0% | 0% | 0% | 0% | 0% | 0 | 0 | 0 | 0 | 0 | 0 | 0
F7_Industrial_Petroleum_New_Space Heating_Natural Gas_Insulation - Roof/Ceiling_A_Achievable Technical Potential | F7 | Industrial | Petroleum | New | Space Heating | Natural Gas | Insulation - Roof/Ceiling | A | Incremental Energy Savings (MWh or mTherms) | Achievable Technical Potential | 0 | 0 | 0 | 0 | 0 | 0 | 0 | 0 | 0 | 0 | 0 | 0 | 0 | 0 | 0 | 0 | 0 | 0 | 0 | 0 | 0 | 0 | 0 | 0 | 0 | 0 | 0 | 0 | 0 | 0 | 0
F8_Industrial_Petroleum_New_Space Heating_Natural Gas_Insulation - Roof/Ceiling_A_Achievable Technical Potential | F8 | Industrial | Petroleum | New | Space Heating | Natural Gas | Insulation - Roof/Ceiling | A | Incremental Summer Peak Savings (MW) | Achievable Technical Potential | 0 | 0 | 0 | 0 | 0 | 0 | 0 | 0 | 0 | 0 | 0 | 0 | 0 | 0 | 0 | 0 | 0 | 0 | 0 | 0 | 0 | 0 | 0 | 0 | 0 | 0 | 0 | 0 | 0 | 0 | 0
F9_Industrial_Petroleum_New_Space Heating_Natural Gas_Insulation - Roof/Ceiling_A_Achievable Technical Potential | F9 | Industrial | Petroleum | New | Space Heating | Natural Gas | Insulation - Roof/Ceiling | A | Incremental Winter Peak Savings (MW) | Achievable Technical Potential | 0 | 0 | 0 | 0 | 0 | 0 | 0 | 0 | 0 | 0 | 0 | 0 | 0 | 0 | 0 | 0 | 0 | 0 | 0 | 0 | 0 | 0 | 0 | 0 | 0 | 0 | 0 | 0 | 0 | 0 | 0
F10_Industrial_Petroleum_New_Space Heating_Natural Gas_Insulation - Roof/Ceiling_A_Achievable Technical Potential | F10 | Industrial | Petroleum | New | Space Heating | Natural Gas | Insulation - Roof/Ceiling | A | Cumulative Energy Savings (MWh or mTherms) | Achievable Technical Potential | 0 | 0 | 0 | 0 | 0 | 0 | 0 | 0 | 0 | 0 | 0 | 0 | 0 | 0 | 0 | 0 | 0 | 0 | 0 | 0 | 0 | 0 | 0 | 0 | 0 | 0 | 0 | 0 | 0 | 0 | 0
F11_Industrial_Petroleum_New_Space Heating_Natural Gas_Insulation - Roof/Ceiling_A_Achievable Technical Potential | F11 | Industrial | Petroleum | New | Space Heating | Natural Gas | Insulation - Roof/Ceiling | A | Cumulative Summer Peak Savings (MW) | Achievable Technical Potential | 0 | 0 | 0 | 0 | 0 | 0 | 0 | 0 | 0 | 0 | 0 | 0 | 0 | 0 | 0 | 0 | 0 | 0 | 0 | 0 | 0 | 0 | 0 | 0 | 0 | 0 | 0 | 0 | 0 | 0 | 0
F12_Industrial_Petroleum_New_Space Heating_Natural Gas_Insulation - Roof/Ceiling_A_Achievable Technical Potential | F12 | Industrial | Petroleum | New | Space Heating | Natural Gas | Insulation - Roof/Ceiling | A | Cumulative Winter Peak Savings (MW) | Achievable Technical Potential | 0 | 0 | 0 | 0 | 0 | 0 | 0 | 0 | 0 | 0 | 0 | 0 | 0 | 0 | 0 | 0 | 0 | 0 | 0 | 0 | 0 | 0 | 0 | 0 | 0 | 0 | 0 | 0 | 0 | 0 | 0
F13_Industrial_Petroleum_New_Space Heating_Natural Gas_Insulation - Roof/Ceiling_A_Achievable Technical Potential | F13 | Industrial | Petroleum | New | Space Heating | Natural Gas | Insulation - Roof/Ceiling | A | Purchases (Incremental) | Achievable Technical Potential | 0 | 0 | 0 | 0 | 0 | 0 | 0 | 0 | 0 | 0 | 0 | 0 | 0 | 0 | 0 | 0 | 0 | 0 | 0 | 0 | 0 | 0 | 0 | 0 | 0 | 0 | 0 | 0 | 0 | 0 | 0
F14_Industrial_Petroleum_New_Space Heating_Natural Gas_Insulation - Roof/Ceiling_A_Achievable Technical Potential | F14 | Industrial | Petroleum | New | Space Heating | Natural Gas | Insulation - Roof/Ceiling | A | Purchases (Cumulative) | Achievable Technical Potential | 0 | 0 | 0 | 0 | 0 | 0 | 0 | 0 | 0 | 0 | 0 | 0 | 0 | 0 | 0 | 0 | 0 | 0 | 0 | 0 | 0 | 0 | 0 | 0 | 0 | 0 | 0 | 0 | 0 | 0 | 0
F1_Industrial_Petroleum_New_Space Heating_Natural Gas_Insulation - Wall Cavity_A_Achievable Technical Potential | F1 | Industrial | Petroleum | New | Space Heating | Natural Gas | Insulation - Wall Cavity | A | Original Unit Energy Savings (kWh or therms) | Achievable Technical Potential | 0 | 0 | 0 | 0 | 0 | 0 | 0 | 0 | 0 | 0 | 0 | 0 | 0 | 0 | 0 | 0 | 0 | 0 | 0 | 0 | 0 | 0 | 0 | 0 | 0 | 0 | 0 | 0 | 0 | 0 | 0
F2_Industrial_Petroleum_New_Space Heating_Natural Gas_Insulation - Wall Cavity_A_Achievable Technical Potential | F2 | Industrial | Petroleum | New | Space Heating | Natural Gas | Insulation - Wall Cavity | A | Original Unit Summer Peak Savings (kW) | Achievable Technical Potential | 0 | 0 | 0 | 0 | 0 | 0 | 0 | 0 | 0 | 0 | 0 | 0 | 0 | 0 | 0 | 0 | 0 | 0 | 0 | 0 | 0 | 0 | 0 | 0 | 0 | 0 | 0 | 0 | 0 | 0 | 0
F3_Industrial_Petroleum_New_Space Heating_Natural Gas_Insulation - Wall Cavity_A_Achievable Technical Potential | F3 | Industrial | Petroleum | New | Space Heating | Natural Gas | Insulation - Wall Cavity | A | Original Unit Winter Peak Savings (kW) | Achievable Technical Potential | 0 | 0 | 0 | 0 | 0 | 0 | 0 | 0 | 0 | 0 | 0 | 0 | 0 | 0 | 0 | 0 | 0 | 0 | 0 | 0 | 0 | 0 | 0 | 0 | 0 | 0 | 0 | 0 | 0 | 0 | 0
F4_Industrial_Petroleum_New_Space Heating_Natural Gas_Insulation - Wall Cavity_A_Achievable Technical Potential | F4 | Industrial | Petroleum | New | Space Heating | Natural Gas | Insulation - Wall Cavity | A | Standalone Impact on Baseline Energy (%) | Achievable Technical Potential | 0% | 0% | 0% | 0% | 0% | 0% | 0% | 0% | 0% | 0% | 0% | 0% | 0% | 0% | 0% | 0% | 0% | 0% | 0% | 0% | 0% | 0% | 0% | 0% | 0 | 0 | 0 | 0 | 0 | 0 | 0
F5_Industrial_Petroleum_New_Space Heating_Natural Gas_Insulation - Wall Cavity_A_Achievable Technical Potential | F5 | Industrial | Petroleum | New | Space Heating | Natural Gas | Insulation - Wall Cavity | A | Standalone Impact on Baseline Summer Peak (%) | Achievable Technical Potential | 0% | 0% | 0% | 0% | 0% | 0% | 0% | 0% | 0% | 0% | 0% | 0% | 0% | 0% | 0% | 0% | 0% | 0% | 0% | 0% | 0% | 0% | 0% | 0% | 0 | 0 | 0 | 0 | 0 | 0 | 0
F6_Industrial_Petroleum_New_Space Heating_Natural Gas_Insulation - Wall Cavity_A_Achievable Technical Potential | F6 | Industrial | Petroleum | New | Space Heating | Natural Gas | Insulation - Wall Cavity | A | Standalone Impact on Baseline Winter Peak (%) | Achievable Technical Potential | 0% | 0% | 0% | 0% | 0% | 0% | 0% | 0% | 0% | 0% | 0% | 0% | 0% | 0% | 0% | 0% | 0% | 0% | 0% | 0% | 0% | 0% | 0% | 0% | 0 | 0 | 0 | 0 | 0 | 0 | 0
F7_Industrial_Petroleum_New_Space Heating_Natural Gas_Insulation - Wall Cavity_A_Achievable Technical Potential | F7 | Industrial | Petroleum | New | Space Heating | Natural Gas | Insulation - Wall Cavity | A | Incremental Energy Savings (MWh or mTherms) | Achievable Technical Potential | 0 | 0 | 0 | 0 | 0 | 0 | 0 | 0 | 0 | 0 | 0 | 0 | 0 | 0 | 0 | 0 | 0 | 0 | 0 | 0 | 0 | 0 | 0 | 0 | 0 | 0 | 0 | 0 | 0 | 0 | 0
F8_Industrial_Petroleum_New_Space Heating_Natural Gas_Insulation - Wall Cavity_A_Achievable Technical Potential | F8 | Industrial | Petroleum | New | Space Heating | Natural Gas | Insulation - Wall Cavity | A | Incremental Summer Peak Savings (MW) | Achievable Technical Potential | 0 | 0 | 0 | 0 | 0 | 0 | 0 | 0 | 0 | 0 | 0 | 0 | 0 | 0 | 0 | 0 | 0 | 0 | 0 | 0 | 0 | 0 | 0 | 0 | 0 | 0 | 0 | 0 | 0 | 0 | 0
F9_Industrial_Petroleum_New_Space Heating_Natural Gas_Insulation - Wall Cavity_A_Achievable Technical Potential | F9 | Industrial | Petroleum | New | Space Heating | Natural Gas | Insulation - Wall Cavity | A | Incremental Winter Peak Savings (MW) | Achievable Technical Potential | 0 | 0 | 0 | 0 | 0 | 0 | 0 | 0 | 0 | 0 | 0 | 0 | 0 | 0 | 0 | 0 | 0 | 0 | 0 | 0 | 0 | 0 | 0 | 0 | 0 | 0 | 0 | 0 | 0 | 0 | 0
F10_Industrial_Petroleum_New_Space Heating_Natural Gas_Insulation - Wall Cavity_A_Achievable Technical Potential | F10 | Industrial | Petroleum | New | Space Heating | Natural Gas | Insulation - Wall Cavity | A | Cumulative Energy Savings (MWh or mTherms) | Achievable Technical Potential | 0 | 0 | 0 | 0 | 0 | 0 | 0 | 0 | 0 | 0 | 0 | 0 | 0 | 0 | 0 | 0 | 0 | 0 | 0 | 0 | 0 | 0 | 0 | 0 | 0 | 0 | 0 | 0 | 0 | 0 | 0
F11_Industrial_Petroleum_New_Space Heating_Natural Gas_Insulation - Wall Cavity_A_Achievable Technical Potential | F11 | Industrial | Petroleum | New | Space Heating | Natural Gas | Insulation - Wall Cavity | A | Cumulative Summer Peak Savings (MW) | Achievable Technical Potential | 0 | 0 | 0 | 0 | 0 | 0 | 0 | 0 | 0 | 0 | 0 | 0 | 0 | 0 | 0 | 0 | 0 | 0 | 0 | 0 | 0 | 0 | 0 | 0 | 0 | 0 | 0 | 0 | 0 | 0 | 0
F12_Industrial_Petroleum_New_Space Heating_Natural Gas_Insulation - Wall Cavity_A_Achievable Technical Potential | F12 | Industrial | Petroleum | New | Space Heating | Natural Gas | Insulation - Wall Cavity | A | Cumulative Winter Peak Savings (MW) | Achievable Technical Potential | 0 | 0 | 0 | 0 | 0 | 0 | 0 | 0 | 0 | 0 | 0 | 0 | 0 | 0 | 0 | 0 | 0 | 0 | 0 | 0 | 0 | 0 | 0 | 0 | 0 | 0 | 0 | 0 | 0 | 0 | 0
F13_Industrial_Petroleum_New_Space Heating_Natural Gas_Insulation - Wall Cavity_A_Achievable Technical Potential | F13 | Industrial | Petroleum | New | Space Heating | Natural Gas | Insulation - Wall Cavity | A | Purchases (Incremental) | Achievable Technical Potential | 0 | 0 | 0 | 0 | 0 | 0 | 0 | 0 | 0 | 0 | 0 | 0 | 0 | 0 | 0 | 0 | 0 | 0 | 0 | 0 | 0 | 0 | 0 | 0 | 0 | 0 | 0 | 0 | 0 | 0 | 0
F14_Industrial_Petroleum_New_Space Heating_Natural Gas_Insulation - Wall Cavity_A_Achievable Technical Potential | F14 | Industrial | Petroleum | New | Space Heating | Natural Gas | Insulation - Wall Cavity | A | Purchases (Cumulative) | Achievable Technical Potential | 0 | 0 | 0 | 0 | 0 | 0 | 0 | 0 | 0 | 0 | 0 | 0 | 0 | 0 | 0 | 0 | 0 | 0 | 0 | 0 | 0 | 0 | 0 | 0 | 0 | 0 | 0 | 0 | 0 | 0 | 0
F1_Industrial_Petroleum_New_Space Heating_Natural Gas_Insulation - Ducting_A_Achievable Technical Potential | F1 | Industrial | Petroleum | New | Space Heating | Natural Gas | Insulation - Ducting | A | Original Unit Energy Savings (kWh or therms) | Achievable Technical Potential | 0 | 0 | 0 | 0 | 0 | 0 | 0 | 0 | 0 | 0 | 0 | 0 | 0 | 0 | 0 | 0 | 0 | 0 | 0 | 0 | 0 | 0 | 0 | 0 | 0 | 0 | 0 | 0 | 0 | 0 | 0
F2_Industrial_Petroleum_New_Space Heating_Natural Gas_Insulation - Ducting_A_Achievable Technical Potential | F2 | Industrial | Petroleum | New | Space Heating | Natural Gas | Insulation - Ducting | A | Original Unit Summer Peak Savings (kW) | Achievable Technical Potential | 0 | 0 | 0 | 0 | 0 | 0 | 0 | 0 | 0 | 0 | 0 | 0 | 0 | 0 | 0 | 0 | 0 | 0 | 0 | 0 | 0 | 0 | 0 | 0 | 0 | 0 | 0 | 0 | 0 | 0 | 0
F3_Industrial_Petroleum_New_Space Heating_Natural Gas_Insulation - Ducting_A_Achievable Technical Potential | F3 | Industrial | Petroleum | New | Space Heating | Natural Gas | Insulation - Ducting | A | Original Unit Winter Peak Savings (kW) | Achievable Technical Potential | 0 | 0 | 0 | 0 | 0 | 0 | 0 | 0 | 0 | 0 | 0 | 0 | 0 | 0 | 0 | 0 | 0 | 0 | 0 | 0 | 0 | 0 | 0 | 0 | 0 | 0 | 0 | 0 | 0 | 0 | 0
F4_Industrial_Petroleum_New_Space Heating_Natural Gas_Insulation - Ducting_A_Achievable Technical Potential | F4 | Industrial | Petroleum | New | Space Heating | Natural Gas | Insulation - Ducting | A | Standalone Impact on Baseline Energy (%) | Achievable Technical Potential | 0% | 0% | 0% | 0% | 0% | 0% | 0% | 0% | 0% | 0% | 0% | 0% | 0% | 0% | 0% | 0% | 0% | 0% | 0% | 0% | 0% | 0% | 0% | 0% | 0 | 0 | 0 | 0 | 0 | 0 | 0
F5_Industrial_Petroleum_New_Space Heating_Natural Gas_Insulation - Ducting_A_Achievable Technical Potential | F5 | Industrial | Petroleum | New | Space Heating | Natural Gas | Insulation - Ducting | A | Standalone Impact on Baseline Summer Peak (%) | Achievable Technical Potential | 0% | 0% | 0% | 0% | 0% | 0% | 0% | 0% | 0% | 0% | 0% | 0% | 0% | 0% | 0% | 0% | 0% | 0% | 0% | 0% | 0% | 0% | 0% | 0% | 0 | 0 | 0 | 0 | 0 | 0 | 0
F6_Industrial_Petroleum_New_Space Heating_Natural Gas_Insulation - Ducting_A_Achievable Technical Potential | F6 | Industrial | Petroleum | New | Space Heating | Natural Gas | Insulation - Ducting | A | Standalone Impact on Baseline Winter Peak (%) | Achievable Technical Potential | 0% | 0% | 0% | 0% | 0% | 0% | 0% | 0% | 0% | 0% | 0% | 0% | 0% | 0% | 0% | 0% | 0% | 0% | 0% | 0% | 0% | 0% | 0% | 0% | 0 | 0 | 0 | 0 | 0 | 0 | 0
F7_Industrial_Petroleum_New_Space Heating_Natural Gas_Insulation - Ducting_A_Achievable Technical Potential | F7 | Industrial | Petroleum | New | Space Heating | Natural Gas | Insulation - Ducting | A | Incremental Energy Savings (MWh or mTherms) | Achievable Technical Potential | 0 | 0 | 0 | 0 | 0 | 0 | 0 | 0 | 0 | 0 | 0 | 0 | 0 | 0 | 0 | 0 | 0 | 0 | 0 | 0 | 0 | 0 | 0 | 0 | 0 | 0 | 0 | 0 | 0 | 0 | 0
F8_Industrial_Petroleum_New_Space Heating_Natural Gas_Insulation - Ducting_A_Achievable Technical Potential | F8 | Industrial | Petroleum | New | Space Heating | Natural Gas | Insulation - Ducting | A | Incremental Summer Peak Savings (MW) | Achievable Technical Potential | 0 | 0 | 0 | 0 | 0 | 0 | 0 | 0 | 0 | 0 | 0 | 0 | 0 | 0 | 0 | 0 | 0 | 0 | 0 | 0 | 0 | 0 | 0 | 0 | 0 | 0 | 0 | 0 | 0 | 0 | 0
F9_Industrial_Petroleum_New_Space Heating_Natural Gas_Insulation - Ducting_A_Achievable Technical Potential | F9 | Industrial | Petroleum | New | Space Heating | Natural Gas | Insulation - Ducting | A | Incremental Winter Peak Savings (MW) | Achievable Technical Potential | 0 | 0 | 0 | 0 | 0 | 0 | 0 | 0 | 0 | 0 | 0 | 0 | 0 | 0 | 0 | 0 | 0 | 0 | 0 | 0 | 0 | 0 | 0 | 0 | 0 | 0 | 0 | 0 | 0 | 0 | 0
F10_Industrial_Petroleum_New_Space Heating_Natural Gas_Insulation - Ducting_A_Achievable Technical Potential | F10 | Industrial | Petroleum | New | Space Heating | Natural Gas | Insulation - Ducting | A | Cumulative Energy Savings (MWh or mTherms) | Achievable Technical Potential | 0 | 0 | 0 | 0 | 0 | 0 | 0 | 0 | 0 | 0 | 0 | 0 | 0 | 0 | 0 | 0 | 0 | 0 | 0 | 0 | 0 | 0 | 0 | 0 | 0 | 0 | 0 | 0 | 0 | 0 | 0
F11_Industrial_Petroleum_New_Space Heating_Natural Gas_Insulation - Ducting_A_Achievable Technical Potential | F11 | Industrial | Petroleum | New | Space Heating | Natural Gas | Insulation - Ducting | A | Cumulative Summer Peak Savings (MW) | Achievable Technical Potential | 0 | 0 | 0 | 0 | 0 | 0 | 0 | 0 | 0 | 0 | 0 | 0 | 0 | 0 | 0 | 0 | 0 | 0 | 0 | 0 | 0 | 0 | 0 | 0 | 0 | 0 | 0 | 0 | 0 | 0 | 0
F12_Industrial_Petroleum_New_Space Heating_Natural Gas_Insulation - Ducting_A_Achievable Technical Potential | F12 | Industrial | Petroleum | New | Space Heating | Natural Gas | Insulation - Ducting | A | Cumulative Winter Peak Savings (MW) | Achievable Technical Potential | 0 | 0 | 0 | 0 | 0 | 0 | 0 | 0 | 0 | 0 | 0 | 0 | 0 | 0 | 0 | 0 | 0 | 0 | 0 | 0 | 0 | 0 | 0 | 0 | 0 | 0 | 0 | 0 | 0 | 0 | 0
F13_Industrial_Petroleum_New_Space Heating_Natural Gas_Insulation - Ducting_A_Achievable Technical Potential | F13 | Industrial | Petroleum | New | Space Heating | Natural Gas | Insulation - Ducting | A | Purchases (Incremental) | Achievable Technical Potential | 0 | 0 | 0 | 0 | 0 | 0 | 0 | 0 | 0 | 0 | 0 | 0 | 0 | 0 | 0 | 0 | 0 | 0 | 0 | 0 | 0 | 0 | 0 | 0 | 0 | 0 | 0 | 0 | 0 | 0 | 0
F14_Industrial_Petroleum_New_Space Heating_Natural Gas_Insulation - Ducting_A_Achievable Technical Potential | F14 | Industrial | Petroleum | New | Space Heating | Natural Gas | Insulation - Ducting | A | Purchases (Cumulative) | Achievable Technical Potential | 0 | 0 | 0 | 0 | 0 | 0 | 0 | 0 | 0 | 0 | 0 | 0 | 0 | 0 | 0 | 0 | 0 | 0 | 0 | 0 | 0 | 0 | 0 | 0 | 0 | 0 | 0 | 0 | 0 | 0 | 0
F1_Industrial_Petroleum_New_Space Heating_Natural Gas_HVAC - Duct Repair and Sealing_A_Achievable Technical Potential | F1 | Industrial | Petroleum | New | Space Heating | Natural Gas | HVAC - Duct Repair and Sealing | A | Original Unit Energy Savings (kWh or therms) | Achievable Technical Potential | 0 | 0 | 0 | 0 | 0 | 0 | 0 | 0 | 0 | 0 | 0 | 0 | 0 | 0 | 0 | 0 | 0 | 0 | 0 | 0 | 0 | 0 | 0 | 0 | 0 | 0 | 0 | 0 | 0 | 0 | 0
F2_Industrial_Petroleum_New_Space Heating_Natural Gas_HVAC - Duct Repair and Sealing_A_Achievable Technical Potential | F2 | Industrial | Petroleum | New | Space Heating | Natural Gas | HVAC - Duct Repair and Sealing | A | Original Unit Summer Peak Savings (kW) | Achievable Technical Potential | 0 | 0 | 0 | 0 | 0 | 0 | 0 | 0 | 0 | 0 | 0 | 0 | 0 | 0 | 0 | 0 | 0 | 0 | 0 | 0 | 0 | 0 | 0 | 0 | 0 | 0 | 0 | 0 | 0 | 0 | 0
F3_Industrial_Petroleum_New_Space Heating_Natural Gas_HVAC - Duct Repair and Sealing_A_Achievable Technical Potential | F3 | Industrial | Petroleum | New | Space Heating | Natural Gas | HVAC - Duct Repair and Sealing | A | Original Unit Winter Peak Savings (kW) | Achievable Technical Potential | 0 | 0 | 0 | 0 | 0 | 0 | 0 | 0 | 0 | 0 | 0 | 0 | 0 | 0 | 0 | 0 | 0 | 0 | 0 | 0 | 0 | 0 | 0 | 0 | 0 | 0 | 0 | 0 | 0 | 0 | 0
F4_Industrial_Petroleum_New_Space Heating_Natural Gas_HVAC - Duct Repair and Sealing_A_Achievable Technical Potential | F4 | Industrial | Petroleum | New | Space Heating | Natural Gas | HVAC - Duct Repair and Sealing | A | Standalone Impact on Baseline Energy (%) | Achievable Technical Potential | 0% | 0% | 0% | 0% | 0% | 0% | 0% | 0% | 0% | 0% | 0% | 0% | 0% | 0% | 0% | 0% | 0% | 0% | 0% | 0% | 0% | 0% | 0% | 0% | 0 | 0 | 0 | 0 | 0 | 0 | 0
F5_Industrial_Petroleum_New_Space Heating_Natural Gas_HVAC - Duct Repair and Sealing_A_Achievable Technical Potential | F5 | Industrial | Petroleum | New | Space Heating | Natural Gas | HVAC - Duct Repair and Sealing | A | Standalone Impact on Baseline Summer Peak (%) | Achievable Technical Potential | 0% | 0% | 0% | 0% | 0% | 0% | 0% | 0% | 0% | 0% | 0% | 0% | 0% | 0% | 0% | 0% | 0% | 0% | 0% | 0% | 0% | 0% | 0% | 0% | 0 | 0 | 0 | 0 | 0 | 0 | 0
F6_Industrial_Petroleum_New_Space Heating_Natural Gas_HVAC - Duct Repair and Sealing_A_Achievable Technical Potential | F6 | Industrial | Petroleum | New | Space Heating | Natural Gas | HVAC - Duct Repair and Sealing | A | Standalone Impact on Baseline Winter Peak (%) | Achievable Technical Potential | 0% | 0% | 0% | 0% | 0% | 0% | 0% | 0% | 0% | 0% | 0% | 0% | 0% | 0% | 0% | 0% | 0% | 0% | 0% | 0% | 0% | 0% | 0% | 0% | 0 | 0 | 0 | 0 | 0 | 0 | 0
F7_Industrial_Petroleum_New_Space Heating_Natural Gas_HVAC - Duct Repair and Sealing_A_Achievable Technical Potential | F7 | Industrial | Petroleum | New | Space Heating | Natural Gas | HVAC - Duct Repair and Sealing | A | Incremental Energy Savings (MWh or mTherms) | Achievable Technical Potential | 0 | 0 | 0 | 0 | 0 | 0 | 0 | 0 | 0 | 0 | 0 | 0 | 0 | 0 | 0 | 0 | 0 | 0 | 0 | 0 | 0 | 0 | 0 | 0 | 0 | 0 | 0 | 0 | 0 | 0 | 0
F8_Industrial_Petroleum_New_Space Heating_Natural Gas_HVAC - Duct Repair and Sealing_A_Achievable Technical Potential | F8 | Industrial | Petroleum | New | Space Heating | Natural Gas | HVAC - Duct Repair and Sealing | A | Incremental Summer Peak Savings (MW) | Achievable Technical Potential | 0 | 0 | 0 | 0 | 0 | 0 | 0 | 0 | 0 | 0 | 0 | 0 | 0 | 0 | 0 | 0 | 0 | 0 | 0 | 0 | 0 | 0 | 0 | 0 | 0 | 0 | 0 | 0 | 0 | 0 | 0
F9_Industrial_Petroleum_New_Space Heating_Natural Gas_HVAC - Duct Repair and Sealing_A_Achievable Technical Potential | F9 | Industrial | Petroleum | New | Space Heating | Natural Gas | HVAC - Duct Repair and Sealing | A | Incremental Winter Peak Savings (MW) | Achievable Technical Potential | 0 | 0 | 0 | 0 | 0 | 0 | 0 | 0 | 0 | 0 | 0 | 0 | 0 | 0 | 0 | 0 | 0 | 0 | 0 | 0 | 0 | 0 | 0 | 0 | 0 | 0 | 0 | 0 | 0 | 0 | 0
F10_Industrial_Petroleum_New_Space Heating_Natural Gas_HVAC - Duct Repair and Sealing_A_Achievable Technical Potential | F10 | Industrial | Petroleum | New | Space Heating | Natural Gas | HVAC - Duct Repair and Sealing | A | Cumulative Energy Savings (MWh or mTherms) | Achievable Technical Potential | 0 | 0 | 0 | 0 | 0 | 0 | 0 | 0 | 0 | 0 | 0 | 0 | 0 | 0 | 0 | 0 | 0 | 0 | 0 | 0 | 0 | 0 | 0 | 0 | 0 | 0 | 0 | 0 | 0 | 0 | 0
F11_Industrial_Petroleum_New_Space Heating_Natural Gas_HVAC - Duct Repair and Sealing_A_Achievable Technical Potential | F11 | Industrial | Petroleum | New | Space Heating | Natural Gas | HVAC - Duct Repair and Sealing | A | Cumulative Summer Peak Savings (MW) | Achievable Technical Potential | 0 | 0 | 0 | 0 | 0 | 0 | 0 | 0 | 0 | 0 | 0 | 0 | 0 | 0 | 0 | 0 | 0 | 0 | 0 | 0 | 0 | 0 | 0 | 0 | 0 | 0 | 0 | 0 | 0 | 0 | 0
F12_Industrial_Petroleum_New_Space Heating_Natural Gas_HVAC - Duct Repair and Sealing_A_Achievable Technical Potential | F12 | Industrial | Petroleum | New | Space Heating | Natural Gas | HVAC - Duct Repair and Sealing | A | Cumulative Winter Peak Savings (MW) | Achievable Technical Potential | 0 | 0 | 0 | 0 | 0 | 0 | 0 | 0 | 0 | 0 | 0 | 0 | 0 | 0 | 0 | 0 | 0 | 0 | 0 | 0 | 0 | 0 | 0 | 0 | 0 | 0 | 0 | 0 | 0 | 0 | 0
F13_Industrial_Petroleum_New_Space Heating_Natural Gas_HVAC - Duct Repair and Sealing_A_Achievable Technical Potential | F13 | Industrial | Petroleum | New | Space Heating | Natural Gas | HVAC - Duct Repair and Sealing | A | Purchases (Incremental) | Achievable Technical Potential | 0 | 0 | 0 | 0 | 0 | 0 | 0 | 0 | 0 | 0 | 0 | 0 | 0 | 0 | 0 | 0 | 0 | 0 | 0 | 0 | 0 | 0 | 0 | 0 | 0 | 0 | 0 | 0 | 0 | 0 | 0
F14_Industrial_Petroleum_New_Space Heating_Natural Gas_HVAC - Duct Repair and Sealing_A_Achievable Technical Potential | F14 | Industrial | Petroleum | New | Space Heating | Natural Gas | HVAC - Duct Repair and Sealing | A | Purchases (Cumulative) | Achievable Technical Potential | 0 | 0 | 0 | 0 | 0 | 0 | 0 | 0 | 0 | 0 | 0 | 0 | 0 | 0 | 0 | 0 | 0 | 0 | 0 | 0 | 0 | 0 | 0 | 0 | 0 | 0 | 0 | 0 | 0 | 0 | 0
F1_Industrial_Petroleum_New_Space Heating_Natural Gas_Windows - High Efficiency_A_Achievable Technical Potential | F1 | Industrial | Petroleum | New | Space Heating | Natural Gas | Windows - High Efficiency | A | Original Unit Energy Savings (kWh or therms) | Achievable Technical Potential | 0 | 0 | 0 | 0 | 0 | 0 | 0 | 0 | 0 | 0 | 0 | 0 | 0 | 0 | 0 | 0 | 0 | 0 | 0 | 0 | 0 | 0 | 0 | 0 | 0 | 0 | 0 | 0 | 0 | 0 | 0
F2_Industrial_Petroleum_New_Space Heating_Natural Gas_Windows - High Efficiency_A_Achievable Technical Potential | F2 | Industrial | Petroleum | New | Space Heating | Natural Gas | Windows - High Efficiency | A | Original Unit Summer Peak Savings (kW) | Achievable Technical Potential | 0 | 0 | 0 | 0 | 0 | 0 | 0 | 0 | 0 | 0 | 0 | 0 | 0 | 0 | 0 | 0 | 0 | 0 | 0 | 0 | 0 | 0 | 0 | 0 | 0 | 0 | 0 | 0 | 0 | 0 | 0
F3_Industrial_Petroleum_New_Space Heating_Natural Gas_Windows - High Efficiency_A_Achievable Technical Potential | F3 | Industrial | Petroleum | New | Space Heating | Natural Gas | Windows - High Efficiency | A | Original Unit Winter Peak Savings (kW) | Achievable Technical Potential | 0 | 0 | 0 | 0 | 0 | 0 | 0 | 0 | 0 | 0 | 0 | 0 | 0 | 0 | 0 | 0 | 0 | 0 | 0 | 0 | 0 | 0 | 0 | 0 | 0 | 0 | 0 | 0 | 0 | 0 | 0
F4_Industrial_Petroleum_New_Space Heating_Natural Gas_Windows - High Efficiency_A_Achievable Technical Potential | F4 | Industrial | Petroleum | New | Space Heating | Natural Gas | Windows - High Efficiency | A | Standalone Impact on Baseline Energy (%) | Achievable Technical Potential | 0% | 0% | 0% | 0% | 0% | 0% | 0% | 0% | 0% | 0% | 0% | 0% | 0% | 0% | 0% | 0% | 0% | 0% | 0% | 0% | 0% | 0% | 0% | 0% | 0 | 0 | 0 | 0 | 0 | 0 | 0
F5_Industrial_Petroleum_New_Space Heating_Natural Gas_Windows - High Efficiency_A_Achievable Technical Potential | F5 | Industrial | Petroleum | New | Space Heating | Natural Gas | Windows - High Efficiency | A | Standalone Impact on Baseline Summer Peak (%) | Achievable Technical Potential | 0% | 0% | 0% | 0% | 0% | 0% | 0% | 0% | 0% | 0% | 0% | 0% | 0% | 0% | 0% | 0% | 0% | 0% | 0% | 0% | 0% | 0% | 0% | 0% | 0 | 0 | 0 | 0 | 0 | 0 | 0
F6_Industrial_Petroleum_New_Space Heating_Natural Gas_Windows - High Efficiency_A_Achievable Technical Potential | F6 | Industrial | Petroleum | New | Space Heating | Natural Gas | Windows - High Efficiency | A | Standalone Impact on Baseline Winter Peak (%) | Achievable Technical Potential | 0% | 0% | 0% | 0% | 0% | 0% | 0% | 0% | 0% | 0% | 0% | 0% | 0% | 0% | 0% | 0% | 0% | 0% | 0% | 0% | 0% | 0% | 0% | 0% | 0 | 0 | 0 | 0 | 0 | 0 | 0
F7_Industrial_Petroleum_New_Space Heating_Natural Gas_Windows - High Efficiency_A_Achievable Technical Potential | F7 | Industrial | Petroleum | New | Space Heating | Natural Gas | Windows - High Efficiency | A | Incremental Energy Savings (MWh or mTherms) | Achievable Technical Potential | 0 | 0 | 0 | 0 | 0 | 0 | 0 | 0 | 0 | 0 | 0 | 0 | 0 | 0 | 0 | 0 | 0 | 0 | 0 | 0 | 0 | 0 | 0 | 0 | 0 | 0 | 0 | 0 | 0 | 0 | 0
F8_Industrial_Petroleum_New_Space Heating_Natural Gas_Windows - High Efficiency_A_Achievable Technical Potential | F8 | Industrial | Petroleum | New | Space Heating | Natural Gas | Windows - High Efficiency | A | Incremental Summer Peak Savings (MW) | Achievable Technical Potential | 0 | 0 | 0 | 0 | 0 | 0 | 0 | 0 | 0 | 0 | 0 | 0 | 0 | 0 | 0 | 0 | 0 | 0 | 0 | 0 | 0 | 0 | 0 | 0 | 0 | 0 | 0 | 0 | 0 | 0 | 0
F9_Industrial_Petroleum_New_Space Heating_Natural Gas_Windows - High Efficiency_A_Achievable Technical Potential | F9 | Industrial | Petroleum | New | Space Heating | Natural Gas | Windows - High Efficiency | A | Incremental Winter Peak Savings (MW) | Achievable Technical Potential | 0 | 0 | 0 | 0 | 0 | 0 | 0 | 0 | 0 | 0 | 0 | 0 | 0 | 0 | 0 | 0 | 0 | 0 | 0 | 0 | 0 | 0 | 0 | 0 | 0 | 0 | 0 | 0 | 0 | 0 | 0
F10_Industrial_Petroleum_New_Space Heating_Natural Gas_Windows - High Efficiency_A_Achievable Technical Potential | F10 | Industrial | Petroleum | New | Space Heating | Natural Gas | Windows - High Efficiency | A | Cumulative Energy Savings (MWh or mTherms) | Achievable Technical Potential | 0 | 0 | 0 | 0 | 0 | 0 | 0 | 0 | 0 | 0 | 0 | 0 | 0 | 0 | 0 | 0 | 0 | 0 | 0 | 0 | 0 | 0 | 0 | 0 | 0 | 0 | 0 | 0 | 0 | 0 | 0
F11_Industrial_Petroleum_New_Space Heating_Natural Gas_Windows - High Efficiency_A_Achievable Technical Potential | F11 | Industrial | Petroleum | New | Space Heating | Natural Gas | Windows - High Efficiency | A | Cumulative Summer Peak Savings (MW) | Achievable Technical Potential | 0 | 0 | 0 | 0 | 0 | 0 | 0 | 0 | 0 | 0 | 0 | 0 | 0 | 0 | 0 | 0 | 0 | 0 | 0 | 0 | 0 | 0 | 0 | 0 | 0 | 0 | 0 | 0 | 0 | 0 | 0
F12_Industrial_Petroleum_New_Space Heating_Natural Gas_Windows - High Efficiency_A_Achievable Technical Potential | F12 | Industrial | Petroleum | New | Space Heating | Natural Gas | Windows - High Efficiency | A | Cumulative Winter Peak Savings (MW) | Achievable Technical Potential | 0 | 0 | 0 | 0 | 0 | 0 | 0 | 0 | 0 | 0 | 0 | 0 | 0 | 0 | 0 | 0 | 0 | 0 | 0 | 0 | 0 | 0 | 0 | 0 | 0 | 0 | 0 | 0 | 0 | 0 | 0
F13_Industrial_Petroleum_New_Space Heating_Natural Gas_Windows - High Efficiency_A_Achievable Technical Potential | F13 | Industrial | Petroleum | New | Space Heating | Natural Gas | Windows - High Efficiency | A | Purchases (Incremental) | Achievable Technical Potential | 0 | 0 | 0 | 0 | 0 | 0 | 0 | 0 | 0 | 0 | 0 | 0 | 0 | 0 | 0 | 0 | 0 | 0 | 0 | 0 | 0 | 0 | 0 | 0 | 0 | 0 | 0 | 0 | 0 | 0 | 0
F14_Industrial_Petroleum_New_Space Heating_Natural Gas_Windows - High Efficiency_A_Achievable Technical Potential | F14 | Industrial | Petroleum | New | Space Heating | Natural Gas | Windows - High Efficiency | A | Purchases (Cumulative) | Achievable Technical Potential | 0 | 0 | 0 | 0 | 0 | 0 | 0 | 0 | 0 | 0 | 0 | 0 | 0 | 0 | 0 | 0 | 0 | 0 | 0 | 0 | 0 | 0 | 0 | 0 | 0 | 0 | 0 | 0 | 0 | 0 | 0
F1_Industrial_Petroleum_New_Space Heating_Natural Gas_Gas Boiler - Maintenance_A_Achievable Technical Potential | F1 | Industrial | Petroleum | New | Space Heating | Natural Gas | Gas Boiler - Maintenance | A | Original Unit Energy Savings (kWh or therms) | Achievable Technical Potential | 0 | 0 | 0 | 0 | 0 | 0 | 0 | 0 | 0 | 0 | 0 | 0 | 0 | 0 | 0 | 0 | 0 | 0 | 0 | 0 | 0 | 0 | 0 | 0 | 0 | 0 | 0 | 0 | 0 | 0 | 0
F2_Industrial_Petroleum_New_Space Heating_Natural Gas_Gas Boiler - Maintenance_A_Achievable Technical Potential | F2 | Industrial | Petroleum | New | Space Heating | Natural Gas | Gas Boiler - Maintenance | A | Original Unit Summer Peak Savings (kW) | Achievable Technical Potential | 0 | 0 | 0 | 0 | 0 | 0 | 0 | 0 | 0 | 0 | 0 | 0 | 0 | 0 | 0 | 0 | 0 | 0 | 0 | 0 | 0 | 0 | 0 | 0 | 0 | 0 | 0 | 0 | 0 | 0 | 0
F3_Industrial_Petroleum_New_Space Heating_Natural Gas_Gas Boiler - Maintenance_A_Achievable Technical Potential | F3 | Industrial | Petroleum | New | Space Heating | Natural Gas | Gas Boiler - Maintenance | A | Original Unit Winter Peak Savings (kW) | Achievable Technical Potential | 0 | 0 | 0 | 0 | 0 | 0 | 0 | 0 | 0 | 0 | 0 | 0 | 0 | 0 | 0 | 0 | 0 | 0 | 0 | 0 | 0 | 0 | 0 | 0 | 0 | 0 | 0 | 0 | 0 | 0 | 0
F4_Industrial_Petroleum_New_Space Heating_Natural Gas_Gas Boiler - Maintenance_A_Achievable Technical Potential | F4 | Industrial | Petroleum | New | Space Heating | Natural Gas | Gas Boiler - Maintenance | A | Standalone Impact on Baseline Energy (%) | Achievable Technical Potential | 0% | 0% | 0% | 0% | 0% | 0% | 0% | 0% | 0% | 0% | 0% | 0% | 0% | 0% | 0% | 0% | 0% | 0% | 0% | 0% | 0% | 0% | 0% | 0% | 0 | 0 | 0 | 0 | 0 | 0 | 0
F5_Industrial_Petroleum_New_Space Heating_Natural Gas_Gas Boiler - Maintenance_A_Achievable Technical Potential | F5 | Industrial | Petroleum | New | Space Heating | Natural Gas | Gas Boiler - Maintenance | A | Standalone Impact on Baseline Summer Peak (%) | Achievable Technical Potential | 0% | 0% | 0% | 0% | 0% | 0% | 0% | 0% | 0% | 0% | 0% | 0% | 0% | 0% | 0% | 0% | 0% | 0% | 0% | 0% | 0% | 0% | 0% | 0% | 0 | 0 | 0 | 0 | 0 | 0 | 0
F6_Industrial_Petroleum_New_Space Heating_Natural Gas_Gas Boiler - Maintenance_A_Achievable Technical Potential | F6 | Industrial | Petroleum | New | Space Heating | Natural Gas | Gas Boiler - Maintenance | A | Standalone Impact on Baseline Winter Peak (%) | Achievable Technical Potential | 0% | 0% | 0% | 0% | 0% | 0% | 0% | 0% | 0% | 0% | 0% | 0% | 0% | 0% | 0% | 0% | 0% | 0% | 0% | 0% | 0% | 0% | 0% | 0% | 0 | 0 | 0 | 0 | 0 | 0 | 0
F7_Industrial_Petroleum_New_Space Heating_Natural Gas_Gas Boiler - Maintenance_A_Achievable Technical Potential | F7 | Industrial | Petroleum | New | Space Heating | Natural Gas | Gas Boiler - Maintenance | A | Incremental Energy Savings (MWh or mTherms) | Achievable Technical Potential | 0 | 0 | 0 | 0 | 0 | 0 | 0 | 0 | 0 | 0 | 0 | 0 | 0 | 0 | 0 | 0 | 0 | 0 | 0 | 0 | 0 | 0 | 0 | 0 | 0 | 0 | 0 | 0 | 0 | 0 | 0
F8_Industrial_Petroleum_New_Space Heating_Natural Gas_Gas Boiler - Maintenance_A_Achievable Technical Potential | F8 | Industrial | Petroleum | New | Space Heating | Natural Gas | Gas Boiler - Maintenance | A | Incremental Summer Peak Savings (MW) | Achievable Technical Potential | 0 | 0 | 0 | 0 | 0 | 0 | 0 | 0 | 0 | 0 | 0 | 0 | 0 | 0 | 0 | 0 | 0 | 0 | 0 | 0 | 0 | 0 | 0 | 0 | 0 | 0 | 0 | 0 | 0 | 0 | 0
F9_Industrial_Petroleum_New_Space Heating_Natural Gas_Gas Boiler - Maintenance_A_Achievable Technical Potential | F9 | Industrial | Petroleum | New | Space Heating | Natural Gas | Gas Boiler - Maintenance | A | Incremental Winter Peak Savings (MW) | Achievable Technical Potential | 0 | 0 | 0 | 0 | 0 | 0 | 0 | 0 | 0 | 0 | 0 | 0 | 0 | 0 | 0 | 0 | 0 | 0 | 0 | 0 | 0 | 0 | 0 | 0 | 0 | 0 | 0 | 0 | 0 | 0 | 0
F10_Industrial_Petroleum_New_Space Heating_Natural Gas_Gas Boiler - Maintenance_A_Achievable Technical Potential | F10 | Industrial | Petroleum | New | Space Heating | Natural Gas | Gas Boiler - Maintenance | A | Cumulative Energy Savings (MWh or mTherms) | Achievable Technical Potential | 0 | 0 | 0 | 0 | 0 | 0 | 0 | 0 | 0 | 0 | 0 | 0 | 0 | 0 | 0 | 0 | 0 | 0 | 0 | 0 | 0 | 0 | 0 | 0 | 0 | 0 | 0 | 0 | 0 | 0 | 0
F11_Industrial_Petroleum_New_Space Heating_Natural Gas_Gas Boiler - Maintenance_A_Achievable Technical Potential | F11 | Industrial | Petroleum | New | Space Heating | Natural Gas | Gas Boiler - Maintenance | A | Cumulative Summer Peak Savings (MW) | Achievable Technical Potential | 0 | 0 | 0 | 0 | 0 | 0 | 0 | 0 | 0 | 0 | 0 | 0 | 0 | 0 | 0 | 0 | 0 | 0 | 0 | 0 | 0 | 0 | 0 | 0 | 0 | 0 | 0 | 0 | 0 | 0 | 0
F12_Industrial_Petroleum_New_Space Heating_Natural Gas_Gas Boiler - Maintenance_A_Achievable Technical Potential | F12 | Industrial | Petroleum | New | Space Heating | Natural Gas | Gas Boiler - Maintenance | A | Cumulative Winter Peak Savings (MW) | Achievable Technical Potential | 0 | 0 | 0 | 0 | 0 | 0 | 0 | 0 | 0 | 0 | 0 | 0 | 0 | 0 | 0 | 0 | 0 | 0 | 0 | 0 | 0 | 0 | 0 | 0 | 0 | 0 | 0 | 0 | 0 | 0 | 0
F13_Industrial_Petroleum_New_Space Heating_Natural Gas_Gas Boiler - Maintenance_A_Achievable Technical Potential | F13 | Industrial | Petroleum | New | Space Heating | Natural Gas | Gas Boiler - Maintenance | A | Purchases (Incremental) | Achievable Technical Potential | 0 | 0 | 0 | 0 | 0 | 0 | 0 | 0 | 0 | 0 | 0 | 0 | 0 | 0 | 0 | 0 | 0 | 0 | 0 | 0 | 0 | 0 | 0 | 0 | 0 | 0 | 0 | 0 | 0 | 0 | 0
F14_Industrial_Petroleum_New_Space Heating_Natural Gas_Gas Boiler - Maintenance_A_Achievable Technical Potential | F14 | Industrial | Petroleum | New | Space Heating | Natural Gas | Gas Boiler - Maintenance | A | Purchases (Cumulative) | Achievable Technical Potential | 0 | 0 | 0 | 0 | 0 | 0 | 0 | 0 | 0 | 0 | 0 | 0 | 0 | 0 | 0 | 0 | 0 | 0 | 0 | 0 | 0 | 0 | 0 | 0 | 0 | 0 | 0 | 0 | 0 | 0 | 0
F1_Industrial_Petroleum_New_Process_Natural Gas_Gas Boiler - Maintenance_A_Achievable Technical Potential | F1 | Industrial | Petroleum | New | Process | Natural Gas | Gas Boiler - Maintenance | A | Original Unit Energy Savings (kWh or therms) | Achievable Technical Potential | 0 | 0 | 0 | 0 | 0 | 536.7637 | 536.7637 | 536.7637 | 536.7637 | 536.7637 | 536.7637 | 536.7637 | 536.7637 | 536.7637 | 536.7637 | 536.7637 | 536.7637 | 536.7637 | 536.7637 | 536.7637 | 536.7637 | 536.7637 | 536.7637 | 536.7637 | 536.7637 | 536.7637 | 536.7637 | 536.7637 | 536.7637 | 536.7637 | 536.7637
F2_Industrial_Petroleum_New_Process_Natural Gas_Gas Boiler - Maintenance_A_Achievable Technical Potential | F2 | Industrial | Petroleum | New | Process | Natural Gas | Gas Boiler - Maintenance | A | Original Unit Summer Peak Savings (kW) | Achievable Technical Potential | 0 | 0 | 0 | 0 | 0 | 0 | 0 | 0 | 0 | 0 | 0 | 0 | 0 | 0 | 0 | 0 | 0 | 0 | 0 | 0 | 0 | 0 | 0 | 0 | 0 | 0 | 0 | 0 | 0 | 0 | 0
F3_Industrial_Petroleum_New_Process_Natural Gas_Gas Boiler - Maintenance_A_Achievable Technical Potential | F3 | Industrial | Petroleum | New | Process | Natural Gas | Gas Boiler - Maintenance | A | Original Unit Winter Peak Savings (kW) | Achievable Technical Potential | 0 | 0 | 0 | 0 | 0 | 0 | 0 | 0 | 0 | 0 | 0 | 0 | 0 | 0 | 0 | 0 | 0 | 0 | 0 | 0 | 0 | 0 | 0 | 0 | 0 | 0 | 0 | 0 | 0 | 0 | 0
F4_Industrial_Petroleum_New_Process_Natural Gas_Gas Boiler - Maintenance_A_Achievable Technical Potential | F4 | Industrial | Petroleum | New | Process | Natural Gas | Gas Boiler - Maintenance | A | Standalone Impact on Baseline Energy (%) | Achievable Technical Potential | 0% | 0% | 0% | 0% | 0% | 0.007054% | 0.0109% | 0.01285% | 0.01133% | 0.01013% | 0.009164% | 0.008373% | 0.007709% | 0.007144% | 0.006663% | 0.006242% | 0.005873% | 0.005546% | 0.005255% | 0.004995% | 0.004759% | 0.004546% | 0.004351% | 0.004173% | 4.0099e-05 | 3.8593e-05 | 3.7199e-05 | 3.5906e-05 | 0 | 0 | 0
F5_Industrial_Petroleum_New_Process_Natural Gas_Gas Boiler - Maintenance_A_Achievable Technical Potential | F5 | Industrial | Petroleum | New | Process | Natural Gas | Gas Boiler - Maintenance | A | Standalone Impact on Baseline Summer Peak (%) | Achievable Technical Potential | 0% | 0% | 0% | 0% | 0% | 0% | 0% | 0% | 0% | 0% | 0% | 0% | 0% | 0% | 0% | 0% | 0% | 0% | 0% | 0% | 0% | 0% | 0% | 0% | 0 | 0 | 0 | 0 | 0 | 0 | 0
F6_Industrial_Petroleum_New_Process_Natural Gas_Gas Boiler - Maintenance_A_Achievable Technical Potential | F6 | Industrial | Petroleum | New | Process | Natural Gas | Gas Boiler - Maintenance | A | Standalone Impact on Baseline Winter Peak (%) | Achievable Technical Potential | 0% | 0% | 0% | 0% | 0% | 0% | 0% | 0% | 0% | 0% | 0% | 0% | 0% | 0% | 0% | 0% | 0% | 0% | 0% | 0% | 0% | 0% | 0% | 0% | 0 | 0 | 0 | 0 | 0 | 0 | 0
F7_Industrial_Petroleum_New_Process_Natural Gas_Gas Boiler - Maintenance_A_Achievable Technical Potential | F7 | Industrial | Petroleum | New | Process | Natural Gas | Gas Boiler - Maintenance | A | Incremental Energy Savings (MWh or mTherms) | Achievable Technical Potential | 0 | 0 | 0 | 0 | 0 | 0.0083255 | 0.0069135 | 0.0055318 | 0.0083255 | 0.0069135 | 0.0055318 | 0.0083255 | 0.0069135 | 0.0055318 | 0.0083255 | 0.0069135 | 0.0055318 | 0.0083255 | 0.0069135 | 0.0055318 | 0.0083255 | 0.0069135 | 0.0055318 | 0.0083255 | 0.0069135 | 0.0055318 | 0.0083255 | 0.0069135 | 0.0055318 | 0.0083255 | 0.0069135
F8_Industrial_Petroleum_New_Process_Natural Gas_Gas Boiler - Maintenance_A_Achievable Technical Potential | F8 | Industrial | Petroleum | New | Process | Natural Gas | Gas Boiler - Maintenance | A | Incremental Summer Peak Savings (MW) | Achievable Technical Potential | 0 | 0 | 0 | 0 | 0 | 0 | 0 | 0 | 0 | 0 | 0 | 0 | 0 | 0 | 0 | 0 | 0 | 0 | 0 | 0 | 0 | 0 | 0 | 0 | 0 | 0 | 0 | 0 | 0 | 0 | 0
F9_Industrial_Petroleum_New_Process_Natural Gas_Gas Boiler - Maintenance_A_Achievable Technical Potential | F9 | Industrial | Petroleum | New | Process | Natural Gas | Gas Boiler - Maintenance | A | Incremental Winter Peak Savings (MW) | Achievable Technical Potential | 0 | 0 | 0 | 0 | 0 | 0 | 0 | 0 | 0 | 0 | 0 | 0 | 0 | 0 | 0 | 0 | 0 | 0 | 0 | 0 | 0 | 0 | 0 | 0 | 0 | 0 | 0 | 0 | 0 | 0 | 0
F10_Industrial_Petroleum_New_Process_Natural Gas_Gas Boiler - Maintenance_A_Achievable Technical Potential | F10 | Industrial | Petroleum | New | Process | Natural Gas | Gas Boiler - Maintenance | A | Cumulative Energy Savings (MWh or mTherms) | Achievable Technical Potential | 0 | 0 | 0 | 0 | 0 | 0.0083255 | 0.015239 | 0.020771 | 0.020771 | 0.020771 | 0.020771 | 0.020771 | 0.020771 | 0.020771 | 0.020771 | 0.020771 | 0.020771 | 0.020771 | 0.020771 | 0.020771 | 0.020771 | 0.020771 | 0.020771 | 0.020771 | 0.020771 | 0.020771 | 0.020771 | 0.020771 | 0.020771 | 0.020771 | 0.020771
F11_Industrial_Petroleum_New_Process_Natural Gas_Gas Boiler - Maintenance_A_Achievable Technical Potential | F11 | Industrial | Petroleum | New | Process | Natural Gas | Gas Boiler - Maintenance | A | Cumulative Summer Peak Savings (MW) | Achievable Technical Potential | 0 | 0 | 0 | 0 | 0 | 0 | 0 | 0 | 0 | 0 | 0 | 0 | 0 | 0 | 0 | 0 | 0 | 0 | 0 | 0 | 0 | 0 | 0 | 0 | 0 | 0 | 0 | 0 | 0 | 0 | 0
F12_Industrial_Petroleum_New_Process_Natural Gas_Gas Boiler - Maintenance_A_Achievable Technical Potential | F12 | Industrial | Petroleum | New | Process | Natural Gas | Gas Boiler - Maintenance | A | Cumulative Winter Peak Savings (MW) | Achievable Technical Potential | 0 | 0 | 0 | 0 | 0 | 0 | 0 | 0 | 0 | 0 | 0 | 0 | 0 | 0 | 0 | 0 | 0 | 0 | 0 | 0 | 0 | 0 | 0 | 0 | 0 | 0 | 0 | 0 | 0 | 0 | 0
F13_Industrial_Petroleum_New_Process_Natural Gas_Gas Boiler - Maintenance_A_Achievable Technical Potential | F13 | Industrial | Petroleum | New | Process | Natural Gas | Gas Boiler - Maintenance | A | Purchases (Incremental) | Achievable Technical Potential | 0 | 0 | 0 | 0 | 0 | 0.015511 | 0.01288 | 0.010306 | 0.015511 | 0.01288 | 0.010306 | 0.015511 | 0.01288 | 0.010306 | 0.015511 | 0.01288 | 0.010306 | 0.015511 | 0.01288 | 0.010306 | 0.015511 | 0.01288 | 0.010306 | 0.015511 | 0.01288 | 0.010306 | 0.015511 | 0.01288 | 0.010306 | 0.015511 | 0.01288
F14_Industrial_Petroleum_New_Process_Natural Gas_Gas Boiler - Maintenance_A_Achievable Technical Potential | F14 | Industrial | Petroleum | New | Process | Natural Gas | Gas Boiler - Maintenance | A | Purchases (Cumulative) | Achievable Technical Potential | 0 | 0 | 0 | 0 | 0 | 0.015511 | 0.028391 | 0.038697 | 0.038697 | 0.038697 | 0.038697 | 0.038697 | 0.038697 | 0.038697 | 0.038697 | 0.038697 | 0.038697 | 0.038697 | 0.038697 | 0.038697 | 0.038697 | 0.038697 | 0.038697 | 0.038697 | 0.038697 | 0.038697 | 0.038697 | 0.038697 | 0.038697 | 0.038697 | 0.038697
F1_Industrial_Petroleum_New_Space Heating_Natural Gas_Gas Furnace - Maintenance_A_Achievable Technical Potential | F1 | Industrial | Petroleum | New | Space Heating | Natural Gas | Gas Furnace - Maintenance | A | Original Unit Energy Savings (kWh or therms) | Achievable Technical Potential | 0 | 0 | 0 | 0 | 0 | 0 | 0 | 0 | 0 | 0 | 0 | 0 | 0 | 0 | 0 | 0 | 0 | 0 | 0 | 0 | 0 | 0 | 0 | 0 | 0 | 0 | 0 | 0 | 0 | 0 | 0
F2_Industrial_Petroleum_New_Space Heating_Natural Gas_Gas Furnace - Maintenance_A_Achievable Technical Potential | F2 | Industrial | Petroleum | New | Space Heating | Natural Gas | Gas Furnace - Maintenance | A | Original Unit Summer Peak Savings (kW) | Achievable Technical Potential | 0 | 0 | 0 | 0 | 0 | 0 | 0 | 0 | 0 | 0 | 0 | 0 | 0 | 0 | 0 | 0 | 0 | 0 | 0 | 0 | 0 | 0 | 0 | 0 | 0 | 0 | 0 | 0 | 0 | 0 | 0
F3_Industrial_Petroleum_New_Space Heating_Natural Gas_Gas Furnace - Maintenance_A_Achievable Technical Potential | F3 | Industrial | Petroleum | New | Space Heating | Natural Gas | Gas Furnace - Maintenance | A | Original Unit Winter Peak Savings (kW) | Achievable Technical Potential | 0 | 0 | 0 | 0 | 0 | 0 | 0 | 0 | 0 | 0 | 0 | 0 | 0 | 0 | 0 | 0 | 0 | 0 | 0 | 0 | 0 | 0 | 0 | 0 | 0 | 0 | 0 | 0 | 0 | 0 | 0
F4_Industrial_Petroleum_New_Space Heating_Natural Gas_Gas Furnace - Maintenance_A_Achievable Technical Potential | F4 | Industrial | Petroleum | New | Space Heating | Natural Gas | Gas Furnace - Maintenance | A | Standalone Impact on Baseline Energy (%) | Achievable Technical Potential | 0% | 0% | 0% | 0% | 0% | 0% | 0% | 0% | 0% | 0% | 0% | 0% | 0% | 0% | 0% | 0% | 0% | 0% | 0% | 0% | 0% | 0% | 0% | 0% | 0 | 0 | 0 | 0 | 0 | 0 | 0
F5_Industrial_Petroleum_New_Space Heating_Natural Gas_Gas Furnace - Maintenance_A_Achievable Technical Potential | F5 | Industrial | Petroleum | New | Space Heating | Natural Gas | Gas Furnace - Maintenance | A | Standalone Impact on Baseline Summer Peak (%) | Achievable Technical Potential | 0% | 0% | 0% | 0% | 0% | 0% | 0% | 0% | 0% | 0% | 0% | 0% | 0% | 0% | 0% | 0% | 0% | 0% | 0% | 0% | 0% | 0% | 0% | 0% | 0 | 0 | 0 | 0 | 0 | 0 | 0
F6_Industrial_Petroleum_New_Space Heating_Natural Gas_Gas Furnace - Maintenance_A_Achievable Technical Potential | F6 | Industrial | Petroleum | New | Space Heating | Natural Gas | Gas Furnace - Maintenance | A | Standalone Impact on Baseline Winter Peak (%) | Achievable Technical Potential | 0% | 0% | 0% | 0% | 0% | 0% | 0% | 0% | 0% | 0% | 0% | 0% | 0% | 0% | 0% | 0% | 0% | 0% | 0% | 0% | 0% | 0% | 0% | 0% | 0 | 0 | 0 | 0 | 0 | 0 | 0
F7_Industrial_Petroleum_New_Space Heating_Natural Gas_Gas Furnace - Maintenance_A_Achievable Technical Potential | F7 | Industrial | Petroleum | New | Space Heating | Natural Gas | Gas Furnace - Maintenance | A | Incremental Energy Savings (MWh or mTherms) | Achievable Technical Potential | 0 | 0 | 0 | 0 | 0 | 0 | 0 | 0 | 0 | 0 | 0 | 0 | 0 | 0 | 0 | 0 | 0 | 0 | 0 | 0 | 0 | 0 | 0 | 0 | 0 | 0 | 0 | 0 | 0 | 0 | 0
F8_Industrial_Petroleum_New_Space Heating_Natural Gas_Gas Furnace - Maintenance_A_Achievable Technical Potential | F8 | Industrial | Petroleum | New | Space Heating | Natural Gas | Gas Furnace - Maintenance | A | Incremental Summer Peak Savings (MW) | Achievable Technical Potential | 0 | 0 | 0 | 0 | 0 | 0 | 0 | 0 | 0 | 0 | 0 | 0 | 0 | 0 | 0 | 0 | 0 | 0 | 0 | 0 | 0 | 0 | 0 | 0 | 0 | 0 | 0 | 0 | 0 | 0 | 0
F9_Industrial_Petroleum_New_Space Heating_Natural Gas_Gas Furnace - Maintenance_A_Achievable Technical Potential | F9 | Industrial | Petroleum | New | Space Heating | Natural Gas | Gas Furnace - Maintenance | A | Incremental Winter Peak Savings (MW) | Achievable Technical Potential | 0 | 0 | 0 | 0 | 0 | 0 | 0 | 0 | 0 | 0 | 0 | 0 | 0 | 0 | 0 | 0 | 0 | 0 | 0 | 0 | 0 | 0 | 0 | 0 | 0 | 0 | 0 | 0 | 0 | 0 | 0
F10_Industrial_Petroleum_New_Space Heating_Natural Gas_Gas Furnace - Maintenance_A_Achievable Technical Potential | F10 | Industrial | Petroleum | New | Space Heating | Natural Gas | Gas Furnace - Maintenance | A | Cumulative Energy Savings (MWh or mTherms) | Achievable Technical Potential | 0 | 0 | 0 | 0 | 0 | 0 | 0 | 0 | 0 | 0 | 0 | 0 | 0 | 0 | 0 | 0 | 0 | 0 | 0 | 0 | 0 | 0 | 0 | 0 | 0 | 0 | 0 | 0 | 0 | 0 | 0
F11_Industrial_Petroleum_New_Space Heating_Natural Gas_Gas Furnace - Maintenance_A_Achievable Technical Potential | F11 | Industrial | Petroleum | New | Space Heating | Natural Gas | Gas Furnace - Maintenance | A | Cumulative Summer Peak Savings (MW) | Achievable Technical Potential | 0 | 0 | 0 | 0 | 0 | 0 | 0 | 0 | 0 | 0 | 0 | 0 | 0 | 0 | 0 | 0 | 0 | 0 | 0 | 0 | 0 | 0 | 0 | 0 | 0 | 0 | 0 | 0 | 0 | 0 | 0
F12_Industrial_Petroleum_New_Space Heating_Natural Gas_Gas Furnace - Maintenance_A_Achievable Technical Potential | F12 | Industrial | Petroleum | New | Space Heating | Natural Gas | Gas Furnace - Maintenance | A | Cumulative Winter Peak Savings (MW) | Achievable Technical Potential | 0 | 0 | 0 | 0 | 0 | 0 | 0 | 0 | 0 | 0 | 0 | 0 | 0 | 0 | 0 | 0 | 0 | 0 | 0 | 0 | 0 | 0 | 0 | 0 | 0 | 0 | 0 | 0 | 0 | 0 | 0
F13_Industrial_Petroleum_New_Space Heating_Natural Gas_Gas Furnace - Maintenance_A_Achievable Technical Potential | F13 | Industrial | Petroleum | New | Space Heating | Natural Gas | Gas Furnace - Maintenance | A | Purchases (Incremental) | Achievable Technical Potential | 0 | 0 | 0 | 0 | 0 | 0 | 0 | 0 | 0 | 0 | 0 | 0 | 0 | 0 | 0 | 0 | 0 | 0 | 0 | 0 | 0 | 0 | 0 | 0 | 0 | 0 | 0 | 0 | 0 | 0 | 0
F14_Industrial_Petroleum_New_Space Heating_Natural Gas_Gas Furnace - Maintenance_A_Achievable Technical Potential | F14 | Industrial | Petroleum | New | Space Heating | Natural Gas | Gas Furnace - Maintenance | A | Purchases (Cumulative) | Achievable Technical Potential | 0 | 0 | 0 | 0 | 0 | 0 | 0 | 0 | 0 | 0 | 0 | 0 | 0 | 0 | 0 | 0 | 0 | 0 | 0 | 0 | 0 | 0 | 0 | 0 | 0 | 0 | 0 | 0 | 0 | 0 | 0
F1_Industrial_Petroleum_New_Space Heating_Natural Gas_Gas Boiler - Hot Water Reset_A_Achievable Technical Potential | F1 | Industrial | Petroleum | New | Space Heating | Natural Gas | Gas Boiler - Hot Water Reset | A | Original Unit Energy Savings (kWh or therms) | Achievable Technical Potential | 0 | 0 | 0 | 0 | 0 | 0 | 0 | 0 | 0 | 0 | 0 | 0 | 0 | 0 | 0 | 0 | 0 | 0 | 0 | 0 | 0 | 0 | 0 | 0 | 0 | 0 | 0 | 0 | 0 | 0 | 0
F2_Industrial_Petroleum_New_Space Heating_Natural Gas_Gas Boiler - Hot Water Reset_A_Achievable Technical Potential | F2 | Industrial | Petroleum | New | Space Heating | Natural Gas | Gas Boiler - Hot Water Reset | A | Original Unit Summer Peak Savings (kW) | Achievable Technical Potential | 0 | 0 | 0 | 0 | 0 | 0 | 0 | 0 | 0 | 0 | 0 | 0 | 0 | 0 | 0 | 0 | 0 | 0 | 0 | 0 | 0 | 0 | 0 | 0 | 0 | 0 | 0 | 0 | 0 | 0 | 0
F3_Industrial_Petroleum_New_Space Heating_Natural Gas_Gas Boiler - Hot Water Reset_A_Achievable Technical Potential | F3 | Industrial | Petroleum | New | Space Heating | Natural Gas | Gas Boiler - Hot Water Reset | A | Original Unit Winter Peak Savings (kW) | Achievable Technical Potential | 0 | 0 | 0 | 0 | 0 | 0 | 0 | 0 | 0 | 0 | 0 | 0 | 0 | 0 | 0 | 0 | 0 | 0 | 0 | 0 | 0 | 0 | 0 | 0 | 0 | 0 | 0 | 0 | 0 | 0 | 0
F4_Industrial_Petroleum_New_Space Heating_Natural Gas_Gas Boiler - Hot Water Reset_A_Achievable Technical Potential | F4 | Industrial | Petroleum | New | Space Heating | Natural Gas | Gas Boiler - Hot Water Reset | A | Standalone Impact on Baseline Energy (%) | Achievable Technical Potential | 0% | 0% | 0% | 0% | 0% | 0% | 0% | 0% | 0% | 0% | 0% | 0% | 0% | 0% | 0% | 0% | 0% | 0% | 0% | 0% | 0% | 0% | 0% | 0% | 0 | 0 | 0 | 0 | 0 | 0 | 0
F5_Industrial_Petroleum_New_Space Heating_Natural Gas_Gas Boiler - Hot Water Reset_A_Achievable Technical Potential | F5 | Industrial | Petroleum | New | Space Heating | Natural Gas | Gas Boiler - Hot Water Reset | A | Standalone Impact on Baseline Summer Peak (%) | Achievable Technical Potential | 0% | 0% | 0% | 0% | 0% | 0% | 0% | 0% | 0% | 0% | 0% | 0% | 0% | 0% | 0% | 0% | 0% | 0% | 0% | 0% | 0% | 0% | 0% | 0% | 0 | 0 | 0 | 0 | 0 | 0 | 0
F6_Industrial_Petroleum_New_Space Heating_Natural Gas_Gas Boiler - Hot Water Reset_A_Achievable Technical Potential | F6 | Industrial | Petroleum | New | Space Heating | Natural Gas | Gas Boiler - Hot Water Reset | A | Standalone Impact on Baseline Winter Peak (%) | Achievable Technical Potential | 0% | 0% | 0% | 0% | 0% | 0% | 0% | 0% | 0% | 0% | 0% | 0% | 0% | 0% | 0% | 0% | 0% | 0% | 0% | 0% | 0% | 0% | 0% | 0% | 0 | 0 | 0 | 0 | 0 | 0 | 0
F7_Industrial_Petroleum_New_Space Heating_Natural Gas_Gas Boiler - Hot Water Reset_A_Achievable Technical Potential | F7 | Industrial | Petroleum | New | Space Heating | Natural Gas | Gas Boiler - Hot Water Reset | A | Incremental Energy Savings (MWh or mTherms) | Achievable Technical Potential | 0 | 0 | 0 | 0 | 0 | 0 | 0 | 0 | 0 | 0 | 0 | 0 | 0 | 0 | 0 | 0 | 0 | 0 | 0 | 0 | 0 | 0 | 0 | 0 | 0 | 0 | 0 | 0 | 0 | 0 | 0
F8_Industrial_Petroleum_New_Space Heating_Natural Gas_Gas Boiler - Hot Water Reset_A_Achievable Technical Potential | F8 | Industrial | Petroleum | New | Space Heating | Natural Gas | Gas Boiler - Hot Water Reset | A | Incremental Summer Peak Savings (MW) | Achievable Technical Potential | 0 | 0 | 0 | 0 | 0 | 0 | 0 | 0 | 0 | 0 | 0 | 0 | 0 | 0 | 0 | 0 | 0 | 0 | 0 | 0 | 0 | 0 | 0 | 0 | 0 | 0 | 0 | 0 | 0 | 0 | 0
F9_Industrial_Petroleum_New_Space Heating_Natural Gas_Gas Boiler - Hot Water Reset_A_Achievable Technical Potential | F9 | Industrial | Petroleum | New | Space Heating | Natural Gas | Gas Boiler - Hot Water Reset | A | Incremental Winter Peak Savings (MW) | Achievable Technical Potential | 0 | 0 | 0 | 0 | 0 | 0 | 0 | 0 | 0 | 0 | 0 | 0 | 0 | 0 | 0 | 0 | 0 | 0 | 0 | 0 | 0 | 0 | 0 | 0 | 0 | 0 | 0 | 0 | 0 | 0 | 0
F10_Industrial_Petroleum_New_Space Heating_Natural Gas_Gas Boiler - Hot Water Reset_A_Achievable Technical Potential | F10 | Industrial | Petroleum | New | Space Heating | Natural Gas | Gas Boiler - Hot Water Reset | A | Cumulative Energy Savings (MWh or mTherms) | Achievable Technical Potential | 0 | 0 | 0 | 0 | 0 | 0 | 0 | 0 | 0 | 0 | 0 | 0 | 0 | 0 | 0 | 0 | 0 | 0 | 0 | 0 | 0 | 0 | 0 | 0 | 0 | 0 | 0 | 0 | 0 | 0 | 0
F11_Industrial_Petroleum_New_Space Heating_Natural Gas_Gas Boiler - Hot Water Reset_A_Achievable Technical Potential | F11 | Industrial | Petroleum | New | Space Heating | Natural Gas | Gas Boiler - Hot Water Reset | A | Cumulative Summer Peak Savings (MW) | Achievable Technical Potential | 0 | 0 | 0 | 0 | 0 | 0 | 0 | 0 | 0 | 0 | 0 | 0 | 0 | 0 | 0 | 0 | 0 | 0 | 0 | 0 | 0 | 0 | 0 | 0 | 0 | 0 | 0 | 0 | 0 | 0 | 0
F12_Industrial_Petroleum_New_Space Heating_Natural Gas_Gas Boiler - Hot Water Reset_A_Achievable Technical Potential | F12 | Industrial | Petroleum | New | Space Heating | Natural Gas | Gas Boiler - Hot Water Reset | A | Cumulative Winter Peak Savings (MW) | Achievable Technical Potential | 0 | 0 | 0 | 0 | 0 | 0 | 0 | 0 | 0 | 0 | 0 | 0 | 0 | 0 | 0 | 0 | 0 | 0 | 0 | 0 | 0 | 0 | 0 | 0 | 0 | 0 | 0 | 0 | 0 | 0 | 0
F13_Industrial_Petroleum_New_Space Heating_Natural Gas_Gas Boiler - Hot Water Reset_A_Achievable Technical Potential | F13 | Industrial | Petroleum | New | Space Heating | Natural Gas | Gas Boiler - Hot Water Reset | A | Purchases (Incremental) | Achievable Technical Potential | 0 | 0 | 0 | 0 | 0 | 0 | 0 | 0 | 0 | 0 | 0 | 0 | 0 | 0 | 0 | 0 | 0 | 0 | 0 | 0 | 0 | 0 | 0 | 0 | 0 | 0 | 0 | 0 | 0 | 0 | 0
F14_Industrial_Petroleum_New_Space Heating_Natural Gas_Gas Boiler - Hot Water Reset_A_Achievable Technical Potential | F14 | Industrial | Petroleum | New | Space Heating | Natural Gas | Gas Boiler - Hot Water Reset | A | Purchases (Cumulative) | Achievable Technical Potential | 0 | 0 | 0 | 0 | 0 | 0 | 0 | 0 | 0 | 0 | 0 | 0 | 0 | 0 | 0 | 0 | 0 | 0 | 0 | 0 | 0 | 0 | 0 | 0 | 0 | 0 | 0 | 0 | 0 | 0 | 0
F1_Industrial_Petroleum_New_Process_Natural Gas_Gas Boiler - Hot Water Reset_A_Achievable Technical Potential | F1 | Industrial | Petroleum | New | Process | Natural Gas | Gas Boiler - Hot Water Reset | A | Original Unit Energy Savings (kWh or therms) | Achievable Technical Potential | 0 | 0 | 0 | 0 | 0 | 975.934 | 975.934 | 975.934 | 975.934 | 975.934 | 975.934 | 975.934 | 975.934 | 975.934 | 975.934 | 975.934 | 975.934 | 975.934 | 975.934 | 975.934 | 975.934 | 975.934 | 975.934 | 975.934 | 975.934 | 975.934 | 975.934 | 975.934 | 975.934 | 975.934 | 975.934
F2_Industrial_Petroleum_New_Process_Natural Gas_Gas Boiler - Hot Water Reset_A_Achievable Technical Potential | F2 | Industrial | Petroleum | New | Process | Natural Gas | Gas Boiler - Hot Water Reset | A | Original Unit Summer Peak Savings (kW) | Achievable Technical Potential | 0 | 0 | 0 | 0 | 0 | 0 | 0 | 0 | 0 | 0 | 0 | 0 | 0 | 0 | 0 | 0 | 0 | 0 | 0 | 0 | 0 | 0 | 0 | 0 | 0 | 0 | 0 | 0 | 0 | 0 | 0
F3_Industrial_Petroleum_New_Process_Natural Gas_Gas Boiler - Hot Water Reset_A_Achievable Technical Potential | F3 | Industrial | Petroleum | New | Process | Natural Gas | Gas Boiler - Hot Water Reset | A | Original Unit Winter Peak Savings (kW) | Achievable Technical Potential | 0 | 0 | 0 | 0 | 0 | 0 | 0 | 0 | 0 | 0 | 0 | 0 | 0 | 0 | 0 | 0 | 0 | 0 | 0 | 0 | 0 | 0 | 0 | 0 | 0 | 0 | 0 | 0 | 0 | 0 | 0
F4_Industrial_Petroleum_New_Process_Natural Gas_Gas Boiler - Hot Water Reset_A_Achievable Technical Potential | F4 | Industrial | Petroleum | New | Process | Natural Gas | Gas Boiler - Hot Water Reset | A | Standalone Impact on Baseline Energy (%) | Achievable Technical Potential | 0% | 0% | 0% | 0% | 0% | 0.01247% | 0.02583% | 0.04107% | 0.05796% | 0.07663% | 0.09829% | 0.1216% | 0.1445% | 0.1645% | 0.1797% | 0.1887% | 0.1911% | 0.1883% | 0.1822% | 0.1747% | 0.1671% | 0.1596% | 0.1527% | 0.1465% | 0.0014076 | 0.0013547 | 0.0013058 | 0.0012604 | 0 | 0 | 0
F5_Industrial_Petroleum_New_Process_Natural Gas_Gas Boiler - Hot Water Reset_A_Achievable Technical Potential | F5 | Industrial | Petroleum | New | Process | Natural Gas | Gas Boiler - Hot Water Reset | A | Standalone Impact on Baseline Summer Peak (%) | Achievable Technical Potential | 0% | 0% | 0% | 0% | 0% | 0% | 0% | 0% | 0% | 0% | 0% | 0% | 0% | 0% | 0% | 0% | 0% | 0% | 0% | 0% | 0% | 0% | 0% | 0% | 0 | 0 | 0 | 0 | 0 | 0 | 0
F6_Industrial_Petroleum_New_Process_Natural Gas_Gas Boiler - Hot Water Reset_A_Achievable Technical Potential | F6 | Industrial | Petroleum | New | Process | Natural Gas | Gas Boiler - Hot Water Reset | A | Standalone Impact on Baseline Winter Peak (%) | Achievable Technical Potential | 0% | 0% | 0% | 0% | 0% | 0% | 0% | 0% | 0% | 0% | 0% | 0% | 0% | 0% | 0% | 0% | 0% | 0% | 0% | 0% | 0% | 0% | 0% | 0% | 0 | 0 | 0 | 0 | 0 | 0 | 0
F7_Industrial_Petroleum_New_Process_Natural Gas_Gas Boiler - Hot Water Reset_A_Achievable Technical Potential | F7 | Industrial | Petroleum | New | Process | Natural Gas | Gas Boiler - Hot Water Reset | A | Incremental Energy Savings (MWh or mTherms) | Achievable Technical Potential | 0 | 0 | 0 | 0 | 0 | 0.014713 | 0.021402 | 0.030272 | 0.039851 | 0.05083 | 0.065716 | 0.078904 | 0.087546 | 0.089028 | 0.082048 | 0.067781 | 0.047671 | 0.029312 | 0.014895 | 0.0066299 | 0.0025303 | 0.014713 | 0.021402 | 0.030272 | 0.039851 | 0.05083 | 0.065716 | 0.078904 | 0.087546 | 0.089028 | 0.082048
F8_Industrial_Petroleum_New_Process_Natural Gas_Gas Boiler - Hot Water Reset_A_Achievable Technical Potential | F8 | Industrial | Petroleum | New | Process | Natural Gas | Gas Boiler - Hot Water Reset | A | Incremental Summer Peak Savings (MW) | Achievable Technical Potential | 0 | 0 | 0 | 0 | 0 | 0 | 0 | 0 | 0 | 0 | 0 | 0 | 0 | 0 | 0 | 0 | 0 | 0 | 0 | 0 | 0 | 0 | 0 | 0 | 0 | 0 | 0 | 0 | 0 | 0 | 0
F9_Industrial_Petroleum_New_Process_Natural Gas_Gas Boiler - Hot Water Reset_A_Achievable Technical Potential | F9 | Industrial | Petroleum | New | Process | Natural Gas | Gas Boiler - Hot Water Reset | A | Incremental Winter Peak Savings (MW) | Achievable Technical Potential | 0 | 0 | 0 | 0 | 0 | 0 | 0 | 0 | 0 | 0 | 0 | 0 | 0 | 0 | 0 | 0 | 0 | 0 | 0 | 0 | 0 | 0 | 0 | 0 | 0 | 0 | 0 | 0 | 0 | 0 | 0
F10_Industrial_Petroleum_New_Process_Natural Gas_Gas Boiler - Hot Water Reset_A_Achievable Technical Potential | F10 | Industrial | Petroleum | New | Process | Natural Gas | Gas Boiler - Hot Water Reset | A | Cumulative Energy Savings (MWh or mTherms) | Achievable Technical Potential | 0 | 0 | 0 | 0 | 0 | 0.014713 | 0.036116 | 0.066387 | 0.10624 | 0.15707 | 0.22278 | 0.30169 | 0.38923 | 0.47826 | 0.56031 | 0.62809 | 0.67576 | 0.70507 | 0.71997 | 0.7266 | 0.72913 | 0.72913 | 0.72913 | 0.72913 | 0.72913 | 0.72913 | 0.72913 | 0.72913 | 0.72913 | 0.72913 | 0.72913
F11_Industrial_Petroleum_New_Process_Natural Gas_Gas Boiler - Hot Water Reset_A_Achievable Technical Potential | F11 | Industrial | Petroleum | New | Process | Natural Gas | Gas Boiler - Hot Water Reset | A | Cumulative Summer Peak Savings (MW) | Achievable Technical Potential | 0 | 0 | 0 | 0 | 0 | 0 | 0 | 0 | 0 | 0 | 0 | 0 | 0 | 0 | 0 | 0 | 0 | 0 | 0 | 0 | 0 | 0 | 0 | 0 | 0 | 0 | 0 | 0 | 0 | 0 | 0
F12_Industrial_Petroleum_New_Process_Natural Gas_Gas Boiler - Hot Water Reset_A_Achievable Technical Potential | F12 | Industrial | Petroleum | New | Process | Natural Gas | Gas Boiler - Hot Water Reset | A | Cumulative Winter Peak Savings (MW) | Achievable Technical Potential | 0 | 0 | 0 | 0 | 0 | 0 | 0 | 0 | 0 | 0 | 0 | 0 | 0 | 0 | 0 | 0 | 0 | 0 | 0 | 0 | 0 | 0 | 0 | 0 | 0 | 0 | 0 | 0 | 0 | 0 | 0
F13_Industrial_Petroleum_New_Process_Natural Gas_Gas Boiler - Hot Water Reset_A_Achievable Technical Potential | F13 | Industrial | Petroleum | New | Process | Natural Gas | Gas Boiler - Hot Water Reset | A | Purchases (Incremental) | Achievable Technical Potential | 0 | 0 | 0 | 0 | 0 | 0.015076 | 0.02193 | 0.031018 | 0.040834 | 0.052084 | 0.067337 | 0.080849 | 0.089704 | 0.091223 | 0.084072 | 0.069453 | 0.048846 | 0.030035 | 0.015263 | 0.0067934 | 0.0025927 | 0.015076 | 0.02193 | 0.031018 | 0.040834 | 0.052084 | 0.067337 | 0.080849 | 0.089704 | 0.091223 | 0.084072
F14_Industrial_Petroleum_New_Process_Natural Gas_Gas Boiler - Hot Water Reset_A_Achievable Technical Potential | F14 | Industrial | Petroleum | New | Process | Natural Gas | Gas Boiler - Hot Water Reset | A | Purchases (Cumulative) | Achievable Technical Potential | 0 | 0 | 0 | 0 | 0 | 0.015076 | 0.037006 | 0.068024 | 0.10886 | 0.16094 | 0.22828 | 0.30913 | 0.39883 | 0.49006 | 0.57413 | 0.64358 | 0.69243 | 0.72246 | 0.73772 | 0.74452 | 0.74711 | 0.74711 | 0.74711 | 0.74711 | 0.74711 | 0.74711 | 0.74711 | 0.74711 | 0.74711 | 0.74711 | 0.74711
F1_Industrial_Petroleum_New_Space Heating_Natural Gas_Steam Trap Maintenance_A_Achievable Technical Potential | F1 | Industrial | Petroleum | New | Space Heating | Natural Gas | Steam Trap Maintenance | A | Original Unit Energy Savings (kWh or therms) | Achievable Technical Potential | 0 | 0 | 0 | 0 | 0 | 0 | 0 | 0 | 0 | 0 | 0 | 0 | 0 | 0 | 0 | 0 | 0 | 0 | 0 | 0 | 0 | 0 | 0 | 0 | 0 | 0 | 0 | 0 | 0 | 0 | 0
F2_Industrial_Petroleum_New_Space Heating_Natural Gas_Steam Trap Maintenance_A_Achievable Technical Potential | F2 | Industrial | Petroleum | New | Space Heating | Natural Gas | Steam Trap Maintenance | A | Original Unit Summer Peak Savings (kW) | Achievable Technical Potential | 0 | 0 | 0 | 0 | 0 | 0 | 0 | 0 | 0 | 0 | 0 | 0 | 0 | 0 | 0 | 0 | 0 | 0 | 0 | 0 | 0 | 0 | 0 | 0 | 0 | 0 | 0 | 0 | 0 | 0 | 0
F3_Industrial_Petroleum_New_Space Heating_Natural Gas_Steam Trap Maintenance_A_Achievable Technical Potential | F3 | Industrial | Petroleum | New | Space Heating | Natural Gas | Steam Trap Maintenance | A | Original Unit Winter Peak Savings (kW) | Achievable Technical Potential | 0 | 0 | 0 | 0 | 0 | 0 | 0 | 0 | 0 | 0 | 0 | 0 | 0 | 0 | 0 | 0 | 0 | 0 | 0 | 0 | 0 | 0 | 0 | 0 | 0 | 0 | 0 | 0 | 0 | 0 | 0
F4_Industrial_Petroleum_New_Space Heating_Natural Gas_Steam Trap Maintenance_A_Achievable Technical Potential | F4 | Industrial | Petroleum | New | Space Heating | Natural Gas | Steam Trap Maintenance | A | Standalone Impact on Baseline Energy (%) | Achievable Technical Potential | 0% | 0% | 0% | 0% | 0% | 0% | 0% | 0% | 0% | 0% | 0% | 0% | 0% | 0% | 0% | 0% | 0% | 0% | 0% | 0% | 0% | 0% | 0% | 0% | 0 | 0 | 0 | 0 | 0 | 0 | 0
F5_Industrial_Petroleum_New_Space Heating_Natural Gas_Steam Trap Maintenance_A_Achievable Technical Potential | F5 | Industrial | Petroleum | New | Space Heating | Natural Gas | Steam Trap Maintenance | A | Standalone Impact on Baseline Summer Peak (%) | Achievable Technical Potential | 0% | 0% | 0% | 0% | 0% | 0% | 0% | 0% | 0% | 0% | 0% | 0% | 0% | 0% | 0% | 0% | 0% | 0% | 0% | 0% | 0% | 0% | 0% | 0% | 0 | 0 | 0 | 0 | 0 | 0 | 0
F6_Industrial_Petroleum_New_Space Heating_Natural Gas_Steam Trap Maintenance_A_Achievable Technical Potential | F6 | Industrial | Petroleum | New | Space Heating | Natural Gas | Steam Trap Maintenance | A | Standalone Impact on Baseline Winter Peak (%) | Achievable Technical Potential | 0% | 0% | 0% | 0% | 0% | 0% | 0% | 0% | 0% | 0% | 0% | 0% | 0% | 0% | 0% | 0% | 0% | 0% | 0% | 0% | 0% | 0% | 0% | 0% | 0 | 0 | 0 | 0 | 0 | 0 | 0
F7_Industrial_Petroleum_New_Space Heating_Natural Gas_Steam Trap Maintenance_A_Achievable Technical Potential | F7 | Industrial | Petroleum | New | Space Heating | Natural Gas | Steam Trap Maintenance | A | Incremental Energy Savings (MWh or mTherms) | Achievable Technical Potential | 0 | 0 | 0 | 0 | 0 | 0 | 0 | 0 | 0 | 0 | 0 | 0 | 0 | 0 | 0 | 0 | 0 | 0 | 0 | 0 | 0 | 0 | 0 | 0 | 0 | 0 | 0 | 0 | 0 | 0 | 0
F8_Industrial_Petroleum_New_Space Heating_Natural Gas_Steam Trap Maintenance_A_Achievable Technical Potential | F8 | Industrial | Petroleum | New | Space Heating | Natural Gas | Steam Trap Maintenance | A | Incremental Summer Peak Savings (MW) | Achievable Technical Potential | 0 | 0 | 0 | 0 | 0 | 0 | 0 | 0 | 0 | 0 | 0 | 0 | 0 | 0 | 0 | 0 | 0 | 0 | 0 | 0 | 0 | 0 | 0 | 0 | 0 | 0 | 0 | 0 | 0 | 0 | 0
F9_Industrial_Petroleum_New_Space Heating_Natural Gas_Steam Trap Maintenance_A_Achievable Technical Potential | F9 | Industrial | Petroleum | New | Space Heating | Natural Gas | Steam Trap Maintenance | A | Incremental Winter Peak Savings (MW) | Achievable Technical Potential | 0 | 0 | 0 | 0 | 0 | 0 | 0 | 0 | 0 | 0 | 0 | 0 | 0 | 0 | 0 | 0 | 0 | 0 | 0 | 0 | 0 | 0 | 0 | 0 | 0 | 0 | 0 | 0 | 0 | 0 | 0
F10_Industrial_Petroleum_New_Space Heating_Natural Gas_Steam Trap Maintenance_A_Achievable Technical Potential | F10 | Industrial | Petroleum | New | Space Heating | Natural Gas | Steam Trap Maintenance | A | Cumulative Energy Savings (MWh or mTherms) | Achievable Technical Potential | 0 | 0 | 0 | 0 | 0 | 0 | 0 | 0 | 0 | 0 | 0 | 0 | 0 | 0 | 0 | 0 | 0 | 0 | 0 | 0 | 0 | 0 | 0 | 0 | 0 | 0 | 0 | 0 | 0 | 0 | 0
F11_Industrial_Petroleum_New_Space Heating_Natural Gas_Steam Trap Maintenance_A_Achievable Technical Potential | F11 | Industrial | Petroleum | New | Space Heating | Natural Gas | Steam Trap Maintenance | A | Cumulative Summer Peak Savings (MW) | Achievable Technical Potential | 0 | 0 | 0 | 0 | 0 | 0 | 0 | 0 | 0 | 0 | 0 | 0 | 0 | 0 | 0 | 0 | 0 | 0 | 0 | 0 | 0 | 0 | 0 | 0 | 0 | 0 | 0 | 0 | 0 | 0 | 0
F12_Industrial_Petroleum_New_Space Heating_Natural Gas_Steam Trap Maintenance_A_Achievable Technical Potential | F12 | Industrial | Petroleum | New | Space Heating | Natural Gas | Steam Trap Maintenance | A | Cumulative Winter Peak Savings (MW) | Achievable Technical Potential | 0 | 0 | 0 | 0 | 0 | 0 | 0 | 0 | 0 | 0 | 0 | 0 | 0 | 0 | 0 | 0 | 0 | 0 | 0 | 0 | 0 | 0 | 0 | 0 | 0 | 0 | 0 | 0 | 0 | 0 | 0
F13_Industrial_Petroleum_New_Space Heating_Natural Gas_Steam Trap Maintenance_A_Achievable Technical Potential | F13 | Industrial | Petroleum | New | Space Heating | Natural Gas | Steam Trap Maintenance | A | Purchases (Incremental) | Achievable Technical Potential | 0 | 0 | 0 | 0 | 0 | 0 | 0 | 0 | 0 | 0 | 0 | 0 | 0 | 0 | 0 | 0 | 0 | 0 | 0 | 0 | 0 | 0 | 0 | 0 | 0 | 0 | 0 | 0 | 0 | 0 | 0
F14_Industrial_Petroleum_New_Space Heating_Natural Gas_Steam Trap Maintenance_A_Achievable Technical Potential | F14 | Industrial | Petroleum | New | Space Heating | Natural Gas | Steam Trap Maintenance | A | Purchases (Cumulative) | Achievable Technical Potential | 0 | 0 | 0 | 0 | 0 | 0 | 0 | 0 | 0 | 0 | 0 | 0 | 0 | 0 | 0 | 0 | 0 | 0 | 0 | 0 | 0 | 0 | 0 | 0 | 0 | 0 | 0 | 0 | 0 | 0 | 0
F1_Industrial_Petroleum_New_Process_Natural Gas_Steam Trap Maintenance_A_Achievable Technical Potential | F1 | Industrial | Petroleum | New | Process | Natural Gas | Steam Trap Maintenance | A | Original Unit Energy Savings (kWh or therms) | Achievable Technical Potential | 0 | 0 | 0 | 0 | 0 | 689.554 | 689.554 | 689.554 | 689.554 | 689.554 | 689.554 | 689.554 | 689.554 | 689.554 | 689.554 | 689.554 | 689.554 | 689.554 | 689.554 | 689.554 | 689.554 | 689.554 | 689.554 | 689.554 | 689.554 | 689.554 | 689.554 | 689.554 | 689.554 | 689.554 | 689.554
F2_Industrial_Petroleum_New_Process_Natural Gas_Steam Trap Maintenance_A_Achievable Technical Potential | F2 | Industrial | Petroleum | New | Process | Natural Gas | Steam Trap Maintenance | A | Original Unit Summer Peak Savings (kW) | Achievable Technical Potential | 0 | 0 | 0 | 0 | 0 | 0 | 0 | 0 | 0 | 0 | 0 | 0 | 0 | 0 | 0 | 0 | 0 | 0 | 0 | 0 | 0 | 0 | 0 | 0 | 0 | 0 | 0 | 0 | 0 | 0 | 0
F3_Industrial_Petroleum_New_Process_Natural Gas_Steam Trap Maintenance_A_Achievable Technical Potential | F3 | Industrial | Petroleum | New | Process | Natural Gas | Steam Trap Maintenance | A | Original Unit Winter Peak Savings (kW) | Achievable Technical Potential | 0 | 0 | 0 | 0 | 0 | 0 | 0 | 0 | 0 | 0 | 0 | 0 | 0 | 0 | 0 | 0 | 0 | 0 | 0 | 0 | 0 | 0 | 0 | 0 | 0 | 0 | 0 | 0 | 0 | 0 | 0
F4_Industrial_Petroleum_New_Process_Natural Gas_Steam Trap Maintenance_A_Achievable Technical Potential | F4 | Industrial | Petroleum | New | Process | Natural Gas | Steam Trap Maintenance | A | Standalone Impact on Baseline Energy (%) | Achievable Technical Potential | 0% | 0% | 0% | 0% | 0% | 0% | 0% | 0% | 0% | 0% | 0% | 0% | 0% | 0% | 0% | 0% | 0% | 0% | 0% | 0% | 0% | 0% | 0% | 0% | 0 | 0 | 0 | 0 | 0 | 0 | 0
F5_Industrial_Petroleum_New_Process_Natural Gas_Steam Trap Maintenance_A_Achievable Technical Potential | F5 | Industrial | Petroleum | New | Process | Natural Gas | Steam Trap Maintenance | A | Standalone Impact on Baseline Summer Peak (%) | Achievable Technical Potential | 0% | 0% | 0% | 0% | 0% | 0% | 0% | 0% | 0% | 0% | 0% | 0% | 0% | 0% | 0% | 0% | 0% | 0% | 0% | 0% | 0% | 0% | 0% | 0% | 0 | 0 | 0 | 0 | 0 | 0 | 0
F6_Industrial_Petroleum_New_Process_Natural Gas_Steam Trap Maintenance_A_Achievable Technical Potential | F6 | Industrial | Petroleum | New | Process | Natural Gas | Steam Trap Maintenance | A | Standalone Impact on Baseline Winter Peak (%) | Achievable Technical Potential | 0% | 0% | 0% | 0% | 0% | 0% | 0% | 0% | 0% | 0% | 0% | 0% | 0% | 0% | 0% | 0% | 0% | 0% | 0% | 0% | 0% | 0% | 0% | 0% | 0 | 0 | 0 | 0 | 0 | 0 | 0
F7_Industrial_Petroleum_New_Process_Natural Gas_Steam Trap Maintenance_A_Achievable Technical Potential | F7 | Industrial | Petroleum | New | Process | Natural Gas | Steam Trap Maintenance | A | Incremental Energy Savings (MWh or mTherms) | Achievable Technical Potential | 0 | 0 | 0 | 0 | 0 | 0 | 0 | 0 | 0 | 0 | 0 | 0 | 0 | 0 | 0 | 0 | 0 | 0 | 0 | 0 | 0 | 0 | 0 | 0 | 0 | 0 | 0 | 0 | 0 | 0 | 0
F8_Industrial_Petroleum_New_Process_Natural Gas_Steam Trap Maintenance_A_Achievable Technical Potential | F8 | Industrial | Petroleum | New | Process | Natural Gas | Steam Trap Maintenance | A | Incremental Summer Peak Savings (MW) | Achievable Technical Potential | 0 | 0 | 0 | 0 | 0 | 0 | 0 | 0 | 0 | 0 | 0 | 0 | 0 | 0 | 0 | 0 | 0 | 0 | 0 | 0 | 0 | 0 | 0 | 0 | 0 | 0 | 0 | 0 | 0 | 0 | 0
F9_Industrial_Petroleum_New_Process_Natural Gas_Steam Trap Maintenance_A_Achievable Technical Potential | F9 | Industrial | Petroleum | New | Process | Natural Gas | Steam Trap Maintenance | A | Incremental Winter Peak Savings (MW) | Achievable Technical Potential | 0 | 0 | 0 | 0 | 0 | 0 | 0 | 0 | 0 | 0 | 0 | 0 | 0 | 0 | 0 | 0 | 0 | 0 | 0 | 0 | 0 | 0 | 0 | 0 | 0 | 0 | 0 | 0 | 0 | 0 | 0
F10_Industrial_Petroleum_New_Process_Natural Gas_Steam Trap Maintenance_A_Achievable Technical Potential | F10 | Industrial | Petroleum | New | Process | Natural Gas | Steam Trap Maintenance | A | Cumulative Energy Savings (MWh or mTherms) | Achievable Technical Potential | 0 | 0 | 0 | 0 | 0 | 0 | 0 | 0 | 0 | 0 | 0 | 0 | 0 | 0 | 0 | 0 | 0 | 0 | 0 | 0 | 0 | 0 | 0 | 0 | 0 | 0 | 0 | 0 | 0 | 0 | 0
F11_Industrial_Petroleum_New_Process_Natural Gas_Steam Trap Maintenance_A_Achievable Technical Potential | F11 | Industrial | Petroleum | New | Process | Natural Gas | Steam Trap Maintenance | A | Cumulative Summer Peak Savings (MW) | Achievable Technical Potential | 0 | 0 | 0 | 0 | 0 | 0 | 0 | 0 | 0 | 0 | 0 | 0 | 0 | 0 | 0 | 0 | 0 | 0 | 0 | 0 | 0 | 0 | 0 | 0 | 0 | 0 | 0 | 0 | 0 | 0 | 0
F12_Industrial_Petroleum_New_Process_Natural Gas_Steam Trap Maintenance_A_Achievable Technical Potential | F12 | Industrial | Petroleum | New | Process | Natural Gas | Steam Trap Maintenance | A | Cumulative Winter Peak Savings (MW) | Achievable Technical Potential | 0 | 0 | 0 | 0 | 0 | 0 | 0 | 0 | 0 | 0 | 0 | 0 | 0 | 0 | 0 | 0 | 0 | 0 | 0 | 0 | 0 | 0 | 0 | 0 | 0 | 0 | 0 | 0 | 0 | 0 | 0
F13_Industrial_Petroleum_New_Process_Natural Gas_Steam Trap Maintenance_A_Achievable Technical Potential | F13 | Industrial | Petroleum | New | Process | Natural Gas | Steam Trap Maintenance | A | Purchases (Incremental) | Achievable Technical Potential | 0 | 0 | 0 | 0 | 0 | 0 | 0 | 0 | 0 | 0 | 0 | 0 | 0 | 0 | 0 | 0 | 0 | 0 | 0 | 0 | 0 | 0 | 0 | 0 | 0 | 0 | 0 | 0 | 0 | 0 | 0
F14_Industrial_Petroleum_New_Process_Natural Gas_Steam Trap Maintenance_A_Achievable Technical Potential | F14 | Industrial | Petroleum | New | Process | Natural Gas | Steam Trap Maintenance | A | Purchases (Cumulative) | Achievable Technical Potential | 0 | 0 | 0 | 0 | 0 | 0 | 0 | 0 | 0 | 0 | 0 | 0 | 0 | 0 | 0 | 0 | 0 | 0 | 0 | 0 | 0 | 0 | 0 | 0 | 0 | 0 | 0 | 0 | 0 | 0 | 0
F1_Industrial_Petroleum_New_Space Heating_Natural Gas_Gas Boiler - High Turndown_A_Achievable Technical Potential | F1 | Industrial | Petroleum | New | Space Heating | Natural Gas | Gas Boiler - High Turndown | A | Original Unit Energy Savings (kWh or therms) | Achievable Technical Potential | 0 | 0 | 0 | 0 | 0 | 0 | 0 | 0 | 0 | 0 | 0 | 0 | 0 | 0 | 0 | 0 | 0 | 0 | 0 | 0 | 0 | 0 | 0 | 0 | 0 | 0 | 0 | 0 | 0 | 0 | 0
F2_Industrial_Petroleum_New_Space Heating_Natural Gas_Gas Boiler - High Turndown_A_Achievable Technical Potential | F2 | Industrial | Petroleum | New | Space Heating | Natural Gas | Gas Boiler - High Turndown | A | Original Unit Summer Peak Savings (kW) | Achievable Technical Potential | 0 | 0 | 0 | 0 | 0 | 0 | 0 | 0 | 0 | 0 | 0 | 0 | 0 | 0 | 0 | 0 | 0 | 0 | 0 | 0 | 0 | 0 | 0 | 0 | 0 | 0 | 0 | 0 | 0 | 0 | 0
F3_Industrial_Petroleum_New_Space Heating_Natural Gas_Gas Boiler - High Turndown_A_Achievable Technical Potential | F3 | Industrial | Petroleum | New | Space Heating | Natural Gas | Gas Boiler - High Turndown | A | Original Unit Winter Peak Savings (kW) | Achievable Technical Potential | 0 | 0 | 0 | 0 | 0 | 0 | 0 | 0 | 0 | 0 | 0 | 0 | 0 | 0 | 0 | 0 | 0 | 0 | 0 | 0 | 0 | 0 | 0 | 0 | 0 | 0 | 0 | 0 | 0 | 0 | 0
F4_Industrial_Petroleum_New_Space Heating_Natural Gas_Gas Boiler - High Turndown_A_Achievable Technical Potential | F4 | Industrial | Petroleum | New | Space Heating | Natural Gas | Gas Boiler - High Turndown | A | Standalone Impact on Baseline Energy (%) | Achievable Technical Potential | 0% | 0% | 0% | 0% | 0% | 0% | 0% | 0% | 0% | 0% | 0% | 0% | 0% | 0% | 0% | 0% | 0% | 0% | 0% | 0% | 0% | 0% | 0% | 0% | 0 | 0 | 0 | 0 | 0 | 0 | 0
F5_Industrial_Petroleum_New_Space Heating_Natural Gas_Gas Boiler - High Turndown_A_Achievable Technical Potential | F5 | Industrial | Petroleum | New | Space Heating | Natural Gas | Gas Boiler - High Turndown | A | Standalone Impact on Baseline Summer Peak (%) | Achievable Technical Potential | 0% | 0% | 0% | 0% | 0% | 0% | 0% | 0% | 0% | 0% | 0% | 0% | 0% | 0% | 0% | 0% | 0% | 0% | 0% | 0% | 0% | 0% | 0% | 0% | 0 | 0 | 0 | 0 | 0 | 0 | 0
F6_Industrial_Petroleum_New_Space Heating_Natural Gas_Gas Boiler - High Turndown_A_Achievable Technical Potential | F6 | Industrial | Petroleum | New | Space Heating | Natural Gas | Gas Boiler - High Turndown | A | Standalone Impact on Baseline Winter Peak (%) | Achievable Technical Potential | 0% | 0% | 0% | 0% | 0% | 0% | 0% | 0% | 0% | 0% | 0% | 0% | 0% | 0% | 0% | 0% | 0% | 0% | 0% | 0% | 0% | 0% | 0% | 0% | 0 | 0 | 0 | 0 | 0 | 0 | 0
F7_Industrial_Petroleum_New_Space Heating_Natural Gas_Gas Boiler - High Turndown_A_Achievable Technical Potential | F7 | Industrial | Petroleum | New | Space Heating | Natural Gas | Gas Boiler - High Turndown | A | Incremental Energy Savings (MWh or mTherms) | Achievable Technical Potential | 0 | 0 | 0 | 0 | 0 | 0 | 0 | 0 | 0 | 0 | 0 | 0 | 0 | 0 | 0 | 0 | 0 | 0 | 0 | 0 | 0 | 0 | 0 | 0 | 0 | 0 | 0 | 0 | 0 | 0 | 0
F8_Industrial_Petroleum_New_Space Heating_Natural Gas_Gas Boiler - High Turndown_A_Achievable Technical Potential | F8 | Industrial | Petroleum | New | Space Heating | Natural Gas | Gas Boiler - High Turndown | A | Incremental Summer Peak Savings (MW) | Achievable Technical Potential | 0 | 0 | 0 | 0 | 0 | 0 | 0 | 0 | 0 | 0 | 0 | 0 | 0 | 0 | 0 | 0 | 0 | 0 | 0 | 0 | 0 | 0 | 0 | 0 | 0 | 0 | 0 | 0 | 0 | 0 | 0
F9_Industrial_Petroleum_New_Space Heating_Natural Gas_Gas Boiler - High Turndown_A_Achievable Technical Potential | F9 | Industrial | Petroleum | New | Space Heating | Natural Gas | Gas Boiler - High Turndown | A | Incremental Winter Peak Savings (MW) | Achievable Technical Potential | 0 | 0 | 0 | 0 | 0 | 0 | 0 | 0 | 0 | 0 | 0 | 0 | 0 | 0 | 0 | 0 | 0 | 0 | 0 | 0 | 0 | 0 | 0 | 0 | 0 | 0 | 0 | 0 | 0 | 0 | 0
F10_Industrial_Petroleum_New_Space Heating_Natural Gas_Gas Boiler - High Turndown_A_Achievable Technical Potential | F10 | Industrial | Petroleum | New | Space Heating | Natural Gas | Gas Boiler - High Turndown | A | Cumulative Energy Savings (MWh or mTherms) | Achievable Technical Potential | 0 | 0 | 0 | 0 | 0 | 0 | 0 | 0 | 0 | 0 | 0 | 0 | 0 | 0 | 0 | 0 | 0 | 0 | 0 | 0 | 0 | 0 | 0 | 0 | 0 | 0 | 0 | 0 | 0 | 0 | 0
F11_Industrial_Petroleum_New_Space Heating_Natural Gas_Gas Boiler - High Turndown_A_Achievable Technical Potential | F11 | Industrial | Petroleum | New | Space Heating | Natural Gas | Gas Boiler - High Turndown | A | Cumulative Summer Peak Savings (MW) | Achievable Technical Potential | 0 | 0 | 0 | 0 | 0 | 0 | 0 | 0 | 0 | 0 | 0 | 0 | 0 | 0 | 0 | 0 | 0 | 0 | 0 | 0 | 0 | 0 | 0 | 0 | 0 | 0 | 0 | 0 | 0 | 0 | 0
F12_Industrial_Petroleum_New_Space Heating_Natural Gas_Gas Boiler - High Turndown_A_Achievable Technical Potential | F12 | Industrial | Petroleum | New | Space Heating | Natural Gas | Gas Boiler - High Turndown | A | Cumulative Winter Peak Savings (MW) | Achievable Technical Potential | 0 | 0 | 0 | 0 | 0 | 0 | 0 | 0 | 0 | 0 | 0 | 0 | 0 | 0 | 0 | 0 | 0 | 0 | 0 | 0 | 0 | 0 | 0 | 0 | 0 | 0 | 0 | 0 | 0 | 0 | 0
F13_Industrial_Petroleum_New_Space Heating_Natural Gas_Gas Boiler - High Turndown_A_Achievable Technical Potential | F13 | Industrial | Petroleum | New | Space Heating | Natural Gas | Gas Boiler - High Turndown | A | Purchases (Incremental) | Achievable Technical Potential | 0 | 0 | 0 | 0 | 0 | 0 | 0 | 0 | 0 | 0 | 0 | 0 | 0 | 0 | 0 | 0 | 0 | 0 | 0 | 0 | 0 | 0 | 0 | 0 | 0 | 0 | 0 | 0 | 0 | 0 | 0
F14_Industrial_Petroleum_New_Space Heating_Natural Gas_Gas Boiler - High Turndown_A_Achievable Technical Potential | F14 | Industrial | Petroleum | New | Space Heating | Natural Gas | Gas Boiler - High Turndown | A | Purchases (Cumulative) | Achievable Technical Potential | 0 | 0 | 0 | 0 | 0 | 0 | 0 | 0 | 0 | 0 | 0 | 0 | 0 | 0 | 0 | 0 | 0 | 0 | 0 | 0 | 0 | 0 | 0 | 0 | 0 | 0 | 0 | 0 | 0 | 0 | 0
F1_Industrial_Petroleum_New_Process_Natural Gas_Gas Boiler - High Turndown_A_Achievable Technical Potential | F1 | Industrial | Petroleum | New | Process | Natural Gas | Gas Boiler - High Turndown | A | Original Unit Energy Savings (kWh or therms) | Achievable Technical Potential | 0 | 0 | 0 | 0 | 0 | 731.9505 | 731.9505 | 731.9505 | 731.9505 | 731.9505 | 731.9505 | 731.9505 | 731.9505 | 731.9505 | 731.9505 | 731.9505 | 731.9505 | 731.9505 | 731.9505 | 731.9505 | 731.9505 | 731.9505 | 731.9505 | 731.9505 | 731.9505 | 731.9505 | 731.9505 | 731.9505 | 731.9505 | 731.9505 | 731.9505
F2_Industrial_Petroleum_New_Process_Natural Gas_Gas Boiler - High Turndown_A_Achievable Technical Potential | F2 | Industrial | Petroleum | New | Process | Natural Gas | Gas Boiler - High Turndown | A | Original Unit Summer Peak Savings (kW) | Achievable Technical Potential | 0 | 0 | 0 | 0 | 0 | 0 | 0 | 0 | 0 | 0 | 0 | 0 | 0 | 0 | 0 | 0 | 0 | 0 | 0 | 0 | 0 | 0 | 0 | 0 | 0 | 0 | 0 | 0 | 0 | 0 | 0
F3_Industrial_Petroleum_New_Process_Natural Gas_Gas Boiler - High Turndown_A_Achievable Technical Potential | F3 | Industrial | Petroleum | New | Process | Natural Gas | Gas Boiler - High Turndown | A | Original Unit Winter Peak Savings (kW) | Achievable Technical Potential | 0 | 0 | 0 | 0 | 0 | 0 | 0 | 0 | 0 | 0 | 0 | 0 | 0 | 0 | 0 | 0 | 0 | 0 | 0 | 0 | 0 | 0 | 0 | 0 | 0 | 0 | 0 | 0 | 0 | 0 | 0
F4_Industrial_Petroleum_New_Process_Natural Gas_Gas Boiler - High Turndown_A_Achievable Technical Potential | F4 | Industrial | Petroleum | New | Process | Natural Gas | Gas Boiler - High Turndown | A | Standalone Impact on Baseline Energy (%) | Achievable Technical Potential | 0% | 0% | 0% | 0% | 0% | 0.01427% | 0.02631% | 0.03703% | 0.04692% | 0.05623% | 0.06369% | 0.06846% | 0.07125% | 0.07261% | 0.07298% | 0.07257% | 0.07166% | 0.07036% | 0.06882% | 0.06714% | 0.06397% | 0.0611% | 0.05848% | 0.05609% | 0.00053895 | 0.0005187 | 0.00049997 | 0.00048259 | 0 | 0 | 0
F5_Industrial_Petroleum_New_Process_Natural Gas_Gas Boiler - High Turndown_A_Achievable Technical Potential | F5 | Industrial | Petroleum | New | Process | Natural Gas | Gas Boiler - High Turndown | A | Standalone Impact on Baseline Summer Peak (%) | Achievable Technical Potential | 0% | 0% | 0% | 0% | 0% | 0% | 0% | 0% | 0% | 0% | 0% | 0% | 0% | 0% | 0% | 0% | 0% | 0% | 0% | 0% | 0% | 0% | 0% | 0% | 0 | 0 | 0 | 0 | 0 | 0 | 0
F6_Industrial_Petroleum_New_Process_Natural Gas_Gas Boiler - High Turndown_A_Achievable Technical Potential | F6 | Industrial | Petroleum | New | Process | Natural Gas | Gas Boiler - High Turndown | A | Standalone Impact on Baseline Winter Peak (%) | Achievable Technical Potential | 0% | 0% | 0% | 0% | 0% | 0% | 0% | 0% | 0% | 0% | 0% | 0% | 0% | 0% | 0% | 0% | 0% | 0% | 0% | 0% | 0% | 0% | 0% | 0% | 0 | 0 | 0 | 0 | 0 | 0 | 0
F7_Industrial_Petroleum_New_Process_Natural Gas_Gas Boiler - High Turndown_A_Achievable Technical Potential | F7 | Industrial | Petroleum | New | Process | Natural Gas | Gas Boiler - High Turndown | A | Incremental Energy Savings (MWh or mTherms) | Achievable Technical Potential | 0 | 0 | 0 | 0 | 0 | 0.016841 | 0.019952 | 0.023061 | 0.026152 | 0.029245 | 0.029106 | 0.025485 | 0.022143 | 0.019116 | 0.016396 | 0.014003 | 0.011904 | 0.010085 | 0.0085154 | 0.0071668 | 0.016841 | 0.019952 | 0.023061 | 0.026152 | 0.029245 | 0.029106 | 0.025485 | 0.022143 | 0.019116 | 0.016396 | 0.014003
F8_Industrial_Petroleum_New_Process_Natural Gas_Gas Boiler - High Turndown_A_Achievable Technical Potential | F8 | Industrial | Petroleum | New | Process | Natural Gas | Gas Boiler - High Turndown | A | Incremental Summer Peak Savings (MW) | Achievable Technical Potential | 0 | 0 | 0 | 0 | 0 | 0 | 0 | 0 | 0 | 0 | 0 | 0 | 0 | 0 | 0 | 0 | 0 | 0 | 0 | 0 | 0 | 0 | 0 | 0 | 0 | 0 | 0 | 0 | 0 | 0 | 0
F9_Industrial_Petroleum_New_Process_Natural Gas_Gas Boiler - High Turndown_A_Achievable Technical Potential | F9 | Industrial | Petroleum | New | Process | Natural Gas | Gas Boiler - High Turndown | A | Incremental Winter Peak Savings (MW) | Achievable Technical Potential | 0 | 0 | 0 | 0 | 0 | 0 | 0 | 0 | 0 | 0 | 0 | 0 | 0 | 0 | 0 | 0 | 0 | 0 | 0 | 0 | 0 | 0 | 0 | 0 | 0 | 0 | 0 | 0 | 0 | 0 | 0
F10_Industrial_Petroleum_New_Process_Natural Gas_Gas Boiler - High Turndown_A_Achievable Technical Potential | F10 | Industrial | Petroleum | New | Process | Natural Gas | Gas Boiler - High Turndown | A | Cumulative Energy Savings (MWh or mTherms) | Achievable Technical Potential | 0 | 0 | 0 | 0 | 0 | 0.016841 | 0.036793 | 0.059854 | 0.086006 | 0.11525 | 0.14436 | 0.16984 | 0.19198 | 0.2111 | 0.2275 | 0.2415 | 0.2534 | 0.26349 | 0.272 | 0.27917 | 0.27917 | 0.27917 | 0.27917 | 0.27917 | 0.27917 | 0.27917 | 0.27917 | 0.27917 | 0.27917 | 0.27917 | 0.27917
F11_Industrial_Petroleum_New_Process_Natural Gas_Gas Boiler - High Turndown_A_Achievable Technical Potential | F11 | Industrial | Petroleum | New | Process | Natural Gas | Gas Boiler - High Turndown | A | Cumulative Summer Peak Savings (MW) | Achievable Technical Potential | 0 | 0 | 0 | 0 | 0 | 0 | 0 | 0 | 0 | 0 | 0 | 0 | 0 | 0 | 0 | 0 | 0 | 0 | 0 | 0 | 0 | 0 | 0 | 0 | 0 | 0 | 0 | 0 | 0 | 0 | 0
F12_Industrial_Petroleum_New_Process_Natural Gas_Gas Boiler - High Turndown_A_Achievable Technical Potential | F12 | Industrial | Petroleum | New | Process | Natural Gas | Gas Boiler - High Turndown | A | Cumulative Winter Peak Savings (MW) | Achievable Technical Potential | 0 | 0 | 0 | 0 | 0 | 0 | 0 | 0 | 0 | 0 | 0 | 0 | 0 | 0 | 0 | 0 | 0 | 0 | 0 | 0 | 0 | 0 | 0 | 0 | 0 | 0 | 0 | 0 | 0 | 0 | 0
F13_Industrial_Petroleum_New_Process_Natural Gas_Gas Boiler - High Turndown_A_Achievable Technical Potential | F13 | Industrial | Petroleum | New | Process | Natural Gas | Gas Boiler - High Turndown | A | Purchases (Incremental) | Achievable Technical Potential | 0 | 0 | 0 | 0 | 0 | 0.023008 | 0.027258 | 0.031506 | 0.035729 | 0.039954 | 0.039765 | 0.034818 | 0.030252 | 0.026117 | 0.022401 | 0.019131 | 0.016264 | 0.013779 | 0.011634 | 0.0097914 | 0.023008 | 0.027258 | 0.031506 | 0.035729 | 0.039954 | 0.039765 | 0.034818 | 0.030252 | 0.026117 | 0.022401 | 0.019131
F14_Industrial_Petroleum_New_Process_Natural Gas_Gas Boiler - High Turndown_A_Achievable Technical Potential | F14 | Industrial | Petroleum | New | Process | Natural Gas | Gas Boiler - High Turndown | A | Purchases (Cumulative) | Achievable Technical Potential | 0 | 0 | 0 | 0 | 0 | 0.023008 | 0.050267 | 0.081773 | 0.1175 | 0.15746 | 0.19722 | 0.23204 | 0.26229 | 0.28841 | 0.31081 | 0.32994 | 0.3462 | 0.35998 | 0.37162 | 0.38141 | 0.38141 | 0.38141 | 0.38141 | 0.38141 | 0.38141 | 0.38141 | 0.38141 | 0.38141 | 0.38141 | 0.38141 | 0.38141
F1_Industrial_Petroleum_New_Space Heating_Natural Gas_Gas Boiler - Burner Control Optimization_A_Achievable Technical Potential | F1 | Industrial | Petroleum | New | Space Heating | Natural Gas | Gas Boiler - Burner Control Optimization | A | Original Unit Energy Savings (kWh or therms) | Achievable Technical Potential | 0 | 0 | 0 | 0 | 0 | 0 | 0 | 0 | 0 | 0 | 0 | 0 | 0 | 0 | 0 | 0 | 0 | 0 | 0 | 0 | 0 | 0 | 0 | 0 | 0 | 0 | 0 | 0 | 0 | 0 | 0
F2_Industrial_Petroleum_New_Space Heating_Natural Gas_Gas Boiler - Burner Control Optimization_A_Achievable Technical Potential | F2 | Industrial | Petroleum | New | Space Heating | Natural Gas | Gas Boiler - Burner Control Optimization | A | Original Unit Summer Peak Savings (kW) | Achievable Technical Potential | 0 | 0 | 0 | 0 | 0 | 0 | 0 | 0 | 0 | 0 | 0 | 0 | 0 | 0 | 0 | 0 | 0 | 0 | 0 | 0 | 0 | 0 | 0 | 0 | 0 | 0 | 0 | 0 | 0 | 0 | 0
F3_Industrial_Petroleum_New_Space Heating_Natural Gas_Gas Boiler - Burner Control Optimization_A_Achievable Technical Potential | F3 | Industrial | Petroleum | New | Space Heating | Natural Gas | Gas Boiler - Burner Control Optimization | A | Original Unit Winter Peak Savings (kW) | Achievable Technical Potential | 0 | 0 | 0 | 0 | 0 | 0 | 0 | 0 | 0 | 0 | 0 | 0 | 0 | 0 | 0 | 0 | 0 | 0 | 0 | 0 | 0 | 0 | 0 | 0 | 0 | 0 | 0 | 0 | 0 | 0 | 0
F4_Industrial_Petroleum_New_Space Heating_Natural Gas_Gas Boiler - Burner Control Optimization_A_Achievable Technical Potential | F4 | Industrial | Petroleum | New | Space Heating | Natural Gas | Gas Boiler - Burner Control Optimization | A | Standalone Impact on Baseline Energy (%) | Achievable Technical Potential | 0% | 0% | 0% | 0% | 0% | 0% | 0% | 0% | 0% | 0% | 0% | 0% | 0% | 0% | 0% | 0% | 0% | 0% | 0% | 0% | 0% | 0% | 0% | 0% | 0 | 0 | 0 | 0 | 0 | 0 | 0
F5_Industrial_Petroleum_New_Space Heating_Natural Gas_Gas Boiler - Burner Control Optimization_A_Achievable Technical Potential | F5 | Industrial | Petroleum | New | Space Heating | Natural Gas | Gas Boiler - Burner Control Optimization | A | Standalone Impact on Baseline Summer Peak (%) | Achievable Technical Potential | 0% | 0% | 0% | 0% | 0% | 0% | 0% | 0% | 0% | 0% | 0% | 0% | 0% | 0% | 0% | 0% | 0% | 0% | 0% | 0% | 0% | 0% | 0% | 0% | 0 | 0 | 0 | 0 | 0 | 0 | 0
F6_Industrial_Petroleum_New_Space Heating_Natural Gas_Gas Boiler - Burner Control Optimization_A_Achievable Technical Potential | F6 | Industrial | Petroleum | New | Space Heating | Natural Gas | Gas Boiler - Burner Control Optimization | A | Standalone Impact on Baseline Winter Peak (%) | Achievable Technical Potential | 0% | 0% | 0% | 0% | 0% | 0% | 0% | 0% | 0% | 0% | 0% | 0% | 0% | 0% | 0% | 0% | 0% | 0% | 0% | 0% | 0% | 0% | 0% | 0% | 0 | 0 | 0 | 0 | 0 | 0 | 0
F7_Industrial_Petroleum_New_Space Heating_Natural Gas_Gas Boiler - Burner Control Optimization_A_Achievable Technical Potential | F7 | Industrial | Petroleum | New | Space Heating | Natural Gas | Gas Boiler - Burner Control Optimization | A | Incremental Energy Savings (MWh or mTherms) | Achievable Technical Potential | 0 | 0 | 0 | 0 | 0 | 0 | 0 | 0 | 0 | 0 | 0 | 0 | 0 | 0 | 0 | 0 | 0 | 0 | 0 | 0 | 0 | 0 | 0 | 0 | 0 | 0 | 0 | 0 | 0 | 0 | 0
F8_Industrial_Petroleum_New_Space Heating_Natural Gas_Gas Boiler - Burner Control Optimization_A_Achievable Technical Potential | F8 | Industrial | Petroleum | New | Space Heating | Natural Gas | Gas Boiler - Burner Control Optimization | A | Incremental Summer Peak Savings (MW) | Achievable Technical Potential | 0 | 0 | 0 | 0 | 0 | 0 | 0 | 0 | 0 | 0 | 0 | 0 | 0 | 0 | 0 | 0 | 0 | 0 | 0 | 0 | 0 | 0 | 0 | 0 | 0 | 0 | 0 | 0 | 0 | 0 | 0
F9_Industrial_Petroleum_New_Space Heating_Natural Gas_Gas Boiler - Burner Control Optimization_A_Achievable Technical Potential | F9 | Industrial | Petroleum | New | Space Heating | Natural Gas | Gas Boiler - Burner Control Optimization | A | Incremental Winter Peak Savings (MW) | Achievable Technical Potential | 0 | 0 | 0 | 0 | 0 | 0 | 0 | 0 | 0 | 0 | 0 | 0 | 0 | 0 | 0 | 0 | 0 | 0 | 0 | 0 | 0 | 0 | 0 | 0 | 0 | 0 | 0 | 0 | 0 | 0 | 0
F10_Industrial_Petroleum_New_Space Heating_Natural Gas_Gas Boiler - Burner Control Optimization_A_Achievable Technical Potential | F10 | Industrial | Petroleum | New | Space Heating | Natural Gas | Gas Boiler - Burner Control Optimization | A | Cumulative Energy Savings (MWh or mTherms) | Achievable Technical Potential | 0 | 0 | 0 | 0 | 0 | 0 | 0 | 0 | 0 | 0 | 0 | 0 | 0 | 0 | 0 | 0 | 0 | 0 | 0 | 0 | 0 | 0 | 0 | 0 | 0 | 0 | 0 | 0 | 0 | 0 | 0
F11_Industrial_Petroleum_New_Space Heating_Natural Gas_Gas Boiler - Burner Control Optimization_A_Achievable Technical Potential | F11 | Industrial | Petroleum | New | Space Heating | Natural Gas | Gas Boiler - Burner Control Optimization | A | Cumulative Summer Peak Savings (MW) | Achievable Technical Potential | 0 | 0 | 0 | 0 | 0 | 0 | 0 | 0 | 0 | 0 | 0 | 0 | 0 | 0 | 0 | 0 | 0 | 0 | 0 | 0 | 0 | 0 | 0 | 0 | 0 | 0 | 0 | 0 | 0 | 0 | 0
F12_Industrial_Petroleum_New_Space Heating_Natural Gas_Gas Boiler - Burner Control Optimization_A_Achievable Technical Potential | F12 | Industrial | Petroleum | New | Space Heating | Natural Gas | Gas Boiler - Burner Control Optimization | A | Cumulative Winter Peak Savings (MW) | Achievable Technical Potential | 0 | 0 | 0 | 0 | 0 | 0 | 0 | 0 | 0 | 0 | 0 | 0 | 0 | 0 | 0 | 0 | 0 | 0 | 0 | 0 | 0 | 0 | 0 | 0 | 0 | 0 | 0 | 0 | 0 | 0 | 0
F13_Industrial_Petroleum_New_Space Heating_Natural Gas_Gas Boiler - Burner Control Optimization_A_Achievable Technical Potential | F13 | Industrial | Petroleum | New | Space Heating | Natural Gas | Gas Boiler - Burner Control Optimization | A | Purchases (Incremental) | Achievable Technical Potential | 0 | 0 | 0 | 0 | 0 | 0 | 0 | 0 | 0 | 0 | 0 | 0 | 0 | 0 | 0 | 0 | 0 | 0 | 0 | 0 | 0 | 0 | 0 | 0 | 0 | 0 | 0 | 0 | 0 | 0 | 0
F14_Industrial_Petroleum_New_Space Heating_Natural Gas_Gas Boiler - Burner Control Optimization_A_Achievable Technical Potential | F14 | Industrial | Petroleum | New | Space Heating | Natural Gas | Gas Boiler - Burner Control Optimization | A | Purchases (Cumulative) | Achievable Technical Potential | 0 | 0 | 0 | 0 | 0 | 0 | 0 | 0 | 0 | 0 | 0 | 0 | 0 | 0 | 0 | 0 | 0 | 0 | 0 | 0 | 0 | 0 | 0 | 0 | 0 | 0 | 0 | 0 | 0 | 0 | 0
F1_Industrial_Petroleum_New_Process_Natural Gas_Gas Boiler - Burner Control Optimization_A_Achievable Technical Potential | F1 | Industrial | Petroleum | New | Process | Natural Gas | Gas Boiler - Burner Control Optimization | A | Original Unit Energy Savings (kWh or therms) | Achievable Technical Potential | 0 | 0 | 0 | 0 | 0 | 212.2656 | 212.2656 | 212.2656 | 212.2656 | 212.2656 | 212.2656 | 212.2656 | 212.2656 | 212.2656 | 212.2656 | 212.2656 | 212.2656 | 212.2656 | 212.2656 | 212.2656 | 212.2656 | 212.2656 | 212.2656 | 212.2656 | 212.2656 | 212.2656 | 212.2656 | 212.2656 | 212.2656 | 212.2656 | 212.2656
F2_Industrial_Petroleum_New_Process_Natural Gas_Gas Boiler - Burner Control Optimization_A_Achievable Technical Potential | F2 | Industrial | Petroleum | New | Process | Natural Gas | Gas Boiler - Burner Control Optimization | A | Original Unit Summer Peak Savings (kW) | Achievable Technical Potential | 0 | 0 | 0 | 0 | 0 | 0 | 0 | 0 | 0 | 0 | 0 | 0 | 0 | 0 | 0 | 0 | 0 | 0 | 0 | 0 | 0 | 0 | 0 | 0 | 0 | 0 | 0 | 0 | 0 | 0 | 0
F3_Industrial_Petroleum_New_Process_Natural Gas_Gas Boiler - Burner Control Optimization_A_Achievable Technical Potential | F3 | Industrial | Petroleum | New | Process | Natural Gas | Gas Boiler - Burner Control Optimization | A | Original Unit Winter Peak Savings (kW) | Achievable Technical Potential | 0 | 0 | 0 | 0 | 0 | 0 | 0 | 0 | 0 | 0 | 0 | 0 | 0 | 0 | 0 | 0 | 0 | 0 | 0 | 0 | 0 | 0 | 0 | 0 | 0 | 0 | 0 | 0 | 0 | 0 | 0
F4_Industrial_Petroleum_New_Process_Natural Gas_Gas Boiler - Burner Control Optimization_A_Achievable Technical Potential | F4 | Industrial | Petroleum | New | Process | Natural Gas | Gas Boiler - Burner Control Optimization | A | Standalone Impact on Baseline Energy (%) | Achievable Technical Potential | 0% | 0% | 0% | 0% | 0% | 0.001116% | 0.002697% | 0.005842% | 0.01129% | 0.01965% | 0.03114% | 0.04548% | 0.06173% | 0.07859% | 0.09468% | 0.1087% | 0.1197% | 0.1274% | 0.1319% | 0.1336% | 0.1331% | 0.131% | 0.1278% | 0.1238% | 0.001195 | 0.0011501 | 0.0011086 | 0.00107 | 0 | 0 | 0
F5_Industrial_Petroleum_New_Process_Natural Gas_Gas Boiler - Burner Control Optimization_A_Achievable Technical Potential | F5 | Industrial | Petroleum | New | Process | Natural Gas | Gas Boiler - Burner Control Optimization | A | Standalone Impact on Baseline Summer Peak (%) | Achievable Technical Potential | 0% | 0% | 0% | 0% | 0% | 0% | 0% | 0% | 0% | 0% | 0% | 0% | 0% | 0% | 0% | 0% | 0% | 0% | 0% | 0% | 0% | 0% | 0% | 0% | 0 | 0 | 0 | 0 | 0 | 0 | 0
F6_Industrial_Petroleum_New_Process_Natural Gas_Gas Boiler - Burner Control Optimization_A_Achievable Technical Potential | F6 | Industrial | Petroleum | New | Process | Natural Gas | Gas Boiler - Burner Control Optimization | A | Standalone Impact on Baseline Winter Peak (%) | Achievable Technical Potential | 0% | 0% | 0% | 0% | 0% | 0% | 0% | 0% | 0% | 0% | 0% | 0% | 0% | 0% | 0% | 0% | 0% | 0% | 0% | 0% | 0% | 0% | 0% | 0% | 0 | 0 | 0 | 0 | 0 | 0 | 0
F7_Industrial_Petroleum_New_Process_Natural Gas_Gas Boiler - Burner Control Optimization_A_Achievable Technical Potential | F7 | Industrial | Petroleum | New | Process | Natural Gas | Gas Boiler - Burner Control Optimization | A | Incremental Energy Savings (MWh or mTherms) | Achievable Technical Potential | 0 | 0 | 0 | 0 | 0 | 0.0013174 | 0.0024534 | 0.0056716 | 0.011256 | 0.019579 | 0.030312 | 0.042224 | 0.053503 | 0.062177 | 0.066662 | 0.066421 | 0.061761 | 0.053862 | 0.044214 | 0.034274 | 0.02518 | 0.017576 | 0.011685 | 0.0074156 | 0.0052256 | 0.0056716 | 0.011256 | 0.019579 | 0.030312 | 0.042224 | 0.053503
F8_Industrial_Petroleum_New_Process_Natural Gas_Gas Boiler - Burner Control Optimization_A_Achievable Technical Potential | F8 | Industrial | Petroleum | New | Process | Natural Gas | Gas Boiler - Burner Control Optimization | A | Incremental Summer Peak Savings (MW) | Achievable Technical Potential | 0 | 0 | 0 | 0 | 0 | 0 | 0 | 0 | 0 | 0 | 0 | 0 | 0 | 0 | 0 | 0 | 0 | 0 | 0 | 0 | 0 | 0 | 0 | 0 | 0 | 0 | 0 | 0 | 0 | 0 | 0
F9_Industrial_Petroleum_New_Process_Natural Gas_Gas Boiler - Burner Control Optimization_A_Achievable Technical Potential | F9 | Industrial | Petroleum | New | Process | Natural Gas | Gas Boiler - Burner Control Optimization | A | Incremental Winter Peak Savings (MW) | Achievable Technical Potential | 0 | 0 | 0 | 0 | 0 | 0 | 0 | 0 | 0 | 0 | 0 | 0 | 0 | 0 | 0 | 0 | 0 | 0 | 0 | 0 | 0 | 0 | 0 | 0 | 0 | 0 | 0 | 0 | 0 | 0 | 0
F10_Industrial_Petroleum_New_Process_Natural Gas_Gas Boiler - Burner Control Optimization_A_Achievable Technical Potential | F10 | Industrial | Petroleum | New | Process | Natural Gas | Gas Boiler - Burner Control Optimization | A | Cumulative Energy Savings (MWh or mTherms) | Achievable Technical Potential | 0 | 0 | 0 | 0 | 0 | 0.0013174 | 0.0037709 | 0.0094424 | 0.020698 | 0.040277 | 0.070589 | 0.11281 | 0.16632 | 0.22849 | 0.29515 | 0.36158 | 0.42334 | 0.4772 | 0.52141 | 0.55569 | 0.58087 | 0.59844 | 0.61013 | 0.61623 | 0.619 | 0.619 | 0.619 | 0.619 | 0.619 | 0.619 | 0.619
F11_Industrial_Petroleum_New_Process_Natural Gas_Gas Boiler - Burner Control Optimization_A_Achievable Technical Potential | F11 | Industrial | Petroleum | New | Process | Natural Gas | Gas Boiler - Burner Control Optimization | A | Cumulative Summer Peak Savings (MW) | Achievable Technical Potential | 0 | 0 | 0 | 0 | 0 | 0 | 0 | 0 | 0 | 0 | 0 | 0 | 0 | 0 | 0 | 0 | 0 | 0 | 0 | 0 | 0 | 0 | 0 | 0 | 0 | 0 | 0 | 0 | 0 | 0 | 0
F12_Industrial_Petroleum_New_Process_Natural Gas_Gas Boiler - Burner Control Optimization_A_Achievable Technical Potential | F12 | Industrial | Petroleum | New | Process | Natural Gas | Gas Boiler - Burner Control Optimization | A | Cumulative Winter Peak Savings (MW) | Achievable Technical Potential | 0 | 0 | 0 | 0 | 0 | 0 | 0 | 0 | 0 | 0 | 0 | 0 | 0 | 0 | 0 | 0 | 0 | 0 | 0 | 0 | 0 | 0 | 0 | 0 | 0 | 0 | 0 | 0 | 0 | 0 | 0
F13_Industrial_Petroleum_New_Process_Natural Gas_Gas Boiler - Burner Control Optimization_A_Achievable Technical Potential | F13 | Industrial | Petroleum | New | Process | Natural Gas | Gas Boiler - Burner Control Optimization | A | Purchases (Incremental) | Achievable Technical Potential | 0 | 0 | 0 | 0 | 0 | 0.0062066 | 0.011558 | 0.026719 | 0.053026 | 0.092239 | 0.1428 | 0.19892 | 0.25206 | 0.29292 | 0.31405 | 0.31291 | 0.29096 | 0.25375 | 0.2083 | 0.16147 | 0.11863 | 0.0828 | 0.055047 | 0.034935 | 0.024618 | 0.026719 | 0.053026 | 0.092239 | 0.1428 | 0.19892 | 0.25206
F14_Industrial_Petroleum_New_Process_Natural Gas_Gas Boiler - Burner Control Optimization_A_Achievable Technical Potential | F14 | Industrial | Petroleum | New | Process | Natural Gas | Gas Boiler - Burner Control Optimization | A | Purchases (Cumulative) | Achievable Technical Potential | 0 | 0 | 0 | 0 | 0 | 0.0062066 | 0.017765 | 0.044484 | 0.09751 | 0.18975 | 0.33255 | 0.53147 | 0.78353 | 1.0764 | 1.3905 | 1.7034 | 1.9944 | 2.2481 | 2.4564 | 2.6179 | 2.7365 | 2.8193 | 2.8744 | 2.9031 | 2.9161 | 2.9161 | 2.9161 | 2.9161 | 2.9161 | 2.9161 | 2.9161
F1_Industrial_Petroleum_New_Space Heating_Natural Gas_HVAC - Demand Controlled Ventilation_A_Achievable Technical Potential | F1 | Industrial | Petroleum | New | Space Heating | Natural Gas | HVAC - Demand Controlled Ventilation | A | Original Unit Energy Savings (kWh or therms) | Achievable Technical Potential | 0 | 0 | 0 | 0 | 0 | 0 | 0 | 0 | 0 | 0 | 0 | 0 | 0 | 0 | 0 | 0 | 0 | 0 | 0 | 0 | 0 | 0 | 0 | 0 | 0 | 0 | 0 | 0 | 0 | 0 | 0
F2_Industrial_Petroleum_New_Space Heating_Natural Gas_HVAC - Demand Controlled Ventilation_A_Achievable Technical Potential | F2 | Industrial | Petroleum | New | Space Heating | Natural Gas | HVAC - Demand Controlled Ventilation | A | Original Unit Summer Peak Savings (kW) | Achievable Technical Potential | 0 | 0 | 0 | 0 | 0 | 0 | 0 | 0 | 0 | 0 | 0 | 0 | 0 | 0 | 0 | 0 | 0 | 0 | 0 | 0 | 0 | 0 | 0 | 0 | 0 | 0 | 0 | 0 | 0 | 0 | 0
F3_Industrial_Petroleum_New_Space Heating_Natural Gas_HVAC - Demand Controlled Ventilation_A_Achievable Technical Potential | F3 | Industrial | Petroleum | New | Space Heating | Natural Gas | HVAC - Demand Controlled Ventilation | A | Original Unit Winter Peak Savings (kW) | Achievable Technical Potential | 0 | 0 | 0 | 0 | 0 | 0 | 0 | 0 | 0 | 0 | 0 | 0 | 0 | 0 | 0 | 0 | 0 | 0 | 0 | 0 | 0 | 0 | 0 | 0 | 0 | 0 | 0 | 0 | 0 | 0 | 0
F4_Industrial_Petroleum_New_Space Heating_Natural Gas_HVAC - Demand Controlled Ventilation_A_Achievable Technical Potential | F4 | Industrial | Petroleum | New | Space Heating | Natural Gas | HVAC - Demand Controlled Ventilation | A | Standalone Impact on Baseline Energy (%) | Achievable Technical Potential | 0% | 0% | 0% | 0% | 0% | 0% | 0% | 0% | 0% | 0% | 0% | 0% | 0% | 0% | 0% | 0% | 0% | 0% | 0% | 0% | 0% | 0% | 0% | 0% | 0 | 0 | 0 | 0 | 0 | 0 | 0
F5_Industrial_Petroleum_New_Space Heating_Natural Gas_HVAC - Demand Controlled Ventilation_A_Achievable Technical Potential | F5 | Industrial | Petroleum | New | Space Heating | Natural Gas | HVAC - Demand Controlled Ventilation | A | Standalone Impact on Baseline Summer Peak (%) | Achievable Technical Potential | 0% | 0% | 0% | 0% | 0% | 0% | 0% | 0% | 0% | 0% | 0% | 0% | 0% | 0% | 0% | 0% | 0% | 0% | 0% | 0% | 0% | 0% | 0% | 0% | 0 | 0 | 0 | 0 | 0 | 0 | 0
F6_Industrial_Petroleum_New_Space Heating_Natural Gas_HVAC - Demand Controlled Ventilation_A_Achievable Technical Potential | F6 | Industrial | Petroleum | New | Space Heating | Natural Gas | HVAC - Demand Controlled Ventilation | A | Standalone Impact on Baseline Winter Peak (%) | Achievable Technical Potential | 0% | 0% | 0% | 0% | 0% | 0% | 0% | 0% | 0% | 0% | 0% | 0% | 0% | 0% | 0% | 0% | 0% | 0% | 0% | 0% | 0% | 0% | 0% | 0% | 0 | 0 | 0 | 0 | 0 | 0 | 0
F7_Industrial_Petroleum_New_Space Heating_Natural Gas_HVAC - Demand Controlled Ventilation_A_Achievable Technical Potential | F7 | Industrial | Petroleum | New | Space Heating | Natural Gas | HVAC - Demand Controlled Ventilation | A | Incremental Energy Savings (MWh or mTherms) | Achievable Technical Potential | 0 | 0 | 0 | 0 | 0 | 0 | 0 | 0 | 0 | 0 | 0 | 0 | 0 | 0 | 0 | 0 | 0 | 0 | 0 | 0 | 0 | 0 | 0 | 0 | 0 | 0 | 0 | 0 | 0 | 0 | 0
F8_Industrial_Petroleum_New_Space Heating_Natural Gas_HVAC - Demand Controlled Ventilation_A_Achievable Technical Potential | F8 | Industrial | Petroleum | New | Space Heating | Natural Gas | HVAC - Demand Controlled Ventilation | A | Incremental Summer Peak Savings (MW) | Achievable Technical Potential | 0 | 0 | 0 | 0 | 0 | 0 | 0 | 0 | 0 | 0 | 0 | 0 | 0 | 0 | 0 | 0 | 0 | 0 | 0 | 0 | 0 | 0 | 0 | 0 | 0 | 0 | 0 | 0 | 0 | 0 | 0
F9_Industrial_Petroleum_New_Space Heating_Natural Gas_HVAC - Demand Controlled Ventilation_A_Achievable Technical Potential | F9 | Industrial | Petroleum | New | Space Heating | Natural Gas | HVAC - Demand Controlled Ventilation | A | Incremental Winter Peak Savings (MW) | Achievable Technical Potential | 0 | 0 | 0 | 0 | 0 | 0 | 0 | 0 | 0 | 0 | 0 | 0 | 0 | 0 | 0 | 0 | 0 | 0 | 0 | 0 | 0 | 0 | 0 | 0 | 0 | 0 | 0 | 0 | 0 | 0 | 0
F10_Industrial_Petroleum_New_Space Heating_Natural Gas_HVAC - Demand Controlled Ventilation_A_Achievable Technical Potential | F10 | Industrial | Petroleum | New | Space Heating | Natural Gas | HVAC - Demand Controlled Ventilation | A | Cumulative Energy Savings (MWh or mTherms) | Achievable Technical Potential | 0 | 0 | 0 | 0 | 0 | 0 | 0 | 0 | 0 | 0 | 0 | 0 | 0 | 0 | 0 | 0 | 0 | 0 | 0 | 0 | 0 | 0 | 0 | 0 | 0 | 0 | 0 | 0 | 0 | 0 | 0
F11_Industrial_Petroleum_New_Space Heating_Natural Gas_HVAC - Demand Controlled Ventilation_A_Achievable Technical Potential | F11 | Industrial | Petroleum | New | Space Heating | Natural Gas | HVAC - Demand Controlled Ventilation | A | Cumulative Summer Peak Savings (MW) | Achievable Technical Potential | 0 | 0 | 0 | 0 | 0 | 0 | 0 | 0 | 0 | 0 | 0 | 0 | 0 | 0 | 0 | 0 | 0 | 0 | 0 | 0 | 0 | 0 | 0 | 0 | 0 | 0 | 0 | 0 | 0 | 0 | 0
F12_Industrial_Petroleum_New_Space Heating_Natural Gas_HVAC - Demand Controlled Ventilation_A_Achievable Technical Potential | F12 | Industrial | Petroleum | New | Space Heating | Natural Gas | HVAC - Demand Controlled Ventilation | A | Cumulative Winter Peak Savings (MW) | Achievable Technical Potential | 0 | 0 | 0 | 0 | 0 | 0 | 0 | 0 | 0 | 0 | 0 | 0 | 0 | 0 | 0 | 0 | 0 | 0 | 0 | 0 | 0 | 0 | 0 | 0 | 0 | 0 | 0 | 0 | 0 | 0 | 0
F13_Industrial_Petroleum_New_Space Heating_Natural Gas_HVAC - Demand Controlled Ventilation_A_Achievable Technical Potential | F13 | Industrial | Petroleum | New | Space Heating | Natural Gas | HVAC - Demand Controlled Ventilation | A | Purchases (Incremental) | Achievable Technical Potential | 0 | 0 | 0 | 0 | 0 | 0 | 0 | 0 | 0 | 0 | 0 | 0 | 0 | 0 | 0 | 0 | 0 | 0 | 0 | 0 | 0 | 0 | 0 | 0 | 0 | 0 | 0 | 0 | 0 | 0 | 0
F14_Industrial_Petroleum_New_Space Heating_Natural Gas_HVAC - Demand Controlled Ventilation_A_Achievable Technical Potential | F14 | Industrial | Petroleum | New | Space Heating | Natural Gas | HVAC - Demand Controlled Ventilation | A | Purchases (Cumulative) | Achievable Technical Potential | 0 | 0 | 0 | 0 | 0 | 0 | 0 | 0 | 0 | 0 | 0 | 0 | 0 | 0 | 0 | 0 | 0 | 0 | 0 | 0 | 0 | 0 | 0 | 0 | 0 | 0 | 0 | 0 | 0 | 0 | 0
F1_Industrial_Petroleum_New_Space Heating_Natural Gas_Gas Boiler - Stack Economizer_A_Achievable Technical Potential | F1 | Industrial | Petroleum | New | Space Heating | Natural Gas | Gas Boiler - Stack Economizer | A | Original Unit Energy Savings (kWh or therms) | Achievable Technical Potential | 0 | 0 | 0 | 0 | 0 | 0 | 0 | 0 | 0 | 0 | 0 | 0 | 0 | 0 | 0 | 0 | 0 | 0 | 0 | 0 | 0 | 0 | 0 | 0 | 0 | 0 | 0 | 0 | 0 | 0 | 0
F2_Industrial_Petroleum_New_Space Heating_Natural Gas_Gas Boiler - Stack Economizer_A_Achievable Technical Potential | F2 | Industrial | Petroleum | New | Space Heating | Natural Gas | Gas Boiler - Stack Economizer | A | Original Unit Summer Peak Savings (kW) | Achievable Technical Potential | 0 | 0 | 0 | 0 | 0 | 0 | 0 | 0 | 0 | 0 | 0 | 0 | 0 | 0 | 0 | 0 | 0 | 0 | 0 | 0 | 0 | 0 | 0 | 0 | 0 | 0 | 0 | 0 | 0 | 0 | 0
F3_Industrial_Petroleum_New_Space Heating_Natural Gas_Gas Boiler - Stack Economizer_A_Achievable Technical Potential | F3 | Industrial | Petroleum | New | Space Heating | Natural Gas | Gas Boiler - Stack Economizer | A | Original Unit Winter Peak Savings (kW) | Achievable Technical Potential | 0 | 0 | 0 | 0 | 0 | 0 | 0 | 0 | 0 | 0 | 0 | 0 | 0 | 0 | 0 | 0 | 0 | 0 | 0 | 0 | 0 | 0 | 0 | 0 | 0 | 0 | 0 | 0 | 0 | 0 | 0
F4_Industrial_Petroleum_New_Space Heating_Natural Gas_Gas Boiler - Stack Economizer_A_Achievable Technical Potential | F4 | Industrial | Petroleum | New | Space Heating | Natural Gas | Gas Boiler - Stack Economizer | A | Standalone Impact on Baseline Energy (%) | Achievable Technical Potential | 0% | 0% | 0% | 0% | 0% | 0% | 0% | 0% | 0% | 0% | 0% | 0% | 0% | 0% | 0% | 0% | 0% | 0% | 0% | 0% | 0% | 0% | 0% | 0% | 0 | 0 | 0 | 0 | 0 | 0 | 0
F5_Industrial_Petroleum_New_Space Heating_Natural Gas_Gas Boiler - Stack Economizer_A_Achievable Technical Potential | F5 | Industrial | Petroleum | New | Space Heating | Natural Gas | Gas Boiler - Stack Economizer | A | Standalone Impact on Baseline Summer Peak (%) | Achievable Technical Potential | 0% | 0% | 0% | 0% | 0% | 0% | 0% | 0% | 0% | 0% | 0% | 0% | 0% | 0% | 0% | 0% | 0% | 0% | 0% | 0% | 0% | 0% | 0% | 0% | 0 | 0 | 0 | 0 | 0 | 0 | 0
F6_Industrial_Petroleum_New_Space Heating_Natural Gas_Gas Boiler - Stack Economizer_A_Achievable Technical Potential | F6 | Industrial | Petroleum | New | Space Heating | Natural Gas | Gas Boiler - Stack Economizer | A | Standalone Impact on Baseline Winter Peak (%) | Achievable Technical Potential | 0% | 0% | 0% | 0% | 0% | 0% | 0% | 0% | 0% | 0% | 0% | 0% | 0% | 0% | 0% | 0% | 0% | 0% | 0% | 0% | 0% | 0% | 0% | 0% | 0 | 0 | 0 | 0 | 0 | 0 | 0
F7_Industrial_Petroleum_New_Space Heating_Natural Gas_Gas Boiler - Stack Economizer_A_Achievable Technical Potential | F7 | Industrial | Petroleum | New | Space Heating | Natural Gas | Gas Boiler - Stack Economizer | A | Incremental Energy Savings (MWh or mTherms) | Achievable Technical Potential | 0 | 0 | 0 | 0 | 0 | 0 | 0 | 0 | 0 | 0 | 0 | 0 | 0 | 0 | 0 | 0 | 0 | 0 | 0 | 0 | 0 | 0 | 0 | 0 | 0 | 0 | 0 | 0 | 0 | 0 | 0
F8_Industrial_Petroleum_New_Space Heating_Natural Gas_Gas Boiler - Stack Economizer_A_Achievable Technical Potential | F8 | Industrial | Petroleum | New | Space Heating | Natural Gas | Gas Boiler - Stack Economizer | A | Incremental Summer Peak Savings (MW) | Achievable Technical Potential | 0 | 0 | 0 | 0 | 0 | 0 | 0 | 0 | 0 | 0 | 0 | 0 | 0 | 0 | 0 | 0 | 0 | 0 | 0 | 0 | 0 | 0 | 0 | 0 | 0 | 0 | 0 | 0 | 0 | 0 | 0
F9_Industrial_Petroleum_New_Space Heating_Natural Gas_Gas Boiler - Stack Economizer_A_Achievable Technical Potential | F9 | Industrial | Petroleum | New | Space Heating | Natural Gas | Gas Boiler - Stack Economizer | A | Incremental Winter Peak Savings (MW) | Achievable Technical Potential | 0 | 0 | 0 | 0 | 0 | 0 | 0 | 0 | 0 | 0 | 0 | 0 | 0 | 0 | 0 | 0 | 0 | 0 | 0 | 0 | 0 | 0 | 0 | 0 | 0 | 0 | 0 | 0 | 0 | 0 | 0
F10_Industrial_Petroleum_New_Space Heating_Natural Gas_Gas Boiler - Stack Economizer_A_Achievable Technical Potential | F10 | Industrial | Petroleum | New | Space Heating | Natural Gas | Gas Boiler - Stack Economizer | A | Cumulative Energy Savings (MWh or mTherms) | Achievable Technical Potential | 0 | 0 | 0 | 0 | 0 | 0 | 0 | 0 | 0 | 0 | 0 | 0 | 0 | 0 | 0 | 0 | 0 | 0 | 0 | 0 | 0 | 0 | 0 | 0 | 0 | 0 | 0 | 0 | 0 | 0 | 0
F11_Industrial_Petroleum_New_Space Heating_Natural Gas_Gas Boiler - Stack Economizer_A_Achievable Technical Potential | F11 | Industrial | Petroleum | New | Space Heating | Natural Gas | Gas Boiler - Stack Economizer | A | Cumulative Summer Peak Savings (MW) | Achievable Technical Potential | 0 | 0 | 0 | 0 | 0 | 0 | 0 | 0 | 0 | 0 | 0 | 0 | 0 | 0 | 0 | 0 | 0 | 0 | 0 | 0 | 0 | 0 | 0 | 0 | 0 | 0 | 0 | 0 | 0 | 0 | 0
F12_Industrial_Petroleum_New_Space Heating_Natural Gas_Gas Boiler - Stack Economizer_A_Achievable Technical Potential | F12 | Industrial | Petroleum | New | Space Heating | Natural Gas | Gas Boiler - Stack Economizer | A | Cumulative Winter Peak Savings (MW) | Achievable Technical Potential | 0 | 0 | 0 | 0 | 0 | 0 | 0 | 0 | 0 | 0 | 0 | 0 | 0 | 0 | 0 | 0 | 0 | 0 | 0 | 0 | 0 | 0 | 0 | 0 | 0 | 0 | 0 | 0 | 0 | 0 | 0
F13_Industrial_Petroleum_New_Space Heating_Natural Gas_Gas Boiler - Stack Economizer_A_Achievable Technical Potential | F13 | Industrial | Petroleum | New | Space Heating | Natural Gas | Gas Boiler - Stack Economizer | A | Purchases (Incremental) | Achievable Technical Potential | 0 | 0 | 0 | 0 | 0 | 0 | 0 | 0 | 0 | 0 | 0 | 0 | 0 | 0 | 0 | 0 | 0 | 0 | 0 | 0 | 0 | 0 | 0 | 0 | 0 | 0 | 0 | 0 | 0 | 0 | 0
F14_Industrial_Petroleum_New_Space Heating_Natural Gas_Gas Boiler - Stack Economizer_A_Achievable Technical Potential | F14 | Industrial | Petroleum | New | Space Heating | Natural Gas | Gas Boiler - Stack Economizer | A | Purchases (Cumulative) | Achievable Technical Potential | 0 | 0 | 0 | 0 | 0 | 0 | 0 | 0 | 0 | 0 | 0 | 0 | 0 | 0 | 0 | 0 | 0 | 0 | 0 | 0 | 0 | 0 | 0 | 0 | 0 | 0 | 0 | 0 | 0 | 0 | 0
F1_Industrial_Petroleum_New_Process_Natural Gas_Gas Boiler - Stack Economizer_A_Achievable Technical Potential | F1 | Industrial | Petroleum | New | Process | Natural Gas | Gas Boiler - Stack Economizer | A | Original Unit Energy Savings (kWh or therms) | Achievable Technical Potential | 0 | 0 | 0 | 0 | 0 | 702.6725 | 702.6725 | 702.6725 | 702.6725 | 702.6725 | 702.6725 | 702.6725 | 702.6725 | 702.6725 | 702.6725 | 702.6725 | 702.6725 | 702.6725 | 702.6725 | 702.6725 | 702.6725 | 702.6725 | 702.6725 | 702.6725 | 702.6725 | 702.6725 | 702.6725 | 702.6725 | 702.6725 | 702.6725 | 702.6725
F2_Industrial_Petroleum_New_Process_Natural Gas_Gas Boiler - Stack Economizer_A_Achievable Technical Potential | F2 | Industrial | Petroleum | New | Process | Natural Gas | Gas Boiler - Stack Economizer | A | Original Unit Summer Peak Savings (kW) | Achievable Technical Potential | 0 | 0 | 0 | 0 | 0 | 0 | 0 | 0 | 0 | 0 | 0 | 0 | 0 | 0 | 0 | 0 | 0 | 0 | 0 | 0 | 0 | 0 | 0 | 0 | 0 | 0 | 0 | 0 | 0 | 0 | 0
F3_Industrial_Petroleum_New_Process_Natural Gas_Gas Boiler - Stack Economizer_A_Achievable Technical Potential | F3 | Industrial | Petroleum | New | Process | Natural Gas | Gas Boiler - Stack Economizer | A | Original Unit Winter Peak Savings (kW) | Achievable Technical Potential | 0 | 0 | 0 | 0 | 0 | 0 | 0 | 0 | 0 | 0 | 0 | 0 | 0 | 0 | 0 | 0 | 0 | 0 | 0 | 0 | 0 | 0 | 0 | 0 | 0 | 0 | 0 | 0 | 0 | 0 | 0
F4_Industrial_Petroleum_New_Process_Natural Gas_Gas Boiler - Stack Economizer_A_Achievable Technical Potential | F4 | Industrial | Petroleum | New | Process | Natural Gas | Gas Boiler - Stack Economizer | A | Standalone Impact on Baseline Energy (%) | Achievable Technical Potential | 0% | 0% | 0% | 0% | 0% | 0.03653% | 0.06736% | 0.0948% | 0.1201% | 0.1439% | 0.163% | 0.1753% | 0.1824% | 0.1859% | 0.1868% | 0.1858% | 0.1834% | 0.1801% | 0.1762% | 0.1719% | 0.1638% | 0.1564% | 0.1497% | 0.1436% | 0.0013797 | 0.0013279 | 0.0012799 | 0.0012354 | 0 | 0 | 0
F5_Industrial_Petroleum_New_Process_Natural Gas_Gas Boiler - Stack Economizer_A_Achievable Technical Potential | F5 | Industrial | Petroleum | New | Process | Natural Gas | Gas Boiler - Stack Economizer | A | Standalone Impact on Baseline Summer Peak (%) | Achievable Technical Potential | 0% | 0% | 0% | 0% | 0% | 0% | 0% | 0% | 0% | 0% | 0% | 0% | 0% | 0% | 0% | 0% | 0% | 0% | 0% | 0% | 0% | 0% | 0% | 0% | 0 | 0 | 0 | 0 | 0 | 0 | 0
F6_Industrial_Petroleum_New_Process_Natural Gas_Gas Boiler - Stack Economizer_A_Achievable Technical Potential | F6 | Industrial | Petroleum | New | Process | Natural Gas | Gas Boiler - Stack Economizer | A | Standalone Impact on Baseline Winter Peak (%) | Achievable Technical Potential | 0% | 0% | 0% | 0% | 0% | 0% | 0% | 0% | 0% | 0% | 0% | 0% | 0% | 0% | 0% | 0% | 0% | 0% | 0% | 0% | 0% | 0% | 0% | 0% | 0 | 0 | 0 | 0 | 0 | 0 | 0
F7_Industrial_Petroleum_New_Process_Natural Gas_Gas Boiler - Stack Economizer_A_Achievable Technical Potential | F7 | Industrial | Petroleum | New | Process | Natural Gas | Gas Boiler - Stack Economizer | A | Incremental Energy Savings (MWh or mTherms) | Achievable Technical Potential | 0 | 0 | 0 | 0 | 0 | 0.043113 | 0.051077 | 0.059036 | 0.066949 | 0.074866 | 0.074511 | 0.065241 | 0.056687 | 0.048937 | 0.041974 | 0.035848 | 0.030475 | 0.025818 | 0.021799 | 0.018347 | 0.043113 | 0.051077 | 0.059036 | 0.066949 | 0.074866 | 0.074511 | 0.065241 | 0.056687 | 0.048937 | 0.041974 | 0.035848
F8_Industrial_Petroleum_New_Process_Natural Gas_Gas Boiler - Stack Economizer_A_Achievable Technical Potential | F8 | Industrial | Petroleum | New | Process | Natural Gas | Gas Boiler - Stack Economizer | A | Incremental Summer Peak Savings (MW) | Achievable Technical Potential | 0 | 0 | 0 | 0 | 0 | 0 | 0 | 0 | 0 | 0 | 0 | 0 | 0 | 0 | 0 | 0 | 0 | 0 | 0 | 0 | 0 | 0 | 0 | 0 | 0 | 0 | 0 | 0 | 0 | 0 | 0
F9_Industrial_Petroleum_New_Process_Natural Gas_Gas Boiler - Stack Economizer_A_Achievable Technical Potential | F9 | Industrial | Petroleum | New | Process | Natural Gas | Gas Boiler - Stack Economizer | A | Incremental Winter Peak Savings (MW) | Achievable Technical Potential | 0 | 0 | 0 | 0 | 0 | 0 | 0 | 0 | 0 | 0 | 0 | 0 | 0 | 0 | 0 | 0 | 0 | 0 | 0 | 0 | 0 | 0 | 0 | 0 | 0 | 0 | 0 | 0 | 0 | 0 | 0
F10_Industrial_Petroleum_New_Process_Natural Gas_Gas Boiler - Stack Economizer_A_Achievable Technical Potential | F10 | Industrial | Petroleum | New | Process | Natural Gas | Gas Boiler - Stack Economizer | A | Cumulative Energy Savings (MWh or mTherms) | Achievable Technical Potential | 0 | 0 | 0 | 0 | 0 | 0.043113 | 0.094189 | 0.15323 | 0.22017 | 0.29504 | 0.36955 | 0.43479 | 0.49148 | 0.54042 | 0.58239 | 0.61824 | 0.64871 | 0.67453 | 0.69633 | 0.71468 | 0.71468 | 0.71468 | 0.71468 | 0.71468 | 0.71468 | 0.71468 | 0.71468 | 0.71468 | 0.71468 | 0.71468 | 0.71468
F11_Industrial_Petroleum_New_Process_Natural Gas_Gas Boiler - Stack Economizer_A_Achievable Technical Potential | F11 | Industrial | Petroleum | New | Process | Natural Gas | Gas Boiler - Stack Economizer | A | Cumulative Summer Peak Savings (MW) | Achievable Technical Potential | 0 | 0 | 0 | 0 | 0 | 0 | 0 | 0 | 0 | 0 | 0 | 0 | 0 | 0 | 0 | 0 | 0 | 0 | 0 | 0 | 0 | 0 | 0 | 0 | 0 | 0 | 0 | 0 | 0 | 0 | 0
F12_Industrial_Petroleum_New_Process_Natural Gas_Gas Boiler - Stack Economizer_A_Achievable Technical Potential | F12 | Industrial | Petroleum | New | Process | Natural Gas | Gas Boiler - Stack Economizer | A | Cumulative Winter Peak Savings (MW) | Achievable Technical Potential | 0 | 0 | 0 | 0 | 0 | 0 | 0 | 0 | 0 | 0 | 0 | 0 | 0 | 0 | 0 | 0 | 0 | 0 | 0 | 0 | 0 | 0 | 0 | 0 | 0 | 0 | 0 | 0 | 0 | 0 | 0
F13_Industrial_Petroleum_New_Process_Natural Gas_Gas Boiler - Stack Economizer_A_Achievable Technical Potential | F13 | Industrial | Petroleum | New | Process | Natural Gas | Gas Boiler - Stack Economizer | A | Purchases (Incremental) | Achievable Technical Potential | 0 | 0 | 0 | 0 | 0 | 0.061355 | 0.072689 | 0.084017 | 0.095278 | 0.10654 | 0.10604 | 0.092847 | 0.080673 | 0.069644 | 0.059735 | 0.051016 | 0.043371 | 0.036743 | 0.031023 | 0.02611 | 0.061355 | 0.072689 | 0.084017 | 0.095278 | 0.10654 | 0.10604 | 0.092847 | 0.080673 | 0.069644 | 0.059735 | 0.051016
F14_Industrial_Petroleum_New_Process_Natural Gas_Gas Boiler - Stack Economizer_A_Achievable Technical Potential | F14 | Industrial | Petroleum | New | Process | Natural Gas | Gas Boiler - Stack Economizer | A | Purchases (Cumulative) | Achievable Technical Potential | 0 | 0 | 0 | 0 | 0 | 0.061355 | 0.13404 | 0.21806 | 0.31334 | 0.41988 | 0.52592 | 0.61877 | 0.69944 | 0.76909 | 0.82882 | 0.87984 | 0.92321 | 0.95995 | 0.99098 | 1.0171 | 1.0171 | 1.0171 | 1.0171 | 1.0171 | 1.0171 | 1.0171 | 1.0171 | 1.0171 | 1.0171 | 1.0171 | 1.0171
F1_Industrial_Petroleum_New_Space Heating_Natural Gas_Gas Furnace Tube Inserts_A_Achievable Technical Potential | F1 | Industrial | Petroleum | New | Space Heating | Natural Gas | Gas Furnace Tube Inserts | A | Original Unit Energy Savings (kWh or therms) | Achievable Technical Potential | 0 | 0 | 0 | 0 | 0 | 0 | 0 | 0 | 0 | 0 | 0 | 0 | 0 | 0 | 0 | 0 | 0 | 0 | 0 | 0 | 0 | 0 | 0 | 0 | 0 | 0 | 0 | 0 | 0 | 0 | 0
F2_Industrial_Petroleum_New_Space Heating_Natural Gas_Gas Furnace Tube Inserts_A_Achievable Technical Potential | F2 | Industrial | Petroleum | New | Space Heating | Natural Gas | Gas Furnace Tube Inserts | A | Original Unit Summer Peak Savings (kW) | Achievable Technical Potential | 0 | 0 | 0 | 0 | 0 | 0 | 0 | 0 | 0 | 0 | 0 | 0 | 0 | 0 | 0 | 0 | 0 | 0 | 0 | 0 | 0 | 0 | 0 | 0 | 0 | 0 | 0 | 0 | 0 | 0 | 0
F3_Industrial_Petroleum_New_Space Heating_Natural Gas_Gas Furnace Tube Inserts_A_Achievable Technical Potential | F3 | Industrial | Petroleum | New | Space Heating | Natural Gas | Gas Furnace Tube Inserts | A | Original Unit Winter Peak Savings (kW) | Achievable Technical Potential | 0 | 0 | 0 | 0 | 0 | 0 | 0 | 0 | 0 | 0 | 0 | 0 | 0 | 0 | 0 | 0 | 0 | 0 | 0 | 0 | 0 | 0 | 0 | 0 | 0 | 0 | 0 | 0 | 0 | 0 | 0
F4_Industrial_Petroleum_New_Space Heating_Natural Gas_Gas Furnace Tube Inserts_A_Achievable Technical Potential | F4 | Industrial | Petroleum | New | Space Heating | Natural Gas | Gas Furnace Tube Inserts | A | Standalone Impact on Baseline Energy (%) | Achievable Technical Potential | 0% | 0% | 0% | 0% | 0% | 0% | 0% | 0% | 0% | 0% | 0% | 0% | 0% | 0% | 0% | 0% | 0% | 0% | 0% | 0% | 0% | 0% | 0% | 0% | 0 | 0 | 0 | 0 | 0 | 0 | 0
F5_Industrial_Petroleum_New_Space Heating_Natural Gas_Gas Furnace Tube Inserts_A_Achievable Technical Potential | F5 | Industrial | Petroleum | New | Space Heating | Natural Gas | Gas Furnace Tube Inserts | A | Standalone Impact on Baseline Summer Peak (%) | Achievable Technical Potential | 0% | 0% | 0% | 0% | 0% | 0% | 0% | 0% | 0% | 0% | 0% | 0% | 0% | 0% | 0% | 0% | 0% | 0% | 0% | 0% | 0% | 0% | 0% | 0% | 0 | 0 | 0 | 0 | 0 | 0 | 0
F6_Industrial_Petroleum_New_Space Heating_Natural Gas_Gas Furnace Tube Inserts_A_Achievable Technical Potential | F6 | Industrial | Petroleum | New | Space Heating | Natural Gas | Gas Furnace Tube Inserts | A | Standalone Impact on Baseline Winter Peak (%) | Achievable Technical Potential | 0% | 0% | 0% | 0% | 0% | 0% | 0% | 0% | 0% | 0% | 0% | 0% | 0% | 0% | 0% | 0% | 0% | 0% | 0% | 0% | 0% | 0% | 0% | 0% | 0 | 0 | 0 | 0 | 0 | 0 | 0
F7_Industrial_Petroleum_New_Space Heating_Natural Gas_Gas Furnace Tube Inserts_A_Achievable Technical Potential | F7 | Industrial | Petroleum | New | Space Heating | Natural Gas | Gas Furnace Tube Inserts | A | Incremental Energy Savings (MWh or mTherms) | Achievable Technical Potential | 0 | 0 | 0 | 0 | 0 | 0 | 0 | 0 | 0 | 0 | 0 | 0 | 0 | 0 | 0 | 0 | 0 | 0 | 0 | 0 | 0 | 0 | 0 | 0 | 0 | 0 | 0 | 0 | 0 | 0 | 0
F8_Industrial_Petroleum_New_Space Heating_Natural Gas_Gas Furnace Tube Inserts_A_Achievable Technical Potential | F8 | Industrial | Petroleum | New | Space Heating | Natural Gas | Gas Furnace Tube Inserts | A | Incremental Summer Peak Savings (MW) | Achievable Technical Potential | 0 | 0 | 0 | 0 | 0 | 0 | 0 | 0 | 0 | 0 | 0 | 0 | 0 | 0 | 0 | 0 | 0 | 0 | 0 | 0 | 0 | 0 | 0 | 0 | 0 | 0 | 0 | 0 | 0 | 0 | 0
F9_Industrial_Petroleum_New_Space Heating_Natural Gas_Gas Furnace Tube Inserts_A_Achievable Technical Potential | F9 | Industrial | Petroleum | New | Space Heating | Natural Gas | Gas Furnace Tube Inserts | A | Incremental Winter Peak Savings (MW) | Achievable Technical Potential | 0 | 0 | 0 | 0 | 0 | 0 | 0 | 0 | 0 | 0 | 0 | 0 | 0 | 0 | 0 | 0 | 0 | 0 | 0 | 0 | 0 | 0 | 0 | 0 | 0 | 0 | 0 | 0 | 0 | 0 | 0
F10_Industrial_Petroleum_New_Space Heating_Natural Gas_Gas Furnace Tube Inserts_A_Achievable Technical Potential | F10 | Industrial | Petroleum | New | Space Heating | Natural Gas | Gas Furnace Tube Inserts | A | Cumulative Energy Savings (MWh or mTherms) | Achievable Technical Potential | 0 | 0 | 0 | 0 | 0 | 0 | 0 | 0 | 0 | 0 | 0 | 0 | 0 | 0 | 0 | 0 | 0 | 0 | 0 | 0 | 0 | 0 | 0 | 0 | 0 | 0 | 0 | 0 | 0 | 0 | 0
F11_Industrial_Petroleum_New_Space Heating_Natural Gas_Gas Furnace Tube Inserts_A_Achievable Technical Potential | F11 | Industrial | Petroleum | New | Space Heating | Natural Gas | Gas Furnace Tube Inserts | A | Cumulative Summer Peak Savings (MW) | Achievable Technical Potential | 0 | 0 | 0 | 0 | 0 | 0 | 0 | 0 | 0 | 0 | 0 | 0 | 0 | 0 | 0 | 0 | 0 | 0 | 0 | 0 | 0 | 0 | 0 | 0 | 0 | 0 | 0 | 0 | 0 | 0 | 0
F12_Industrial_Petroleum_New_Space Heating_Natural Gas_Gas Furnace Tube Inserts_A_Achievable Technical Potential | F12 | Industrial | Petroleum | New | Space Heating | Natural Gas | Gas Furnace Tube Inserts | A | Cumulative Winter Peak Savings (MW) | Achievable Technical Potential | 0 | 0 | 0 | 0 | 0 | 0 | 0 | 0 | 0 | 0 | 0 | 0 | 0 | 0 | 0 | 0 | 0 | 0 | 0 | 0 | 0 | 0 | 0 | 0 | 0 | 0 | 0 | 0 | 0 | 0 | 0
F13_Industrial_Petroleum_New_Space Heating_Natural Gas_Gas Furnace Tube Inserts_A_Achievable Technical Potential | F13 | Industrial | Petroleum | New | Space Heating | Natural Gas | Gas Furnace Tube Inserts | A | Purchases (Incremental) | Achievable Technical Potential | 0 | 0 | 0 | 0 | 0 | 0 | 0 | 0 | 0 | 0 | 0 | 0 | 0 | 0 | 0 | 0 | 0 | 0 | 0 | 0 | 0 | 0 | 0 | 0 | 0 | 0 | 0 | 0 | 0 | 0 | 0
F14_Industrial_Petroleum_New_Space Heating_Natural Gas_Gas Furnace Tube Inserts_A_Achievable Technical Potential | F14 | Industrial | Petroleum | New | Space Heating | Natural Gas | Gas Furnace Tube Inserts | A | Purchases (Cumulative) | Achievable Technical Potential | 0 | 0 | 0 | 0 | 0 | 0 | 0 | 0 | 0 | 0 | 0 | 0 | 0 | 0 | 0 | 0 | 0 | 0 | 0 | 0 | 0 | 0 | 0 | 0 | 0 | 0 | 0 | 0 | 0 | 0 | 0
F1_Industrial_Petroleum_New_Space Heating_Natural Gas_Space Heating - Heat Recovery Ventilator_A_Achievable Technical Potential | F1 | Industrial | Petroleum | New | Space Heating | Natural Gas | Space Heating - Heat Recovery Ventilator | A | Original Unit Energy Savings (kWh or therms) | Achievable Technical Potential | 0 | 0 | 0 | 0 | 0 | 0 | 0 | 0 | 0 | 0 | 0 | 0 | 0 | 0 | 0 | 0 | 0 | 0 | 0 | 0 | 0 | 0 | 0 | 0 | 0 | 0 | 0 | 0 | 0 | 0 | 0
F2_Industrial_Petroleum_New_Space Heating_Natural Gas_Space Heating - Heat Recovery Ventilator_A_Achievable Technical Potential | F2 | Industrial | Petroleum | New | Space Heating | Natural Gas | Space Heating - Heat Recovery Ventilator | A | Original Unit Summer Peak Savings (kW) | Achievable Technical Potential | 0 | 0 | 0 | 0 | 0 | 0 | 0 | 0 | 0 | 0 | 0 | 0 | 0 | 0 | 0 | 0 | 0 | 0 | 0 | 0 | 0 | 0 | 0 | 0 | 0 | 0 | 0 | 0 | 0 | 0 | 0
F3_Industrial_Petroleum_New_Space Heating_Natural Gas_Space Heating - Heat Recovery Ventilator_A_Achievable Technical Potential | F3 | Industrial | Petroleum | New | Space Heating | Natural Gas | Space Heating - Heat Recovery Ventilator | A | Original Unit Winter Peak Savings (kW) | Achievable Technical Potential | 0 | 0 | 0 | 0 | 0 | 0 | 0 | 0 | 0 | 0 | 0 | 0 | 0 | 0 | 0 | 0 | 0 | 0 | 0 | 0 | 0 | 0 | 0 | 0 | 0 | 0 | 0 | 0 | 0 | 0 | 0
F4_Industrial_Petroleum_New_Space Heating_Natural Gas_Space Heating - Heat Recovery Ventilator_A_Achievable Technical Potential | F4 | Industrial | Petroleum | New | Space Heating | Natural Gas | Space Heating - Heat Recovery Ventilator | A | Standalone Impact on Baseline Energy (%) | Achievable Technical Potential | 0% | 0% | 0% | 0% | 0% | 0% | 0% | 0% | 0% | 0% | 0% | 0% | 0% | 0% | 0% | 0% | 0% | 0% | 0% | 0% | 0% | 0% | 0% | 0% | 0 | 0 | 0 | 0 | 0 | 0 | 0
F5_Industrial_Petroleum_New_Space Heating_Natural Gas_Space Heating - Heat Recovery Ventilator_A_Achievable Technical Potential | F5 | Industrial | Petroleum | New | Space Heating | Natural Gas | Space Heating - Heat Recovery Ventilator | A | Standalone Impact on Baseline Summer Peak (%) | Achievable Technical Potential | 0% | 0% | 0% | 0% | 0% | 0% | 0% | 0% | 0% | 0% | 0% | 0% | 0% | 0% | 0% | 0% | 0% | 0% | 0% | 0% | 0% | 0% | 0% | 0% | 0 | 0 | 0 | 0 | 0 | 0 | 0
F6_Industrial_Petroleum_New_Space Heating_Natural Gas_Space Heating - Heat Recovery Ventilator_A_Achievable Technical Potential | F6 | Industrial | Petroleum | New | Space Heating | Natural Gas | Space Heating - Heat Recovery Ventilator | A | Standalone Impact on Baseline Winter Peak (%) | Achievable Technical Potential | 0% | 0% | 0% | 0% | 0% | 0% | 0% | 0% | 0% | 0% | 0% | 0% | 0% | 0% | 0% | 0% | 0% | 0% | 0% | 0% | 0% | 0% | 0% | 0% | 0 | 0 | 0 | 0 | 0 | 0 | 0
F7_Industrial_Petroleum_New_Space Heating_Natural Gas_Space Heating - Heat Recovery Ventilator_A_Achievable Technical Potential | F7 | Industrial | Petroleum | New | Space Heating | Natural Gas | Space Heating - Heat Recovery Ventilator | A | Incremental Energy Savings (MWh or mTherms) | Achievable Technical Potential | 0 | 0 | 0 | 0 | 0 | 0 | 0 | 0 | 0 | 0 | 0 | 0 | 0 | 0 | 0 | 0 | 0 | 0 | 0 | 0 | 0 | 0 | 0 | 0 | 0 | 0 | 0 | 0 | 0 | 0 | 0
F8_Industrial_Petroleum_New_Space Heating_Natural Gas_Space Heating - Heat Recovery Ventilator_A_Achievable Technical Potential | F8 | Industrial | Petroleum | New | Space Heating | Natural Gas | Space Heating - Heat Recovery Ventilator | A | Incremental Summer Peak Savings (MW) | Achievable Technical Potential | 0 | 0 | 0 | 0 | 0 | 0 | 0 | 0 | 0 | 0 | 0 | 0 | 0 | 0 | 0 | 0 | 0 | 0 | 0 | 0 | 0 | 0 | 0 | 0 | 0 | 0 | 0 | 0 | 0 | 0 | 0
F9_Industrial_Petroleum_New_Space Heating_Natural Gas_Space Heating - Heat Recovery Ventilator_A_Achievable Technical Potential | F9 | Industrial | Petroleum | New | Space Heating | Natural Gas | Space Heating - Heat Recovery Ventilator | A | Incremental Winter Peak Savings (MW) | Achievable Technical Potential | 0 | 0 | 0 | 0 | 0 | 0 | 0 | 0 | 0 | 0 | 0 | 0 | 0 | 0 | 0 | 0 | 0 | 0 | 0 | 0 | 0 | 0 | 0 | 0 | 0 | 0 | 0 | 0 | 0 | 0 | 0
F10_Industrial_Petroleum_New_Space Heating_Natural Gas_Space Heating - Heat Recovery Ventilator_A_Achievable Technical Potential | F10 | Industrial | Petroleum | New | Space Heating | Natural Gas | Space Heating - Heat Recovery Ventilator | A | Cumulative Energy Savings (MWh or mTherms) | Achievable Technical Potential | 0 | 0 | 0 | 0 | 0 | 0 | 0 | 0 | 0 | 0 | 0 | 0 | 0 | 0 | 0 | 0 | 0 | 0 | 0 | 0 | 0 | 0 | 0 | 0 | 0 | 0 | 0 | 0 | 0 | 0 | 0
F11_Industrial_Petroleum_New_Space Heating_Natural Gas_Space Heating - Heat Recovery Ventilator_A_Achievable Technical Potential | F11 | Industrial | Petroleum | New | Space Heating | Natural Gas | Space Heating - Heat Recovery Ventilator | A | Cumulative Summer Peak Savings (MW) | Achievable Technical Potential | 0 | 0 | 0 | 0 | 0 | 0 | 0 | 0 | 0 | 0 | 0 | 0 | 0 | 0 | 0 | 0 | 0 | 0 | 0 | 0 | 0 | 0 | 0 | 0 | 0 | 0 | 0 | 0 | 0 | 0 | 0
F12_Industrial_Petroleum_New_Space Heating_Natural Gas_Space Heating - Heat Recovery Ventilator_A_Achievable Technical Potential | F12 | Industrial | Petroleum | New | Space Heating | Natural Gas | Space Heating - Heat Recovery Ventilator | A | Cumulative Winter Peak Savings (MW) | Achievable Technical Potential | 0 | 0 | 0 | 0 | 0 | 0 | 0 | 0 | 0 | 0 | 0 | 0 | 0 | 0 | 0 | 0 | 0 | 0 | 0 | 0 | 0 | 0 | 0 | 0 | 0 | 0 | 0 | 0 | 0 | 0 | 0
F13_Industrial_Petroleum_New_Space Heating_Natural Gas_Space Heating - Heat Recovery Ventilator_A_Achievable Technical Potential | F13 | Industrial | Petroleum | New | Space Heating | Natural Gas | Space Heating - Heat Recovery Ventilator | A | Purchases (Incremental) | Achievable Technical Potential | 0 | 0 | 0 | 0 | 0 | 0 | 0 | 0 | 0 | 0 | 0 | 0 | 0 | 0 | 0 | 0 | 0 | 0 | 0 | 0 | 0 | 0 | 0 | 0 | 0 | 0 | 0 | 0 | 0 | 0 | 0
F14_Industrial_Petroleum_New_Space Heating_Natural Gas_Space Heating - Heat Recovery Ventilator_A_Achievable Technical Potential | F14 | Industrial | Petroleum | New | Space Heating | Natural Gas | Space Heating - Heat Recovery Ventilator | A | Purchases (Cumulative) | Achievable Technical Potential | 0 | 0 | 0 | 0 | 0 | 0 | 0 | 0 | 0 | 0 | 0 | 0 | 0 | 0 | 0 | 0 | 0 | 0 | 0 | 0 | 0 | 0 | 0 | 0 | 0 | 0 | 0 | 0 | 0 | 0 | 0
F1_Industrial_Petroleum_New_Space Heating_Natural Gas_Thermostat - Programmable_A_Achievable Technical Potential | F1 | Industrial | Petroleum | New | Space Heating | Natural Gas | Thermostat - Programmable | A | Original Unit Energy Savings (kWh or therms) | Achievable Technical Potential | 0 | 0 | 0 | 0 | 0 | 0 | 0 | 0 | 0 | 0 | 0 | 0 | 0 | 0 | 0 | 0 | 0 | 0 | 0 | 0 | 0 | 0 | 0 | 0 | 0 | 0 | 0 | 0 | 0 | 0 | 0
F2_Industrial_Petroleum_New_Space Heating_Natural Gas_Thermostat - Programmable_A_Achievable Technical Potential | F2 | Industrial | Petroleum | New | Space Heating | Natural Gas | Thermostat - Programmable | A | Original Unit Summer Peak Savings (kW) | Achievable Technical Potential | 0 | 0 | 0 | 0 | 0 | 0 | 0 | 0 | 0 | 0 | 0 | 0 | 0 | 0 | 0 | 0 | 0 | 0 | 0 | 0 | 0 | 0 | 0 | 0 | 0 | 0 | 0 | 0 | 0 | 0 | 0
F3_Industrial_Petroleum_New_Space Heating_Natural Gas_Thermostat - Programmable_A_Achievable Technical Potential | F3 | Industrial | Petroleum | New | Space Heating | Natural Gas | Thermostat - Programmable | A | Original Unit Winter Peak Savings (kW) | Achievable Technical Potential | 0 | 0 | 0 | 0 | 0 | 0 | 0 | 0 | 0 | 0 | 0 | 0 | 0 | 0 | 0 | 0 | 0 | 0 | 0 | 0 | 0 | 0 | 0 | 0 | 0 | 0 | 0 | 0 | 0 | 0 | 0
F4_Industrial_Petroleum_New_Space Heating_Natural Gas_Thermostat - Programmable_A_Achievable Technical Potential | F4 | Industrial | Petroleum | New | Space Heating | Natural Gas | Thermostat - Programmable | A | Standalone Impact on Baseline Energy (%) | Achievable Technical Potential | 0% | 0% | 0% | 0% | 0% | 0% | 0% | 0% | 0% | 0% | 0% | 0% | 0% | 0% | 0% | 0% | 0% | 0% | 0% | 0% | 0% | 0% | 0% | 0% | 0 | 0 | 0 | 0 | 0 | 0 | 0
F5_Industrial_Petroleum_New_Space Heating_Natural Gas_Thermostat - Programmable_A_Achievable Technical Potential | F5 | Industrial | Petroleum | New | Space Heating | Natural Gas | Thermostat - Programmable | A | Standalone Impact on Baseline Summer Peak (%) | Achievable Technical Potential | 0% | 0% | 0% | 0% | 0% | 0% | 0% | 0% | 0% | 0% | 0% | 0% | 0% | 0% | 0% | 0% | 0% | 0% | 0% | 0% | 0% | 0% | 0% | 0% | 0 | 0 | 0 | 0 | 0 | 0 | 0
F6_Industrial_Petroleum_New_Space Heating_Natural Gas_Thermostat - Programmable_A_Achievable Technical Potential | F6 | Industrial | Petroleum | New | Space Heating | Natural Gas | Thermostat - Programmable | A | Standalone Impact on Baseline Winter Peak (%) | Achievable Technical Potential | 0% | 0% | 0% | 0% | 0% | 0% | 0% | 0% | 0% | 0% | 0% | 0% | 0% | 0% | 0% | 0% | 0% | 0% | 0% | 0% | 0% | 0% | 0% | 0% | 0 | 0 | 0 | 0 | 0 | 0 | 0
F7_Industrial_Petroleum_New_Space Heating_Natural Gas_Thermostat - Programmable_A_Achievable Technical Potential | F7 | Industrial | Petroleum | New | Space Heating | Natural Gas | Thermostat - Programmable | A | Incremental Energy Savings (MWh or mTherms) | Achievable Technical Potential | 0 | 0 | 0 | 0 | 0 | 0 | 0 | 0 | 0 | 0 | 0 | 0 | 0 | 0 | 0 | 0 | 0 | 0 | 0 | 0 | 0 | 0 | 0 | 0 | 0 | 0 | 0 | 0 | 0 | 0 | 0
F8_Industrial_Petroleum_New_Space Heating_Natural Gas_Thermostat - Programmable_A_Achievable Technical Potential | F8 | Industrial | Petroleum | New | Space Heating | Natural Gas | Thermostat - Programmable | A | Incremental Summer Peak Savings (MW) | Achievable Technical Potential | 0 | 0 | 0 | 0 | 0 | 0 | 0 | 0 | 0 | 0 | 0 | 0 | 0 | 0 | 0 | 0 | 0 | 0 | 0 | 0 | 0 | 0 | 0 | 0 | 0 | 0 | 0 | 0 | 0 | 0 | 0
F9_Industrial_Petroleum_New_Space Heating_Natural Gas_Thermostat - Programmable_A_Achievable Technical Potential | F9 | Industrial | Petroleum | New | Space Heating | Natural Gas | Thermostat - Programmable | A | Incremental Winter Peak Savings (MW) | Achievable Technical Potential | 0 | 0 | 0 | 0 | 0 | 0 | 0 | 0 | 0 | 0 | 0 | 0 | 0 | 0 | 0 | 0 | 0 | 0 | 0 | 0 | 0 | 0 | 0 | 0 | 0 | 0 | 0 | 0 | 0 | 0 | 0
F10_Industrial_Petroleum_New_Space Heating_Natural Gas_Thermostat - Programmable_A_Achievable Technical Potential | F10 | Industrial | Petroleum | New | Space Heating | Natural Gas | Thermostat - Programmable | A | Cumulative Energy Savings (MWh or mTherms) | Achievable Technical Potential | 0 | 0 | 0 | 0 | 0 | 0 | 0 | 0 | 0 | 0 | 0 | 0 | 0 | 0 | 0 | 0 | 0 | 0 | 0 | 0 | 0 | 0 | 0 | 0 | 0 | 0 | 0 | 0 | 0 | 0 | 0
F11_Industrial_Petroleum_New_Space Heating_Natural Gas_Thermostat - Programmable_A_Achievable Technical Potential | F11 | Industrial | Petroleum | New | Space Heating | Natural Gas | Thermostat - Programmable | A | Cumulative Summer Peak Savings (MW) | Achievable Technical Potential | 0 | 0 | 0 | 0 | 0 | 0 | 0 | 0 | 0 | 0 | 0 | 0 | 0 | 0 | 0 | 0 | 0 | 0 | 0 | 0 | 0 | 0 | 0 | 0 | 0 | 0 | 0 | 0 | 0 | 0 | 0
F12_Industrial_Petroleum_New_Space Heating_Natural Gas_Thermostat - Programmable_A_Achievable Technical Potential | F12 | Industrial | Petroleum | New | Space Heating | Natural Gas | Thermostat - Programmable | A | Cumulative Winter Peak Savings (MW) | Achievable Technical Potential | 0 | 0 | 0 | 0 | 0 | 0 | 0 | 0 | 0 | 0 | 0 | 0 | 0 | 0 | 0 | 0 | 0 | 0 | 0 | 0 | 0 | 0 | 0 | 0 | 0 | 0 | 0 | 0 | 0 | 0 | 0
F13_Industrial_Petroleum_New_Space Heating_Natural Gas_Thermostat - Programmable_A_Achievable Technical Potential | F13 | Industrial | Petroleum | New | Space Heating | Natural Gas | Thermostat - Programmable | A | Purchases (Incremental) | Achievable Technical Potential | 0 | 0 | 0 | 0 | 0 | 0 | 0 | 0 | 0 | 0 | 0 | 0 | 0 | 0 | 0 | 0 | 0 | 0 | 0 | 0 | 0 | 0 | 0 | 0 | 0 | 0 | 0 | 0 | 0 | 0 | 0
F14_Industrial_Petroleum_New_Space Heating_Natural Gas_Thermostat - Programmable_A_Achievable Technical Potential | F14 | Industrial | Petroleum | New | Space Heating | Natural Gas | Thermostat - Programmable | A | Purchases (Cumulative) | Achievable Technical Potential | 0 | 0 | 0 | 0 | 0 | 0 | 0 | 0 | 0 | 0 | 0 | 0 | 0 | 0 | 0 | 0 | 0 | 0 | 0 | 0 | 0 | 0 | 0 | 0 | 0 | 0 | 0 | 0 | 0 | 0 | 0
F1_Industrial_Petroleum_New_Space Heating_Natural Gas_ENERGY STAR Connected Thermostat_A_Achievable Technical Potential | F1 | Industrial | Petroleum | New | Space Heating | Natural Gas | ENERGY STAR Connected Thermostat | A | Original Unit Energy Savings (kWh or therms) | Achievable Technical Potential | 0 | 0 | 0 | 0 | 0 | 0 | 0 | 0 | 0 | 0 | 0 | 0 | 0 | 0 | 0 | 0 | 0 | 0 | 0 | 0 | 0 | 0 | 0 | 0 | 0 | 0 | 0 | 0 | 0 | 0 | 0
F2_Industrial_Petroleum_New_Space Heating_Natural Gas_ENERGY STAR Connected Thermostat_A_Achievable Technical Potential | F2 | Industrial | Petroleum | New | Space Heating | Natural Gas | ENERGY STAR Connected Thermostat | A | Original Unit Summer Peak Savings (kW) | Achievable Technical Potential | 0 | 0 | 0 | 0 | 0 | 0 | 0 | 0 | 0 | 0 | 0 | 0 | 0 | 0 | 0 | 0 | 0 | 0 | 0 | 0 | 0 | 0 | 0 | 0 | 0 | 0 | 0 | 0 | 0 | 0 | 0
F3_Industrial_Petroleum_New_Space Heating_Natural Gas_ENERGY STAR Connected Thermostat_A_Achievable Technical Potential | F3 | Industrial | Petroleum | New | Space Heating | Natural Gas | ENERGY STAR Connected Thermostat | A | Original Unit Winter Peak Savings (kW) | Achievable Technical Potential | 0 | 0 | 0 | 0 | 0 | 0 | 0 | 0 | 0 | 0 | 0 | 0 | 0 | 0 | 0 | 0 | 0 | 0 | 0 | 0 | 0 | 0 | 0 | 0 | 0 | 0 | 0 | 0 | 0 | 0 | 0
F4_Industrial_Petroleum_New_Space Heating_Natural Gas_ENERGY STAR Connected Thermostat_A_Achievable Technical Potential | F4 | Industrial | Petroleum | New | Space Heating | Natural Gas | ENERGY STAR Connected Thermostat | A | Standalone Impact on Baseline Energy (%) | Achievable Technical Potential | 0% | 0% | 0% | 0% | 0% | 0% | 0% | 0% | 0% | 0% | 0% | 0% | 0% | 0% | 0% | 0% | 0% | 0% | 0% | 0% | 0% | 0% | 0% | 0% | 0 | 0 | 0 | 0 | 0 | 0 | 0
F5_Industrial_Petroleum_New_Space Heating_Natural Gas_ENERGY STAR Connected Thermostat_A_Achievable Technical Potential | F5 | Industrial | Petroleum | New | Space Heating | Natural Gas | ENERGY STAR Connected Thermostat | A | Standalone Impact on Baseline Summer Peak (%) | Achievable Technical Potential | 0% | 0% | 0% | 0% | 0% | 0% | 0% | 0% | 0% | 0% | 0% | 0% | 0% | 0% | 0% | 0% | 0% | 0% | 0% | 0% | 0% | 0% | 0% | 0% | 0 | 0 | 0 | 0 | 0 | 0 | 0
F6_Industrial_Petroleum_New_Space Heating_Natural Gas_ENERGY STAR Connected Thermostat_A_Achievable Technical Potential | F6 | Industrial | Petroleum | New | Space Heating | Natural Gas | ENERGY STAR Connected Thermostat | A | Standalone Impact on Baseline Winter Peak (%) | Achievable Technical Potential | 0% | 0% | 0% | 0% | 0% | 0% | 0% | 0% | 0% | 0% | 0% | 0% | 0% | 0% | 0% | 0% | 0% | 0% | 0% | 0% | 0% | 0% | 0% | 0% | 0 | 0 | 0 | 0 | 0 | 0 | 0
F7_Industrial_Petroleum_New_Space Heating_Natural Gas_ENERGY STAR Connected Thermostat_A_Achievable Technical Potential | F7 | Industrial | Petroleum | New | Space Heating | Natural Gas | ENERGY STAR Connected Thermostat | A | Incremental Energy Savings (MWh or mTherms) | Achievable Technical Potential | 0 | 0 | 0 | 0 | 0 | 0 | 0 | 0 | 0 | 0 | 0 | 0 | 0 | 0 | 0 | 0 | 0 | 0 | 0 | 0 | 0 | 0 | 0 | 0 | 0 | 0 | 0 | 0 | 0 | 0 | 0
F8_Industrial_Petroleum_New_Space Heating_Natural Gas_ENERGY STAR Connected Thermostat_A_Achievable Technical Potential | F8 | Industrial | Petroleum | New | Space Heating | Natural Gas | ENERGY STAR Connected Thermostat | A | Incremental Summer Peak Savings (MW) | Achievable Technical Potential | 0 | 0 | 0 | 0 | 0 | 0 | 0 | 0 | 0 | 0 | 0 | 0 | 0 | 0 | 0 | 0 | 0 | 0 | 0 | 0 | 0 | 0 | 0 | 0 | 0 | 0 | 0 | 0 | 0 | 0 | 0
F9_Industrial_Petroleum_New_Space Heating_Natural Gas_ENERGY STAR Connected Thermostat_A_Achievable Technical Potential | F9 | Industrial | Petroleum | New | Space Heating | Natural Gas | ENERGY STAR Connected Thermostat | A | Incremental Winter Peak Savings (MW) | Achievable Technical Potential | 0 | 0 | 0 | 0 | 0 | 0 | 0 | 0 | 0 | 0 | 0 | 0 | 0 | 0 | 0 | 0 | 0 | 0 | 0 | 0 | 0 | 0 | 0 | 0 | 0 | 0 | 0 | 0 | 0 | 0 | 0
F10_Industrial_Petroleum_New_Space Heating_Natural Gas_ENERGY STAR Connected Thermostat_A_Achievable Technical Potential | F10 | Industrial | Petroleum | New | Space Heating | Natural Gas | ENERGY STAR Connected Thermostat | A | Cumulative Energy Savings (MWh or mTherms) | Achievable Technical Potential | 0 | 0 | 0 | 0 | 0 | 0 | 0 | 0 | 0 | 0 | 0 | 0 | 0 | 0 | 0 | 0 | 0 | 0 | 0 | 0 | 0 | 0 | 0 | 0 | 0 | 0 | 0 | 0 | 0 | 0 | 0
F11_Industrial_Petroleum_New_Space Heating_Natural Gas_ENERGY STAR Connected Thermostat_A_Achievable Technical Potential | F11 | Industrial | Petroleum | New | Space Heating | Natural Gas | ENERGY STAR Connected Thermostat | A | Cumulative Summer Peak Savings (MW) | Achievable Technical Potential | 0 | 0 | 0 | 0 | 0 | 0 | 0 | 0 | 0 | 0 | 0 | 0 | 0 | 0 | 0 | 0 | 0 | 0 | 0 | 0 | 0 | 0 | 0 | 0 | 0 | 0 | 0 | 0 | 0 | 0 | 0
F12_Industrial_Petroleum_New_Space Heating_Natural Gas_ENERGY STAR Connected Thermostat_A_Achievable Technical Potential | F12 | Industrial | Petroleum | New | Space Heating | Natural Gas | ENERGY STAR Connected Thermostat | A | Cumulative Winter Peak Savings (MW) | Achievable Technical Potential | 0 | 0 | 0 | 0 | 0 | 0 | 0 | 0 | 0 | 0 | 0 | 0 | 0 | 0 | 0 | 0 | 0 | 0 | 0 | 0 | 0 | 0 | 0 | 0 | 0 | 0 | 0 | 0 | 0 | 0 | 0
F13_Industrial_Petroleum_New_Space Heating_Natural Gas_ENERGY STAR Connected Thermostat_A_Achievable Technical Potential | F13 | Industrial | Petroleum | New | Space Heating | Natural Gas | ENERGY STAR Connected Thermostat | A | Purchases (Incremental) | Achievable Technical Potential | 0 | 0 | 0 | 0 | 0 | 0 | 0 | 0 | 0 | 0 | 0 | 0 | 0 | 0 | 0 | 0 | 0 | 0 | 0 | 0 | 0 | 0 | 0 | 0 | 0 | 0 | 0 | 0 | 0 | 0 | 0
F14_Industrial_Petroleum_New_Space Heating_Natural Gas_ENERGY STAR Connected Thermostat_A_Achievable Technical Potential | F14 | Industrial | Petroleum | New | Space Heating | Natural Gas | ENERGY STAR Connected Thermostat | A | Purchases (Cumulative) | Achievable Technical Potential | 0 | 0 | 0 | 0 | 0 | 0 | 0 | 0 | 0 | 0 | 0 | 0 | 0 | 0 | 0 | 0 | 0 | 0 | 0 | 0 | 0 | 0 | 0 | 0 | 0 | 0 | 0 | 0 | 0 | 0 | 0
F1_Industrial_Petroleum_New_Space Heating_Natural Gas_Destratification Fans (HVLS)_A_Achievable Technical Potential | F1 | Industrial | Petroleum | New | Space Heating | Natural Gas | Destratification Fans (HVLS) | A | Original Unit Energy Savings (kWh or therms) | Achievable Technical Potential | 0 | 0 | 0 | 0 | 0 | 0 | 0 | 0 | 0 | 0 | 0 | 0 | 0 | 0 | 0 | 0 | 0 | 0 | 0 | 0 | 0 | 0 | 0 | 0 | 0 | 0 | 0 | 0 | 0 | 0 | 0
F2_Industrial_Petroleum_New_Space Heating_Natural Gas_Destratification Fans (HVLS)_A_Achievable Technical Potential | F2 | Industrial | Petroleum | New | Space Heating | Natural Gas | Destratification Fans (HVLS) | A | Original Unit Summer Peak Savings (kW) | Achievable Technical Potential | 0 | 0 | 0 | 0 | 0 | 0 | 0 | 0 | 0 | 0 | 0 | 0 | 0 | 0 | 0 | 0 | 0 | 0 | 0 | 0 | 0 | 0 | 0 | 0 | 0 | 0 | 0 | 0 | 0 | 0 | 0
F3_Industrial_Petroleum_New_Space Heating_Natural Gas_Destratification Fans (HVLS)_A_Achievable Technical Potential | F3 | Industrial | Petroleum | New | Space Heating | Natural Gas | Destratification Fans (HVLS) | A | Original Unit Winter Peak Savings (kW) | Achievable Technical Potential | 0 | 0 | 0 | 0 | 0 | 0 | 0 | 0 | 0 | 0 | 0 | 0 | 0 | 0 | 0 | 0 | 0 | 0 | 0 | 0 | 0 | 0 | 0 | 0 | 0 | 0 | 0 | 0 | 0 | 0 | 0
F4_Industrial_Petroleum_New_Space Heating_Natural Gas_Destratification Fans (HVLS)_A_Achievable Technical Potential | F4 | Industrial | Petroleum | New | Space Heating | Natural Gas | Destratification Fans (HVLS) | A | Standalone Impact on Baseline Energy (%) | Achievable Technical Potential | 0% | 0% | 0% | 0% | 0% | 0% | 0% | 0% | 0% | 0% | 0% | 0% | 0% | 0% | 0% | 0% | 0% | 0% | 0% | 0% | 0% | 0% | 0% | 0% | 0 | 0 | 0 | 0 | 0 | 0 | 0
F5_Industrial_Petroleum_New_Space Heating_Natural Gas_Destratification Fans (HVLS)_A_Achievable Technical Potential | F5 | Industrial | Petroleum | New | Space Heating | Natural Gas | Destratification Fans (HVLS) | A | Standalone Impact on Baseline Summer Peak (%) | Achievable Technical Potential | 0% | 0% | 0% | 0% | 0% | 0% | 0% | 0% | 0% | 0% | 0% | 0% | 0% | 0% | 0% | 0% | 0% | 0% | 0% | 0% | 0% | 0% | 0% | 0% | 0 | 0 | 0 | 0 | 0 | 0 | 0
F6_Industrial_Petroleum_New_Space Heating_Natural Gas_Destratification Fans (HVLS)_A_Achievable Technical Potential | F6 | Industrial | Petroleum | New | Space Heating | Natural Gas | Destratification Fans (HVLS) | A | Standalone Impact on Baseline Winter Peak (%) | Achievable Technical Potential | 0% | 0% | 0% | 0% | 0% | 0% | 0% | 0% | 0% | 0% | 0% | 0% | 0% | 0% | 0% | 0% | 0% | 0% | 0% | 0% | 0% | 0% | 0% | 0% | 0 | 0 | 0 | 0 | 0 | 0 | 0
F7_Industrial_Petroleum_New_Space Heating_Natural Gas_Destratification Fans (HVLS)_A_Achievable Technical Potential | F7 | Industrial | Petroleum | New | Space Heating | Natural Gas | Destratification Fans (HVLS) | A | Incremental Energy Savings (MWh or mTherms) | Achievable Technical Potential | 0 | 0 | 0 | 0 | 0 | 0 | 0 | 0 | 0 | 0 | 0 | 0 | 0 | 0 | 0 | 0 | 0 | 0 | 0 | 0 | 0 | 0 | 0 | 0 | 0 | 0 | 0 | 0 | 0 | 0 | 0
F8_Industrial_Petroleum_New_Space Heating_Natural Gas_Destratification Fans (HVLS)_A_Achievable Technical Potential | F8 | Industrial | Petroleum | New | Space Heating | Natural Gas | Destratification Fans (HVLS) | A | Incremental Summer Peak Savings (MW) | Achievable Technical Potential | 0 | 0 | 0 | 0 | 0 | 0 | 0 | 0 | 0 | 0 | 0 | 0 | 0 | 0 | 0 | 0 | 0 | 0 | 0 | 0 | 0 | 0 | 0 | 0 | 0 | 0 | 0 | 0 | 0 | 0 | 0
F9_Industrial_Petroleum_New_Space Heating_Natural Gas_Destratification Fans (HVLS)_A_Achievable Technical Potential | F9 | Industrial | Petroleum | New | Space Heating | Natural Gas | Destratification Fans (HVLS) | A | Incremental Winter Peak Savings (MW) | Achievable Technical Potential | 0 | 0 | 0 | 0 | 0 | 0 | 0 | 0 | 0 | 0 | 0 | 0 | 0 | 0 | 0 | 0 | 0 | 0 | 0 | 0 | 0 | 0 | 0 | 0 | 0 | 0 | 0 | 0 | 0 | 0 | 0
F10_Industrial_Petroleum_New_Space Heating_Natural Gas_Destratification Fans (HVLS)_A_Achievable Technical Potential | F10 | Industrial | Petroleum | New | Space Heating | Natural Gas | Destratification Fans (HVLS) | A | Cumulative Energy Savings (MWh or mTherms) | Achievable Technical Potential | 0 | 0 | 0 | 0 | 0 | 0 | 0 | 0 | 0 | 0 | 0 | 0 | 0 | 0 | 0 | 0 | 0 | 0 | 0 | 0 | 0 | 0 | 0 | 0 | 0 | 0 | 0 | 0 | 0 | 0 | 0
F11_Industrial_Petroleum_New_Space Heating_Natural Gas_Destratification Fans (HVLS)_A_Achievable Technical Potential | F11 | Industrial | Petroleum | New | Space Heating | Natural Gas | Destratification Fans (HVLS) | A | Cumulative Summer Peak Savings (MW) | Achievable Technical Potential | 0 | 0 | 0 | 0 | 0 | 0 | 0 | 0 | 0 | 0 | 0 | 0 | 0 | 0 | 0 | 0 | 0 | 0 | 0 | 0 | 0 | 0 | 0 | 0 | 0 | 0 | 0 | 0 | 0 | 0 | 0
F12_Industrial_Petroleum_New_Space Heating_Natural Gas_Destratification Fans (HVLS)_A_Achievable Technical Potential | F12 | Industrial | Petroleum | New | Space Heating | Natural Gas | Destratification Fans (HVLS) | A | Cumulative Winter Peak Savings (MW) | Achievable Technical Potential | 0 | 0 | 0 | 0 | 0 | 0 | 0 | 0 | 0 | 0 | 0 | 0 | 0 | 0 | 0 | 0 | 0 | 0 | 0 | 0 | 0 | 0 | 0 | 0 | 0 | 0 | 0 | 0 | 0 | 0 | 0
F13_Industrial_Petroleum_New_Space Heating_Natural Gas_Destratification Fans (HVLS)_A_Achievable Technical Potential | F13 | Industrial | Petroleum | New | Space Heating | Natural Gas | Destratification Fans (HVLS) | A | Purchases (Incremental) | Achievable Technical Potential | 0 | 0 | 0 | 0 | 0 | 0 | 0 | 0 | 0 | 0 | 0 | 0 | 0 | 0 | 0 | 0 | 0 | 0 | 0 | 0 | 0 | 0 | 0 | 0 | 0 | 0 | 0 | 0 | 0 | 0 | 0
F14_Industrial_Petroleum_New_Space Heating_Natural Gas_Destratification Fans (HVLS)_A_Achievable Technical Potential | F14 | Industrial | Petroleum | New | Space Heating | Natural Gas | Destratification Fans (HVLS) | A | Purchases (Cumulative) | Achievable Technical Potential | 0 | 0 | 0 | 0 | 0 | 0 | 0 | 0 | 0 | 0 | 0 | 0 | 0 | 0 | 0 | 0 | 0 | 0 | 0 | 0 | 0 | 0 | 0 | 0 | 0 | 0 | 0 | 0 | 0 | 0 | 0
F1_Industrial_Petroleum_New_Space Heating_Natural Gas_Gas Boiler - Insulate Steam Lines/Condensate Tank_A_Achievable Technical Potential | F1 | Industrial | Petroleum | New | Space Heating | Natural Gas | Gas Boiler - Insulate Steam Lines/Condensate Tank | A | Original Unit Energy Savings (kWh or therms) | Achievable Technical Potential | 0 | 0 | 0 | 0 | 0 | 0 | 0 | 0 | 0 | 0 | 0 | 0 | 0 | 0 | 0 | 0 | 0 | 0 | 0 | 0 | 0 | 0 | 0 | 0 | 0 | 0 | 0 | 0 | 0 | 0 | 0
F2_Industrial_Petroleum_New_Space Heating_Natural Gas_Gas Boiler - Insulate Steam Lines/Condensate Tank_A_Achievable Technical Potential | F2 | Industrial | Petroleum | New | Space Heating | Natural Gas | Gas Boiler - Insulate Steam Lines/Condensate Tank | A | Original Unit Summer Peak Savings (kW) | Achievable Technical Potential | 0 | 0 | 0 | 0 | 0 | 0 | 0 | 0 | 0 | 0 | 0 | 0 | 0 | 0 | 0 | 0 | 0 | 0 | 0 | 0 | 0 | 0 | 0 | 0 | 0 | 0 | 0 | 0 | 0 | 0 | 0
F3_Industrial_Petroleum_New_Space Heating_Natural Gas_Gas Boiler - Insulate Steam Lines/Condensate Tank_A_Achievable Technical Potential | F3 | Industrial | Petroleum | New | Space Heating | Natural Gas | Gas Boiler - Insulate Steam Lines/Condensate Tank | A | Original Unit Winter Peak Savings (kW) | Achievable Technical Potential | 0 | 0 | 0 | 0 | 0 | 0 | 0 | 0 | 0 | 0 | 0 | 0 | 0 | 0 | 0 | 0 | 0 | 0 | 0 | 0 | 0 | 0 | 0 | 0 | 0 | 0 | 0 | 0 | 0 | 0 | 0
F4_Industrial_Petroleum_New_Space Heating_Natural Gas_Gas Boiler - Insulate Steam Lines/Condensate Tank_A_Achievable Technical Potential | F4 | Industrial | Petroleum | New | Space Heating | Natural Gas | Gas Boiler - Insulate Steam Lines/Condensate Tank | A | Standalone Impact on Baseline Energy (%) | Achievable Technical Potential | 0% | 0% | 0% | 0% | 0% | 0% | 0% | 0% | 0% | 0% | 0% | 0% | 0% | 0% | 0% | 0% | 0% | 0% | 0% | 0% | 0% | 0% | 0% | 0% | 0 | 0 | 0 | 0 | 0 | 0 | 0
F5_Industrial_Petroleum_New_Space Heating_Natural Gas_Gas Boiler - Insulate Steam Lines/Condensate Tank_A_Achievable Technical Potential | F5 | Industrial | Petroleum | New | Space Heating | Natural Gas | Gas Boiler - Insulate Steam Lines/Condensate Tank | A | Standalone Impact on Baseline Summer Peak (%) | Achievable Technical Potential | 0% | 0% | 0% | 0% | 0% | 0% | 0% | 0% | 0% | 0% | 0% | 0% | 0% | 0% | 0% | 0% | 0% | 0% | 0% | 0% | 0% | 0% | 0% | 0% | 0 | 0 | 0 | 0 | 0 | 0 | 0
F6_Industrial_Petroleum_New_Space Heating_Natural Gas_Gas Boiler - Insulate Steam Lines/Condensate Tank_A_Achievable Technical Potential | F6 | Industrial | Petroleum | New | Space Heating | Natural Gas | Gas Boiler - Insulate Steam Lines/Condensate Tank | A | Standalone Impact on Baseline Winter Peak (%) | Achievable Technical Potential | 0% | 0% | 0% | 0% | 0% | 0% | 0% | 0% | 0% | 0% | 0% | 0% | 0% | 0% | 0% | 0% | 0% | 0% | 0% | 0% | 0% | 0% | 0% | 0% | 0 | 0 | 0 | 0 | 0 | 0 | 0
F7_Industrial_Petroleum_New_Space Heating_Natural Gas_Gas Boiler - Insulate Steam Lines/Condensate Tank_A_Achievable Technical Potential | F7 | Industrial | Petroleum | New | Space Heating | Natural Gas | Gas Boiler - Insulate Steam Lines/Condensate Tank | A | Incremental Energy Savings (MWh or mTherms) | Achievable Technical Potential | 0 | 0 | 0 | 0 | 0 | 0 | 0 | 0 | 0 | 0 | 0 | 0 | 0 | 0 | 0 | 0 | 0 | 0 | 0 | 0 | 0 | 0 | 0 | 0 | 0 | 0 | 0 | 0 | 0 | 0 | 0
F8_Industrial_Petroleum_New_Space Heating_Natural Gas_Gas Boiler - Insulate Steam Lines/Condensate Tank_A_Achievable Technical Potential | F8 | Industrial | Petroleum | New | Space Heating | Natural Gas | Gas Boiler - Insulate Steam Lines/Condensate Tank | A | Incremental Summer Peak Savings (MW) | Achievable Technical Potential | 0 | 0 | 0 | 0 | 0 | 0 | 0 | 0 | 0 | 0 | 0 | 0 | 0 | 0 | 0 | 0 | 0 | 0 | 0 | 0 | 0 | 0 | 0 | 0 | 0 | 0 | 0 | 0 | 0 | 0 | 0
F9_Industrial_Petroleum_New_Space Heating_Natural Gas_Gas Boiler - Insulate Steam Lines/Condensate Tank_A_Achievable Technical Potential | F9 | Industrial | Petroleum | New | Space Heating | Natural Gas | Gas Boiler - Insulate Steam Lines/Condensate Tank | A | Incremental Winter Peak Savings (MW) | Achievable Technical Potential | 0 | 0 | 0 | 0 | 0 | 0 | 0 | 0 | 0 | 0 | 0 | 0 | 0 | 0 | 0 | 0 | 0 | 0 | 0 | 0 | 0 | 0 | 0 | 0 | 0 | 0 | 0 | 0 | 0 | 0 | 0
F10_Industrial_Petroleum_New_Space Heating_Natural Gas_Gas Boiler - Insulate Steam Lines/Condensate Tank_A_Achievable Technical Potential | F10 | Industrial | Petroleum | New | Space Heating | Natural Gas | Gas Boiler - Insulate Steam Lines/Condensate Tank | A | Cumulative Energy Savings (MWh or mTherms) | Achievable Technical Potential | 0 | 0 | 0 | 0 | 0 | 0 | 0 | 0 | 0 | 0 | 0 | 0 | 0 | 0 | 0 | 0 | 0 | 0 | 0 | 0 | 0 | 0 | 0 | 0 | 0 | 0 | 0 | 0 | 0 | 0 | 0
F11_Industrial_Petroleum_New_Space Heating_Natural Gas_Gas Boiler - Insulate Steam Lines/Condensate Tank_A_Achievable Technical Potential | F11 | Industrial | Petroleum | New | Space Heating | Natural Gas | Gas Boiler - Insulate Steam Lines/Condensate Tank | A | Cumulative Summer Peak Savings (MW) | Achievable Technical Potential | 0 | 0 | 0 | 0 | 0 | 0 | 0 | 0 | 0 | 0 | 0 | 0 | 0 | 0 | 0 | 0 | 0 | 0 | 0 | 0 | 0 | 0 | 0 | 0 | 0 | 0 | 0 | 0 | 0 | 0 | 0
F12_Industrial_Petroleum_New_Space Heating_Natural Gas_Gas Boiler - Insulate Steam Lines/Condensate Tank_A_Achievable Technical Potential | F12 | Industrial | Petroleum | New | Space Heating | Natural Gas | Gas Boiler - Insulate Steam Lines/Condensate Tank | A | Cumulative Winter Peak Savings (MW) | Achievable Technical Potential | 0 | 0 | 0 | 0 | 0 | 0 | 0 | 0 | 0 | 0 | 0 | 0 | 0 | 0 | 0 | 0 | 0 | 0 | 0 | 0 | 0 | 0 | 0 | 0 | 0 | 0 | 0 | 0 | 0 | 0 | 0
F13_Industrial_Petroleum_New_Space Heating_Natural Gas_Gas Boiler - Insulate Steam Lines/Condensate Tank_A_Achievable Technical Potential | F13 | Industrial | Petroleum | New | Space Heating | Natural Gas | Gas Boiler - Insulate Steam Lines/Condensate Tank | A | Purchases (Incremental) | Achievable Technical Potential | 0 | 0 | 0 | 0 | 0 | 0 | 0 | 0 | 0 | 0 | 0 | 0 | 0 | 0 | 0 | 0 | 0 | 0 | 0 | 0 | 0 | 0 | 0 | 0 | 0 | 0 | 0 | 0 | 0 | 0 | 0
F14_Industrial_Petroleum_New_Space Heating_Natural Gas_Gas Boiler - Insulate Steam Lines/Condensate Tank_A_Achievable Technical Potential | F14 | Industrial | Petroleum | New | Space Heating | Natural Gas | Gas Boiler - Insulate Steam Lines/Condensate Tank | A | Purchases (Cumulative) | Achievable Technical Potential | 0 | 0 | 0 | 0 | 0 | 0 | 0 | 0 | 0 | 0 | 0 | 0 | 0 | 0 | 0 | 0 | 0 | 0 | 0 | 0 | 0 | 0 | 0 | 0 | 0 | 0 | 0 | 0 | 0 | 0 | 0
F1_Industrial_Petroleum_New_Process_Natural Gas_Gas Boiler - Insulate Steam Lines/Condensate Tank_A_Achievable Technical Potential | F1 | Industrial | Petroleum | New | Process | Natural Gas | Gas Boiler - Insulate Steam Lines/Condensate Tank | A | Original Unit Energy Savings (kWh or therms) | Achievable Technical Potential | 0 | 0 | 0 | 0 | 0 | 5813.0737 | 5813.0737 | 5813.0737 | 5813.0737 | 5813.0737 | 5813.0737 | 5813.0737 | 5813.0737 | 5813.0737 | 5813.0737 | 5813.0737 | 5813.0737 | 5813.0737 | 5813.0737 | 5813.0737 | 5813.0737 | 5813.0737 | 5813.0737 | 5813.0737 | 5813.0737 | 5813.0737 | 5813.0737 | 5813.0737 | 5813.0737 | 5813.0737 | 5813.0737
F2_Industrial_Petroleum_New_Process_Natural Gas_Gas Boiler - Insulate Steam Lines/Condensate Tank_A_Achievable Technical Potential | F2 | Industrial | Petroleum | New | Process | Natural Gas | Gas Boiler - Insulate Steam Lines/Condensate Tank | A | Original Unit Summer Peak Savings (kW) | Achievable Technical Potential | 0 | 0 | 0 | 0 | 0 | 0 | 0 | 0 | 0 | 0 | 0 | 0 | 0 | 0 | 0 | 0 | 0 | 0 | 0 | 0 | 0 | 0 | 0 | 0 | 0 | 0 | 0 | 0 | 0 | 0 | 0
F3_Industrial_Petroleum_New_Process_Natural Gas_Gas Boiler - Insulate Steam Lines/Condensate Tank_A_Achievable Technical Potential | F3 | Industrial | Petroleum | New | Process | Natural Gas | Gas Boiler - Insulate Steam Lines/Condensate Tank | A | Original Unit Winter Peak Savings (kW) | Achievable Technical Potential | 0 | 0 | 0 | 0 | 0 | 0 | 0 | 0 | 0 | 0 | 0 | 0 | 0 | 0 | 0 | 0 | 0 | 0 | 0 | 0 | 0 | 0 | 0 | 0 | 0 | 0 | 0 | 0 | 0 | 0 | 0
F4_Industrial_Petroleum_New_Process_Natural Gas_Gas Boiler - Insulate Steam Lines/Condensate Tank_A_Achievable Technical Potential | F4 | Industrial | Petroleum | New | Process | Natural Gas | Gas Boiler - Insulate Steam Lines/Condensate Tank | A | Standalone Impact on Baseline Energy (%) | Achievable Technical Potential | 0% | 0% | 0% | 0% | 0% | 0.01727% | 0.03184% | 0.04482% | 0.05679% | 0.06805% | 0.0788% | 0.08927% | 0.09946% | 0.1094% | 0.1193% | 0.1291% | 0.1387% | 0.1483% | 0.1577% | 0.1672% | 0.1766% | 0.1859% | 0.1952% | 0.2045% | 0.0021377 | 0.0020574 | 0.0019831 | 0.0019142 | 0 | 0 | 0
F5_Industrial_Petroleum_New_Process_Natural Gas_Gas Boiler - Insulate Steam Lines/Condensate Tank_A_Achievable Technical Potential | F5 | Industrial | Petroleum | New | Process | Natural Gas | Gas Boiler - Insulate Steam Lines/Condensate Tank | A | Standalone Impact on Baseline Summer Peak (%) | Achievable Technical Potential | 0% | 0% | 0% | 0% | 0% | 0% | 0% | 0% | 0% | 0% | 0% | 0% | 0% | 0% | 0% | 0% | 0% | 0% | 0% | 0% | 0% | 0% | 0% | 0% | 0 | 0 | 0 | 0 | 0 | 0 | 0
F6_Industrial_Petroleum_New_Process_Natural Gas_Gas Boiler - Insulate Steam Lines/Condensate Tank_A_Achievable Technical Potential | F6 | Industrial | Petroleum | New | Process | Natural Gas | Gas Boiler - Insulate Steam Lines/Condensate Tank | A | Standalone Impact on Baseline Winter Peak (%) | Achievable Technical Potential | 0% | 0% | 0% | 0% | 0% | 0% | 0% | 0% | 0% | 0% | 0% | 0% | 0% | 0% | 0% | 0% | 0% | 0% | 0% | 0% | 0% | 0% | 0% | 0% | 0 | 0 | 0 | 0 | 0 | 0 | 0
F7_Industrial_Petroleum_New_Process_Natural Gas_Gas Boiler - Insulate Steam Lines/Condensate Tank_A_Achievable Technical Potential | F7 | Industrial | Petroleum | New | Process | Natural Gas | Gas Boiler - Insulate Steam Lines/Condensate Tank | A | Incremental Energy Savings (MWh or mTherms) | Achievable Technical Potential | 0 | 0 | 0 | 0 | 0 | 0.020381 | 0.024146 | 0.027908 | 0.031649 | 0.035392 | 0.039137 | 0.042836 | 0.046524 | 0.050204 | 0.053826 | 0.057462 | 0.061064 | 0.064665 | 0.068249 | 0.071801 | 0.075357 | 0.078898 | 0.082425 | 0.08594 | 0.089442 | 0.020381 | 0.024146 | 0.027908 | 0.031649 | 0.035392 | 0.039137
F8_Industrial_Petroleum_New_Process_Natural Gas_Gas Boiler - Insulate Steam Lines/Condensate Tank_A_Achievable Technical Potential | F8 | Industrial | Petroleum | New | Process | Natural Gas | Gas Boiler - Insulate Steam Lines/Condensate Tank | A | Incremental Summer Peak Savings (MW) | Achievable Technical Potential | 0 | 0 | 0 | 0 | 0 | 0 | 0 | 0 | 0 | 0 | 0 | 0 | 0 | 0 | 0 | 0 | 0 | 0 | 0 | 0 | 0 | 0 | 0 | 0 | 0 | 0 | 0 | 0 | 0 | 0 | 0
F9_Industrial_Petroleum_New_Process_Natural Gas_Gas Boiler - Insulate Steam Lines/Condensate Tank_A_Achievable Technical Potential | F9 | Industrial | Petroleum | New | Process | Natural Gas | Gas Boiler - Insulate Steam Lines/Condensate Tank | A | Incremental Winter Peak Savings (MW) | Achievable Technical Potential | 0 | 0 | 0 | 0 | 0 | 0 | 0 | 0 | 0 | 0 | 0 | 0 | 0 | 0 | 0 | 0 | 0 | 0 | 0 | 0 | 0 | 0 | 0 | 0 | 0 | 0 | 0 | 0 | 0 | 0 | 0
F10_Industrial_Petroleum_New_Process_Natural Gas_Gas Boiler - Insulate Steam Lines/Condensate Tank_A_Achievable Technical Potential | F10 | Industrial | Petroleum | New | Process | Natural Gas | Gas Boiler - Insulate Steam Lines/Condensate Tank | A | Cumulative Energy Savings (MWh or mTherms) | Achievable Technical Potential | 0 | 0 | 0 | 0 | 0 | 0.020381 | 0.044526 | 0.072435 | 0.10408 | 0.13948 | 0.17861 | 0.22145 | 0.26797 | 0.31818 | 0.372 | 0.42947 | 0.49053 | 0.5552 | 0.62344 | 0.69524 | 0.7706 | 0.8495 | 0.93192 | 1.0179 | 1.1073 | 1.1073 | 1.1073 | 1.1073 | 1.1073 | 1.1073 | 1.1073
F11_Industrial_Petroleum_New_Process_Natural Gas_Gas Boiler - Insulate Steam Lines/Condensate Tank_A_Achievable Technical Potential | F11 | Industrial | Petroleum | New | Process | Natural Gas | Gas Boiler - Insulate Steam Lines/Condensate Tank | A | Cumulative Summer Peak Savings (MW) | Achievable Technical Potential | 0 | 0 | 0 | 0 | 0 | 0 | 0 | 0 | 0 | 0 | 0 | 0 | 0 | 0 | 0 | 0 | 0 | 0 | 0 | 0 | 0 | 0 | 0 | 0 | 0 | 0 | 0 | 0 | 0 | 0 | 0
F12_Industrial_Petroleum_New_Process_Natural Gas_Gas Boiler - Insulate Steam Lines/Condensate Tank_A_Achievable Technical Potential | F12 | Industrial | Petroleum | New | Process | Natural Gas | Gas Boiler - Insulate Steam Lines/Condensate Tank | A | Cumulative Winter Peak Savings (MW) | Achievable Technical Potential | 0 | 0 | 0 | 0 | 0 | 0 | 0 | 0 | 0 | 0 | 0 | 0 | 0 | 0 | 0 | 0 | 0 | 0 | 0 | 0 | 0 | 0 | 0 | 0 | 0 | 0 | 0 | 0 | 0 | 0 | 0
F13_Industrial_Petroleum_New_Process_Natural Gas_Gas Boiler - Insulate Steam Lines/Condensate Tank_A_Achievable Technical Potential | F13 | Industrial | Petroleum | New | Process | Natural Gas | Gas Boiler - Insulate Steam Lines/Condensate Tank | A | Purchases (Incremental) | Achievable Technical Potential | 0 | 0 | 0 | 0 | 0 | 0.003506 | 0.0041537 | 0.004801 | 0.0054445 | 0.0060883 | 0.0067327 | 0.0073688 | 0.0080033 | 0.0086364 | 0.0092596 | 0.009885 | 0.010505 | 0.011124 | 0.011741 | 0.012352 | 0.012963 | 0.013572 | 0.014179 | 0.014784 | 0.015386 | 0.003506 | 0.0041537 | 0.004801 | 0.0054445 | 0.0060883 | 0.0067327
F14_Industrial_Petroleum_New_Process_Natural Gas_Gas Boiler - Insulate Steam Lines/Condensate Tank_A_Achievable Technical Potential | F14 | Industrial | Petroleum | New | Process | Natural Gas | Gas Boiler - Insulate Steam Lines/Condensate Tank | A | Purchases (Cumulative) | Achievable Technical Potential | 0 | 0 | 0 | 0 | 0 | 0.003506 | 0.0076597 | 0.012461 | 0.017905 | 0.023993 | 0.030726 | 0.038095 | 0.046098 | 0.054735 | 0.063994 | 0.073879 | 0.084384 | 0.095508 | 0.10725 | 0.1196 | 0.13256 | 0.14614 | 0.16032 | 0.1751 | 0.19049 | 0.19049 | 0.19049 | 0.19049 | 0.19049 | 0.19049 | 0.19049
F1_Industrial_Petroleum_New_Space Heating_Natural Gas_Gas Boiler - Insulate Hot Water Lines_A_Achievable Technical Potential | F1 | Industrial | Petroleum | New | Space Heating | Natural Gas | Gas Boiler - Insulate Hot Water Lines | A | Original Unit Energy Savings (kWh or therms) | Achievable Technical Potential | 0 | 0 | 0 | 0 | 0 | 0 | 0 | 0 | 0 | 0 | 0 | 0 | 0 | 0 | 0 | 0 | 0 | 0 | 0 | 0 | 0 | 0 | 0 | 0 | 0 | 0 | 0 | 0 | 0 | 0 | 0
F2_Industrial_Petroleum_New_Space Heating_Natural Gas_Gas Boiler - Insulate Hot Water Lines_A_Achievable Technical Potential | F2 | Industrial | Petroleum | New | Space Heating | Natural Gas | Gas Boiler - Insulate Hot Water Lines | A | Original Unit Summer Peak Savings (kW) | Achievable Technical Potential | 0 | 0 | 0 | 0 | 0 | 0 | 0 | 0 | 0 | 0 | 0 | 0 | 0 | 0 | 0 | 0 | 0 | 0 | 0 | 0 | 0 | 0 | 0 | 0 | 0 | 0 | 0 | 0 | 0 | 0 | 0
F3_Industrial_Petroleum_New_Space Heating_Natural Gas_Gas Boiler - Insulate Hot Water Lines_A_Achievable Technical Potential | F3 | Industrial | Petroleum | New | Space Heating | Natural Gas | Gas Boiler - Insulate Hot Water Lines | A | Original Unit Winter Peak Savings (kW) | Achievable Technical Potential | 0 | 0 | 0 | 0 | 0 | 0 | 0 | 0 | 0 | 0 | 0 | 0 | 0 | 0 | 0 | 0 | 0 | 0 | 0 | 0 | 0 | 0 | 0 | 0 | 0 | 0 | 0 | 0 | 0 | 0 | 0
F4_Industrial_Petroleum_New_Space Heating_Natural Gas_Gas Boiler - Insulate Hot Water Lines_A_Achievable Technical Potential | F4 | Industrial | Petroleum | New | Space Heating | Natural Gas | Gas Boiler - Insulate Hot Water Lines | A | Standalone Impact on Baseline Energy (%) | Achievable Technical Potential | 0% | 0% | 0% | 0% | 0% | 0% | 0% | 0% | 0% | 0% | 0% | 0% | 0% | 0% | 0% | 0% | 0% | 0% | 0% | 0% | 0% | 0% | 0% | 0% | 0 | 0 | 0 | 0 | 0 | 0 | 0
F5_Industrial_Petroleum_New_Space Heating_Natural Gas_Gas Boiler - Insulate Hot Water Lines_A_Achievable Technical Potential | F5 | Industrial | Petroleum | New | Space Heating | Natural Gas | Gas Boiler - Insulate Hot Water Lines | A | Standalone Impact on Baseline Summer Peak (%) | Achievable Technical Potential | 0% | 0% | 0% | 0% | 0% | 0% | 0% | 0% | 0% | 0% | 0% | 0% | 0% | 0% | 0% | 0% | 0% | 0% | 0% | 0% | 0% | 0% | 0% | 0% | 0 | 0 | 0 | 0 | 0 | 0 | 0
F6_Industrial_Petroleum_New_Space Heating_Natural Gas_Gas Boiler - Insulate Hot Water Lines_A_Achievable Technical Potential | F6 | Industrial | Petroleum | New | Space Heating | Natural Gas | Gas Boiler - Insulate Hot Water Lines | A | Standalone Impact on Baseline Winter Peak (%) | Achievable Technical Potential | 0% | 0% | 0% | 0% | 0% | 0% | 0% | 0% | 0% | 0% | 0% | 0% | 0% | 0% | 0% | 0% | 0% | 0% | 0% | 0% | 0% | 0% | 0% | 0% | 0 | 0 | 0 | 0 | 0 | 0 | 0
F7_Industrial_Petroleum_New_Space Heating_Natural Gas_Gas Boiler - Insulate Hot Water Lines_A_Achievable Technical Potential | F7 | Industrial | Petroleum | New | Space Heating | Natural Gas | Gas Boiler - Insulate Hot Water Lines | A | Incremental Energy Savings (MWh or mTherms) | Achievable Technical Potential | 0 | 0 | 0 | 0 | 0 | 0 | 0 | 0 | 0 | 0 | 0 | 0 | 0 | 0 | 0 | 0 | 0 | 0 | 0 | 0 | 0 | 0 | 0 | 0 | 0 | 0 | 0 | 0 | 0 | 0 | 0
F8_Industrial_Petroleum_New_Space Heating_Natural Gas_Gas Boiler - Insulate Hot Water Lines_A_Achievable Technical Potential | F8 | Industrial | Petroleum | New | Space Heating | Natural Gas | Gas Boiler - Insulate Hot Water Lines | A | Incremental Summer Peak Savings (MW) | Achievable Technical Potential | 0 | 0 | 0 | 0 | 0 | 0 | 0 | 0 | 0 | 0 | 0 | 0 | 0 | 0 | 0 | 0 | 0 | 0 | 0 | 0 | 0 | 0 | 0 | 0 | 0 | 0 | 0 | 0 | 0 | 0 | 0
F9_Industrial_Petroleum_New_Space Heating_Natural Gas_Gas Boiler - Insulate Hot Water Lines_A_Achievable Technical Potential | F9 | Industrial | Petroleum | New | Space Heating | Natural Gas | Gas Boiler - Insulate Hot Water Lines | A | Incremental Winter Peak Savings (MW) | Achievable Technical Potential | 0 | 0 | 0 | 0 | 0 | 0 | 0 | 0 | 0 | 0 | 0 | 0 | 0 | 0 | 0 | 0 | 0 | 0 | 0 | 0 | 0 | 0 | 0 | 0 | 0 | 0 | 0 | 0 | 0 | 0 | 0
F10_Industrial_Petroleum_New_Space Heating_Natural Gas_Gas Boiler - Insulate Hot Water Lines_A_Achievable Technical Potential | F10 | Industrial | Petroleum | New | Space Heating | Natural Gas | Gas Boiler - Insulate Hot Water Lines | A | Cumulative Energy Savings (MWh or mTherms) | Achievable Technical Potential | 0 | 0 | 0 | 0 | 0 | 0 | 0 | 0 | 0 | 0 | 0 | 0 | 0 | 0 | 0 | 0 | 0 | 0 | 0 | 0 | 0 | 0 | 0 | 0 | 0 | 0 | 0 | 0 | 0 | 0 | 0
F11_Industrial_Petroleum_New_Space Heating_Natural Gas_Gas Boiler - Insulate Hot Water Lines_A_Achievable Technical Potential | F11 | Industrial | Petroleum | New | Space Heating | Natural Gas | Gas Boiler - Insulate Hot Water Lines | A | Cumulative Summer Peak Savings (MW) | Achievable Technical Potential | 0 | 0 | 0 | 0 | 0 | 0 | 0 | 0 | 0 | 0 | 0 | 0 | 0 | 0 | 0 | 0 | 0 | 0 | 0 | 0 | 0 | 0 | 0 | 0 | 0 | 0 | 0 | 0 | 0 | 0 | 0
F12_Industrial_Petroleum_New_Space Heating_Natural Gas_Gas Boiler - Insulate Hot Water Lines_A_Achievable Technical Potential | F12 | Industrial | Petroleum | New | Space Heating | Natural Gas | Gas Boiler - Insulate Hot Water Lines | A | Cumulative Winter Peak Savings (MW) | Achievable Technical Potential | 0 | 0 | 0 | 0 | 0 | 0 | 0 | 0 | 0 | 0 | 0 | 0 | 0 | 0 | 0 | 0 | 0 | 0 | 0 | 0 | 0 | 0 | 0 | 0 | 0 | 0 | 0 | 0 | 0 | 0 | 0
F13_Industrial_Petroleum_New_Space Heating_Natural Gas_Gas Boiler - Insulate Hot Water Lines_A_Achievable Technical Potential | F13 | Industrial | Petroleum | New | Space Heating | Natural Gas | Gas Boiler - Insulate Hot Water Lines | A | Purchases (Incremental) | Achievable Technical Potential | 0 | 0 | 0 | 0 | 0 | 0 | 0 | 0 | 0 | 0 | 0 | 0 | 0 | 0 | 0 | 0 | 0 | 0 | 0 | 0 | 0 | 0 | 0 | 0 | 0 | 0 | 0 | 0 | 0 | 0 | 0
F14_Industrial_Petroleum_New_Space Heating_Natural Gas_Gas Boiler - Insulate Hot Water Lines_A_Achievable Technical Potential | F14 | Industrial | Petroleum | New | Space Heating | Natural Gas | Gas Boiler - Insulate Hot Water Lines | A | Purchases (Cumulative) | Achievable Technical Potential | 0 | 0 | 0 | 0 | 0 | 0 | 0 | 0 | 0 | 0 | 0 | 0 | 0 | 0 | 0 | 0 | 0 | 0 | 0 | 0 | 0 | 0 | 0 | 0 | 0 | 0 | 0 | 0 | 0 | 0 | 0
F1_Industrial_Petroleum_New_Process_Natural Gas_Gas Boiler - Insulate Hot Water Lines_A_Achievable Technical Potential | F1 | Industrial | Petroleum | New | Process | Natural Gas | Gas Boiler - Insulate Hot Water Lines | A | Original Unit Energy Savings (kWh or therms) | Achievable Technical Potential | 0 | 0 | 0 | 0 | 0 | 6570.6015 | 6570.6015 | 6570.6015 | 6570.6015 | 6570.6015 | 6570.6015 | 6570.6015 | 6570.6015 | 6570.6015 | 6570.6015 | 6570.6015 | 6570.6015 | 6570.6015 | 6570.6015 | 6570.6015 | 6570.6015 | 6570.6015 | 6570.6015 | 6570.6015 | 6570.6015 | 6570.6015 | 6570.6015 | 6570.6015 | 6570.6015 | 6570.6015 | 6570.6015
F2_Industrial_Petroleum_New_Process_Natural Gas_Gas Boiler - Insulate Hot Water Lines_A_Achievable Technical Potential | F2 | Industrial | Petroleum | New | Process | Natural Gas | Gas Boiler - Insulate Hot Water Lines | A | Original Unit Summer Peak Savings (kW) | Achievable Technical Potential | 0 | 0 | 0 | 0 | 0 | 0 | 0 | 0 | 0 | 0 | 0 | 0 | 0 | 0 | 0 | 0 | 0 | 0 | 0 | 0 | 0 | 0 | 0 | 0 | 0 | 0 | 0 | 0 | 0 | 0 | 0
F3_Industrial_Petroleum_New_Process_Natural Gas_Gas Boiler - Insulate Hot Water Lines_A_Achievable Technical Potential | F3 | Industrial | Petroleum | New | Process | Natural Gas | Gas Boiler - Insulate Hot Water Lines | A | Original Unit Winter Peak Savings (kW) | Achievable Technical Potential | 0 | 0 | 0 | 0 | 0 | 0 | 0 | 0 | 0 | 0 | 0 | 0 | 0 | 0 | 0 | 0 | 0 | 0 | 0 | 0 | 0 | 0 | 0 | 0 | 0 | 0 | 0 | 0 | 0 | 0 | 0
F4_Industrial_Petroleum_New_Process_Natural Gas_Gas Boiler - Insulate Hot Water Lines_A_Achievable Technical Potential | F4 | Industrial | Petroleum | New | Process | Natural Gas | Gas Boiler - Insulate Hot Water Lines | A | Standalone Impact on Baseline Energy (%) | Achievable Technical Potential | 0% | 0% | 0% | 0% | 0% | 0.01952% | 0.03599% | 0.05066% | 0.06419% | 0.07692% | 0.08907% | 0.1009% | 0.1124% | 0.1237% | 0.1349% | 0.1459% | 0.1568% | 0.1676% | 0.1783% | 0.189% | 0.1996% | 0.2101% | 0.2207% | 0.2312% | 0.0024163 | 0.0023255 | 0.0022415 | 0.0021636 | 0 | 0 | 0
F5_Industrial_Petroleum_New_Process_Natural Gas_Gas Boiler - Insulate Hot Water Lines_A_Achievable Technical Potential | F5 | Industrial | Petroleum | New | Process | Natural Gas | Gas Boiler - Insulate Hot Water Lines | A | Standalone Impact on Baseline Summer Peak (%) | Achievable Technical Potential | 0% | 0% | 0% | 0% | 0% | 0% | 0% | 0% | 0% | 0% | 0% | 0% | 0% | 0% | 0% | 0% | 0% | 0% | 0% | 0% | 0% | 0% | 0% | 0% | 0 | 0 | 0 | 0 | 0 | 0 | 0
F6_Industrial_Petroleum_New_Process_Natural Gas_Gas Boiler - Insulate Hot Water Lines_A_Achievable Technical Potential | F6 | Industrial | Petroleum | New | Process | Natural Gas | Gas Boiler - Insulate Hot Water Lines | A | Standalone Impact on Baseline Winter Peak (%) | Achievable Technical Potential | 0% | 0% | 0% | 0% | 0% | 0% | 0% | 0% | 0% | 0% | 0% | 0% | 0% | 0% | 0% | 0% | 0% | 0% | 0% | 0% | 0% | 0% | 0% | 0% | 0 | 0 | 0 | 0 | 0 | 0 | 0
F7_Industrial_Petroleum_New_Process_Natural Gas_Gas Boiler - Insulate Hot Water Lines_A_Achievable Technical Potential | F7 | Industrial | Petroleum | New | Process | Natural Gas | Gas Boiler - Insulate Hot Water Lines | A | Incremental Energy Savings (MWh or mTherms) | Achievable Technical Potential | 0 | 0 | 0 | 0 | 0 | 0.023037 | 0.027292 | 0.031545 | 0.035773 | 0.040004 | 0.044238 | 0.048418 | 0.052586 | 0.056747 | 0.060841 | 0.064951 | 0.069021 | 0.073092 | 0.077143 | 0.081157 | 0.085177 | 0.089179 | 0.093166 | 0.097139 | 0.1011 | 0.023037 | 0.027292 | 0.031545 | 0.035773 | 0.040004 | 0.044238
F8_Industrial_Petroleum_New_Process_Natural Gas_Gas Boiler - Insulate Hot Water Lines_A_Achievable Technical Potential | F8 | Industrial | Petroleum | New | Process | Natural Gas | Gas Boiler - Insulate Hot Water Lines | A | Incremental Summer Peak Savings (MW) | Achievable Technical Potential | 0 | 0 | 0 | 0 | 0 | 0 | 0 | 0 | 0 | 0 | 0 | 0 | 0 | 0 | 0 | 0 | 0 | 0 | 0 | 0 | 0 | 0 | 0 | 0 | 0 | 0 | 0 | 0 | 0 | 0 | 0
F9_Industrial_Petroleum_New_Process_Natural Gas_Gas Boiler - Insulate Hot Water Lines_A_Achievable Technical Potential | F9 | Industrial | Petroleum | New | Process | Natural Gas | Gas Boiler - Insulate Hot Water Lines | A | Incremental Winter Peak Savings (MW) | Achievable Technical Potential | 0 | 0 | 0 | 0 | 0 | 0 | 0 | 0 | 0 | 0 | 0 | 0 | 0 | 0 | 0 | 0 | 0 | 0 | 0 | 0 | 0 | 0 | 0 | 0 | 0 | 0 | 0 | 0 | 0 | 0 | 0
F10_Industrial_Petroleum_New_Process_Natural Gas_Gas Boiler - Insulate Hot Water Lines_A_Achievable Technical Potential | F10 | Industrial | Petroleum | New | Process | Natural Gas | Gas Boiler - Insulate Hot Water Lines | A | Cumulative Energy Savings (MWh or mTherms) | Achievable Technical Potential | 0 | 0 | 0 | 0 | 0 | 0.023037 | 0.050329 | 0.081874 | 0.11765 | 0.15765 | 0.20189 | 0.25031 | 0.30289 | 0.35964 | 0.42048 | 0.48543 | 0.55445 | 0.62754 | 0.70469 | 0.78585 | 0.87102 | 0.9602 | 1.0534 | 1.1505 | 1.2516 | 1.2516 | 1.2516 | 1.2516 | 1.2516 | 1.2516 | 1.2516
F11_Industrial_Petroleum_New_Process_Natural Gas_Gas Boiler - Insulate Hot Water Lines_A_Achievable Technical Potential | F11 | Industrial | Petroleum | New | Process | Natural Gas | Gas Boiler - Insulate Hot Water Lines | A | Cumulative Summer Peak Savings (MW) | Achievable Technical Potential | 0 | 0 | 0 | 0 | 0 | 0 | 0 | 0 | 0 | 0 | 0 | 0 | 0 | 0 | 0 | 0 | 0 | 0 | 0 | 0 | 0 | 0 | 0 | 0 | 0 | 0 | 0 | 0 | 0 | 0 | 0
F12_Industrial_Petroleum_New_Process_Natural Gas_Gas Boiler - Insulate Hot Water Lines_A_Achievable Technical Potential | F12 | Industrial | Petroleum | New | Process | Natural Gas | Gas Boiler - Insulate Hot Water Lines | A | Cumulative Winter Peak Savings (MW) | Achievable Technical Potential | 0 | 0 | 0 | 0 | 0 | 0 | 0 | 0 | 0 | 0 | 0 | 0 | 0 | 0 | 0 | 0 | 0 | 0 | 0 | 0 | 0 | 0 | 0 | 0 | 0 | 0 | 0 | 0 | 0 | 0 | 0
F13_Industrial_Petroleum_New_Process_Natural Gas_Gas Boiler - Insulate Hot Water Lines_A_Achievable Technical Potential | F13 | Industrial | Petroleum | New | Process | Natural Gas | Gas Boiler - Insulate Hot Water Lines | A | Purchases (Incremental) | Achievable Technical Potential | 0 | 0 | 0 | 0 | 0 | 0.003506 | 0.0041537 | 0.004801 | 0.0054445 | 0.0060883 | 0.0067327 | 0.0073688 | 0.0080033 | 0.0086364 | 0.0092596 | 0.009885 | 0.010505 | 0.011124 | 0.011741 | 0.012352 | 0.012963 | 0.013572 | 0.014179 | 0.014784 | 0.015386 | 0.003506 | 0.0041537 | 0.004801 | 0.0054445 | 0.0060883 | 0.0067327
F14_Industrial_Petroleum_New_Process_Natural Gas_Gas Boiler - Insulate Hot Water Lines_A_Achievable Technical Potential | F14 | Industrial | Petroleum | New | Process | Natural Gas | Gas Boiler - Insulate Hot Water Lines | A | Purchases (Cumulative) | Achievable Technical Potential | 0 | 0 | 0 | 0 | 0 | 0.003506 | 0.0076597 | 0.012461 | 0.017905 | 0.023993 | 0.030726 | 0.038095 | 0.046098 | 0.054735 | 0.063994 | 0.073879 | 0.084384 | 0.095508 | 0.10725 | 0.1196 | 0.13256 | 0.14614 | 0.16032 | 0.1751 | 0.19049 | 0.19049 | 0.19049 | 0.19049 | 0.19049 | 0.19049 | 0.19049
F1_Industrial_Petroleum_New_Process_Natural Gas_Process - Insulate Heated Process Fluids_A_Achievable Technical Potential | F1 | Industrial | Petroleum | New | Process | Natural Gas | Process - Insulate Heated Process Fluids | A | Original Unit Energy Savings (kWh or therms) | Achievable Technical Potential | 0 | 0 | 0 | 0 | 0 | 11059.7224 | 11059.7224 | 11059.7224 | 11059.7224 | 11059.7224 | 11059.7224 | 11059.7224 | 11059.7224 | 11059.7224 | 11059.7224 | 11059.7224 | 11059.7224 | 11059.7224 | 11059.7224 | 11059.7224 | 11059.7224 | 11059.7224 | 11059.7224 | 11059.7224 | 11059.7224 | 11059.7224 | 11059.7224 | 11059.7224 | 11059.7224 | 11059.7224 | 11059.7224
F2_Industrial_Petroleum_New_Process_Natural Gas_Process - Insulate Heated Process Fluids_A_Achievable Technical Potential | F2 | Industrial | Petroleum | New | Process | Natural Gas | Process - Insulate Heated Process Fluids | A | Original Unit Summer Peak Savings (kW) | Achievable Technical Potential | 0 | 0 | 0 | 0 | 0 | 0 | 0 | 0 | 0 | 0 | 0 | 0 | 0 | 0 | 0 | 0 | 0 | 0 | 0 | 0 | 0 | 0 | 0 | 0 | 0 | 0 | 0 | 0 | 0 | 0 | 0
F3_Industrial_Petroleum_New_Process_Natural Gas_Process - Insulate Heated Process Fluids_A_Achievable Technical Potential | F3 | Industrial | Petroleum | New | Process | Natural Gas | Process - Insulate Heated Process Fluids | A | Original Unit Winter Peak Savings (kW) | Achievable Technical Potential | 0 | 0 | 0 | 0 | 0 | 0 | 0 | 0 | 0 | 0 | 0 | 0 | 0 | 0 | 0 | 0 | 0 | 0 | 0 | 0 | 0 | 0 | 0 | 0 | 0 | 0 | 0 | 0 | 0 | 0 | 0
F4_Industrial_Petroleum_New_Process_Natural Gas_Process - Insulate Heated Process Fluids_A_Achievable Technical Potential | F4 | Industrial | Petroleum | New | Process | Natural Gas | Process - Insulate Heated Process Fluids | A | Standalone Impact on Baseline Energy (%) | Achievable Technical Potential | 0% | 0% | 0% | 0% | 0% | 0.07186% | 0.1325% | 0.1865% | 0.2363% | 0.2832% | 0.3208% | 0.3448% | 0.3589% | 0.3657% | 0.3676% | 0.3655% | 0.3609% | 0.3544% | 0.3466% | 0.3381% | 0.3291% | 0.3144% | 0.301% | 0.2887% | 0.0027737 | 0.0026695 | 0.0025731 | 0.0024836 | 0 | 0 | 0
F5_Industrial_Petroleum_New_Process_Natural Gas_Process - Insulate Heated Process Fluids_A_Achievable Technical Potential | F5 | Industrial | Petroleum | New | Process | Natural Gas | Process - Insulate Heated Process Fluids | A | Standalone Impact on Baseline Summer Peak (%) | Achievable Technical Potential | 0% | 0% | 0% | 0% | 0% | 0% | 0% | 0% | 0% | 0% | 0% | 0% | 0% | 0% | 0% | 0% | 0% | 0% | 0% | 0% | 0% | 0% | 0% | 0% | 0 | 0 | 0 | 0 | 0 | 0 | 0
F6_Industrial_Petroleum_New_Process_Natural Gas_Process - Insulate Heated Process Fluids_A_Achievable Technical Potential | F6 | Industrial | Petroleum | New | Process | Natural Gas | Process - Insulate Heated Process Fluids | A | Standalone Impact on Baseline Winter Peak (%) | Achievable Technical Potential | 0% | 0% | 0% | 0% | 0% | 0% | 0% | 0% | 0% | 0% | 0% | 0% | 0% | 0% | 0% | 0% | 0% | 0% | 0% | 0% | 0% | 0% | 0% | 0% | 0 | 0 | 0 | 0 | 0 | 0 | 0
F7_Industrial_Petroleum_New_Process_Natural Gas_Process - Insulate Heated Process Fluids_A_Achievable Technical Potential | F7 | Industrial | Petroleum | New | Process | Natural Gas | Process - Insulate Heated Process Fluids | A | Incremental Energy Savings (MWh or mTherms) | Achievable Technical Potential | 0 | 0 | 0 | 0 | 0 | 0.084821 | 0.10049 | 0.11615 | 0.13172 | 0.14729 | 0.1466 | 0.12836 | 0.11153 | 0.096281 | 0.082582 | 0.070528 | 0.059958 | 0.050796 | 0.042889 | 0.036097 | 0.030307 | 0.00021643 | 8.0754e-05 | 2.8704e-05 | 9.7413e-06 | 0.084821 | 0.10049 | 0.11615 | 0.13172 | 0.14729 | 0.1466
F8_Industrial_Petroleum_New_Process_Natural Gas_Process - Insulate Heated Process Fluids_A_Achievable Technical Potential | F8 | Industrial | Petroleum | New | Process | Natural Gas | Process - Insulate Heated Process Fluids | A | Incremental Summer Peak Savings (MW) | Achievable Technical Potential | 0 | 0 | 0 | 0 | 0 | 0 | 0 | 0 | 0 | 0 | 0 | 0 | 0 | 0 | 0 | 0 | 0 | 0 | 0 | 0 | 0 | 0 | 0 | 0 | 0 | 0 | 0 | 0 | 0 | 0 | 0
F9_Industrial_Petroleum_New_Process_Natural Gas_Process - Insulate Heated Process Fluids_A_Achievable Technical Potential | F9 | Industrial | Petroleum | New | Process | Natural Gas | Process - Insulate Heated Process Fluids | A | Incremental Winter Peak Savings (MW) | Achievable Technical Potential | 0 | 0 | 0 | 0 | 0 | 0 | 0 | 0 | 0 | 0 | 0 | 0 | 0 | 0 | 0 | 0 | 0 | 0 | 0 | 0 | 0 | 0 | 0 | 0 | 0 | 0 | 0 | 0 | 0 | 0 | 0
F10_Industrial_Petroleum_New_Process_Natural Gas_Process - Insulate Heated Process Fluids_A_Achievable Technical Potential | F10 | Industrial | Petroleum | New | Process | Natural Gas | Process - Insulate Heated Process Fluids | A | Cumulative Energy Savings (MWh or mTherms) | Achievable Technical Potential | 0 | 0 | 0 | 0 | 0 | 0.084821 | 0.18531 | 0.30146 | 0.43318 | 0.58048 | 0.72707 | 0.85543 | 0.96696 | 1.0632 | 1.1458 | 1.2163 | 1.2763 | 1.3271 | 1.37 | 1.4061 | 1.4364 | 1.4366 | 1.4367 | 1.4367 | 1.4367 | 1.4367 | 1.4367 | 1.4367 | 1.4367 | 1.4367 | 1.4367
F11_Industrial_Petroleum_New_Process_Natural Gas_Process - Insulate Heated Process Fluids_A_Achievable Technical Potential | F11 | Industrial | Petroleum | New | Process | Natural Gas | Process - Insulate Heated Process Fluids | A | Cumulative Summer Peak Savings (MW) | Achievable Technical Potential | 0 | 0 | 0 | 0 | 0 | 0 | 0 | 0 | 0 | 0 | 0 | 0 | 0 | 0 | 0 | 0 | 0 | 0 | 0 | 0 | 0 | 0 | 0 | 0 | 0 | 0 | 0 | 0 | 0 | 0 | 0
F12_Industrial_Petroleum_New_Process_Natural Gas_Process - Insulate Heated Process Fluids_A_Achievable Technical Potential | F12 | Industrial | Petroleum | New | Process | Natural Gas | Process - Insulate Heated Process Fluids | A | Cumulative Winter Peak Savings (MW) | Achievable Technical Potential | 0 | 0 | 0 | 0 | 0 | 0 | 0 | 0 | 0 | 0 | 0 | 0 | 0 | 0 | 0 | 0 | 0 | 0 | 0 | 0 | 0 | 0 | 0 | 0 | 0 | 0 | 0 | 0 | 0 | 0 | 0
F13_Industrial_Petroleum_New_Process_Natural Gas_Process - Insulate Heated Process Fluids_A_Achievable Technical Potential | F13 | Industrial | Petroleum | New | Process | Natural Gas | Process - Insulate Heated Process Fluids | A | Purchases (Incremental) | Achievable Technical Potential | 0 | 0 | 0 | 0 | 0 | 0.0076694 | 0.0090861 | 0.010502 | 0.01191 | 0.013318 | 0.013255 | 0.011606 | 0.010084 | 0.0087055 | 0.0074669 | 0.006377 | 0.0054213 | 0.0045929 | 0.0038779 | 0.0032638 | 0.0027403 | 1.957e-05 | 7.3016e-06 | 2.5953e-06 | 8.8079e-07 | 0.0076694 | 0.0090861 | 0.010502 | 0.01191 | 0.013318 | 0.013255
F14_Industrial_Petroleum_New_Process_Natural Gas_Process - Insulate Heated Process Fluids_A_Achievable Technical Potential | F14 | Industrial | Petroleum | New | Process | Natural Gas | Process - Insulate Heated Process Fluids | A | Purchases (Cumulative) | Achievable Technical Potential | 0 | 0 | 0 | 0 | 0 | 0.0076694 | 0.016756 | 0.027258 | 0.039167 | 0.052486 | 0.06574 | 0.077346 | 0.08743 | 0.096136 | 0.1036 | 0.10998 | 0.1154 | 0.11999 | 0.12387 | 0.12714 | 0.12988 | 0.1299 | 0.1299 | 0.12991 | 0.12991 | 0.12991 | 0.12991 | 0.12991 | 0.12991 | 0.12991 | 0.12991
F1_Industrial_Petroleum_New_Process_Natural Gas_Process Heat Recovery_A_Achievable Technical Potential | F1 | Industrial | Petroleum | New | Process | Natural Gas | Process Heat Recovery | A | Original Unit Energy Savings (kWh or therms) | Achievable Technical Potential | 0 | 0 | 0 | 0 | 0 | 33.7751 | 33.7751 | 33.7751 | 33.7751 | 33.7751 | 33.7751 | 33.7751 | 33.7751 | 33.7751 | 33.7751 | 33.7751 | 33.7751 | 33.7751 | 33.7751 | 33.7751 | 33.7751 | 33.7751 | 33.7751 | 33.7751 | 33.7751 | 33.7751 | 33.7751 | 33.7751 | 0 | 0 | 0
F2_Industrial_Petroleum_New_Process_Natural Gas_Process Heat Recovery_A_Achievable Technical Potential | F2 | Industrial | Petroleum | New | Process | Natural Gas | Process Heat Recovery | A | Original Unit Summer Peak Savings (kW) | Achievable Technical Potential | 0 | 0 | 0 | 0 | 0 | 0 | 0 | 0 | 0 | 0 | 0 | 0 | 0 | 0 | 0 | 0 | 0 | 0 | 0 | 0 | 0 | 0 | 0 | 0 | 0 | 0 | 0 | 0 | 0 | 0 | 0
F3_Industrial_Petroleum_New_Process_Natural Gas_Process Heat Recovery_A_Achievable Technical Potential | F3 | Industrial | Petroleum | New | Process | Natural Gas | Process Heat Recovery | A | Original Unit Winter Peak Savings (kW) | Achievable Technical Potential | 0 | 0 | 0 | 0 | 0 | 0 | 0 | 0 | 0 | 0 | 0 | 0 | 0 | 0 | 0 | 0 | 0 | 0 | 0 | 0 | 0 | 0 | 0 | 0 | 0 | 0 | 0 | 0 | 0 | 0 | 0
F4_Industrial_Petroleum_New_Process_Natural Gas_Process Heat Recovery_A_Achievable Technical Potential | F4 | Industrial | Petroleum | New | Process | Natural Gas | Process Heat Recovery | A | Standalone Impact on Baseline Energy (%) | Achievable Technical Potential | 0% | 0% | 0% | 0% | 0% | 0.007901% | 0.01457% | 0.02051% | 0.02598% | 0.03114% | 0.03527% | 0.03791% | 0.03946% | 0.0402% | 0.04041% | 0.04018% | 0.03968% | 0.03896% | 0.03811% | 0.03718% | 0.03542% | 0.03383% | 0.03238% | 0.03106% | 0.00029843 | 0.00028722 | 0.00027685 | 0.00026723 | 0 | 0 | 0
F5_Industrial_Petroleum_New_Process_Natural Gas_Process Heat Recovery_A_Achievable Technical Potential | F5 | Industrial | Petroleum | New | Process | Natural Gas | Process Heat Recovery | A | Standalone Impact on Baseline Summer Peak (%) | Achievable Technical Potential | 0% | 0% | 0% | 0% | 0% | 0% | 0% | 0% | 0% | 0% | 0% | 0% | 0% | 0% | 0% | 0% | 0% | 0% | 0% | 0% | 0% | 0% | 0% | 0% | 0 | 0 | 0 | 0 | 0 | 0 | 0
F6_Industrial_Petroleum_New_Process_Natural Gas_Process Heat Recovery_A_Achievable Technical Potential | F6 | Industrial | Petroleum | New | Process | Natural Gas | Process Heat Recovery | A | Standalone Impact on Baseline Winter Peak (%) | Achievable Technical Potential | 0% | 0% | 0% | 0% | 0% | 0% | 0% | 0% | 0% | 0% | 0% | 0% | 0% | 0% | 0% | 0% | 0% | 0% | 0% | 0% | 0% | 0% | 0% | 0% | 0 | 0 | 0 | 0 | 0 | 0 | 0
F7_Industrial_Petroleum_New_Process_Natural Gas_Process Heat Recovery_A_Achievable Technical Potential | F7 | Industrial | Petroleum | New | Process | Natural Gas | Process Heat Recovery | A | Incremental Energy Savings (MWh or mTherms) | Achievable Technical Potential | 0 | 0 | 0 | 0 | 0 | 0.0093252 | 0.011048 | 0.01277 | 0.014481 | 0.016194 | 0.016117 | 0.014112 | 0.012261 | 0.010585 | 0.009079 | 0.0077538 | 0.0065918 | 0.0055845 | 0.0047152 | 0.0039684 | 0.0093252 | 0.011048 | 0.01277 | 0.014481 | 0.016194 | 0.016117 | 0.014112 | 0.012261 | 0 | 0 | 0
F8_Industrial_Petroleum_New_Process_Natural Gas_Process Heat Recovery_A_Achievable Technical Potential | F8 | Industrial | Petroleum | New | Process | Natural Gas | Process Heat Recovery | A | Incremental Summer Peak Savings (MW) | Achievable Technical Potential | 0 | 0 | 0 | 0 | 0 | 0 | 0 | 0 | 0 | 0 | 0 | 0 | 0 | 0 | 0 | 0 | 0 | 0 | 0 | 0 | 0 | 0 | 0 | 0 | 0 | 0 | 0 | 0 | 0 | 0 | 0
F9_Industrial_Petroleum_New_Process_Natural Gas_Process Heat Recovery_A_Achievable Technical Potential | F9 | Industrial | Petroleum | New | Process | Natural Gas | Process Heat Recovery | A | Incremental Winter Peak Savings (MW) | Achievable Technical Potential | 0 | 0 | 0 | 0 | 0 | 0 | 0 | 0 | 0 | 0 | 0 | 0 | 0 | 0 | 0 | 0 | 0 | 0 | 0 | 0 | 0 | 0 | 0 | 0 | 0 | 0 | 0 | 0 | 0 | 0 | 0
F10_Industrial_Petroleum_New_Process_Natural Gas_Process Heat Recovery_A_Achievable Technical Potential | F10 | Industrial | Petroleum | New | Process | Natural Gas | Process Heat Recovery | A | Cumulative Energy Savings (MWh or mTherms) | Achievable Technical Potential | 0 | 0 | 0 | 0 | 0 | 0.0093252 | 0.020373 | 0.033143 | 0.047624 | 0.063817 | 0.079934 | 0.094046 | 0.10631 | 0.11689 | 0.12597 | 0.13372 | 0.14032 | 0.1459 | 0.15062 | 0.15458 | 0.15458 | 0.15458 | 0.15458 | 0.15458 | 0.15458 | 0.15458 | 0.15458 | 0.15458 | 0 | 0 | 0
F11_Industrial_Petroleum_New_Process_Natural Gas_Process Heat Recovery_A_Achievable Technical Potential | F11 | Industrial | Petroleum | New | Process | Natural Gas | Process Heat Recovery | A | Cumulative Summer Peak Savings (MW) | Achievable Technical Potential | 0 | 0 | 0 | 0 | 0 | 0 | 0 | 0 | 0 | 0 | 0 | 0 | 0 | 0 | 0 | 0 | 0 | 0 | 0 | 0 | 0 | 0 | 0 | 0 | 0 | 0 | 0 | 0 | 0 | 0 | 0
F12_Industrial_Petroleum_New_Process_Natural Gas_Process Heat Recovery_A_Achievable Technical Potential | F12 | Industrial | Petroleum | New | Process | Natural Gas | Process Heat Recovery | A | Cumulative Winter Peak Savings (MW) | Achievable Technical Potential | 0 | 0 | 0 | 0 | 0 | 0 | 0 | 0 | 0 | 0 | 0 | 0 | 0 | 0 | 0 | 0 | 0 | 0 | 0 | 0 | 0 | 0 | 0 | 0 | 0 | 0 | 0 | 0 | 0 | 0 | 0
F13_Industrial_Petroleum_New_Process_Natural Gas_Process Heat Recovery_A_Achievable Technical Potential | F13 | Industrial | Petroleum | New | Process | Natural Gas | Process Heat Recovery | A | Purchases (Incremental) | Achievable Technical Potential | 0 | 0 | 0 | 0 | 0 | 0.2761 | 0.3271 | 0.37808 | 0.42875 | 0.47945 | 0.47718 | 0.41781 | 0.36303 | 0.3134 | 0.26881 | 0.22957 | 0.19517 | 0.16534 | 0.13961 | 0.1175 | 0.2761 | 0.3271 | 0.37808 | 0.42875 | 0.47945 | 0.47718 | 0.41781 | 0.36303 | 0.3134 | 0.26881 | 0.22957
F14_Industrial_Petroleum_New_Process_Natural Gas_Process Heat Recovery_A_Achievable Technical Potential | F14 | Industrial | Petroleum | New | Process | Natural Gas | Process Heat Recovery | A | Purchases (Cumulative) | Achievable Technical Potential | 0 | 0 | 0 | 0 | 0 | 0.2761 | 0.6032 | 0.98128 | 1.41 | 1.8895 | 2.3667 | 2.7845 | 3.1475 | 3.4609 | 3.7297 | 3.9593 | 4.1544 | 4.3198 | 4.4594 | 4.5769 | 4.5769 | 4.5769 | 4.5769 | 4.5769 | 4.5769 | 4.5769 | 4.5769 | 4.5769 | 4.5769 | 4.5769 | 4.5769
F1_Industrial_Petroleum_New_Space Heating_Natural Gas_Building Automation System_A_Achievable Technical Potential | F1 | Industrial | Petroleum | New | Space Heating | Natural Gas | Building Automation System | A | Original Unit Energy Savings (kWh or therms) | Achievable Technical Potential | 0 | 0 | 0 | 0 | 0 | 0 | 0 | 0 | 0 | 0 | 0 | 0 | 0 | 0 | 0 | 0 | 0 | 0 | 0 | 0 | 0 | 0 | 0 | 0 | 0 | 0 | 0 | 0 | 0 | 0 | 0
F2_Industrial_Petroleum_New_Space Heating_Natural Gas_Building Automation System_A_Achievable Technical Potential | F2 | Industrial | Petroleum | New | Space Heating | Natural Gas | Building Automation System | A | Original Unit Summer Peak Savings (kW) | Achievable Technical Potential | 0 | 0 | 0 | 0 | 0 | 0 | 0 | 0 | 0 | 0 | 0 | 0 | 0 | 0 | 0 | 0 | 0 | 0 | 0 | 0 | 0 | 0 | 0 | 0 | 0 | 0 | 0 | 0 | 0 | 0 | 0
F3_Industrial_Petroleum_New_Space Heating_Natural Gas_Building Automation System_A_Achievable Technical Potential | F3 | Industrial | Petroleum | New | Space Heating | Natural Gas | Building Automation System | A | Original Unit Winter Peak Savings (kW) | Achievable Technical Potential | 0 | 0 | 0 | 0 | 0 | 0 | 0 | 0 | 0 | 0 | 0 | 0 | 0 | 0 | 0 | 0 | 0 | 0 | 0 | 0 | 0 | 0 | 0 | 0 | 0 | 0 | 0 | 0 | 0 | 0 | 0
F4_Industrial_Petroleum_New_Space Heating_Natural Gas_Building Automation System_A_Achievable Technical Potential | F4 | Industrial | Petroleum | New | Space Heating | Natural Gas | Building Automation System | A | Standalone Impact on Baseline Energy (%) | Achievable Technical Potential | 0% | 0% | 0% | 0% | 0% | 0% | 0% | 0% | 0% | 0% | 0% | 0% | 0% | 0% | 0% | 0% | 0% | 0% | 0% | 0% | 0% | 0% | 0% | 0% | 0 | 0 | 0 | 0 | 0 | 0 | 0
F5_Industrial_Petroleum_New_Space Heating_Natural Gas_Building Automation System_A_Achievable Technical Potential | F5 | Industrial | Petroleum | New | Space Heating | Natural Gas | Building Automation System | A | Standalone Impact on Baseline Summer Peak (%) | Achievable Technical Potential | 0% | 0% | 0% | 0% | 0% | 0% | 0% | 0% | 0% | 0% | 0% | 0% | 0% | 0% | 0% | 0% | 0% | 0% | 0% | 0% | 0% | 0% | 0% | 0% | 0 | 0 | 0 | 0 | 0 | 0 | 0
F6_Industrial_Petroleum_New_Space Heating_Natural Gas_Building Automation System_A_Achievable Technical Potential | F6 | Industrial | Petroleum | New | Space Heating | Natural Gas | Building Automation System | A | Standalone Impact on Baseline Winter Peak (%) | Achievable Technical Potential | 0% | 0% | 0% | 0% | 0% | 0% | 0% | 0% | 0% | 0% | 0% | 0% | 0% | 0% | 0% | 0% | 0% | 0% | 0% | 0% | 0% | 0% | 0% | 0% | 0 | 0 | 0 | 0 | 0 | 0 | 0
F7_Industrial_Petroleum_New_Space Heating_Natural Gas_Building Automation System_A_Achievable Technical Potential | F7 | Industrial | Petroleum | New | Space Heating | Natural Gas | Building Automation System | A | Incremental Energy Savings (MWh or mTherms) | Achievable Technical Potential | 0 | 0 | 0 | 0 | 0 | 0 | 0 | 0 | 0 | 0 | 0 | 0 | 0 | 0 | 0 | 0 | 0 | 0 | 0 | 0 | 0 | 0 | 0 | 0 | 0 | 0 | 0 | 0 | 0 | 0 | 0
F8_Industrial_Petroleum_New_Space Heating_Natural Gas_Building Automation System_A_Achievable Technical Potential | F8 | Industrial | Petroleum | New | Space Heating | Natural Gas | Building Automation System | A | Incremental Summer Peak Savings (MW) | Achievable Technical Potential | 0 | 0 | 0 | 0 | 0 | 0 | 0 | 0 | 0 | 0 | 0 | 0 | 0 | 0 | 0 | 0 | 0 | 0 | 0 | 0 | 0 | 0 | 0 | 0 | 0 | 0 | 0 | 0 | 0 | 0 | 0
F9_Industrial_Petroleum_New_Space Heating_Natural Gas_Building Automation System_A_Achievable Technical Potential | F9 | Industrial | Petroleum | New | Space Heating | Natural Gas | Building Automation System | A | Incremental Winter Peak Savings (MW) | Achievable Technical Potential | 0 | 0 | 0 | 0 | 0 | 0 | 0 | 0 | 0 | 0 | 0 | 0 | 0 | 0 | 0 | 0 | 0 | 0 | 0 | 0 | 0 | 0 | 0 | 0 | 0 | 0 | 0 | 0 | 0 | 0 | 0
F10_Industrial_Petroleum_New_Space Heating_Natural Gas_Building Automation System_A_Achievable Technical Potential | F10 | Industrial | Petroleum | New | Space Heating | Natural Gas | Building Automation System | A | Cumulative Energy Savings (MWh or mTherms) | Achievable Technical Potential | 0 | 0 | 0 | 0 | 0 | 0 | 0 | 0 | 0 | 0 | 0 | 0 | 0 | 0 | 0 | 0 | 0 | 0 | 0 | 0 | 0 | 0 | 0 | 0 | 0 | 0 | 0 | 0 | 0 | 0 | 0
F11_Industrial_Petroleum_New_Space Heating_Natural Gas_Building Automation System_A_Achievable Technical Potential | F11 | Industrial | Petroleum | New | Space Heating | Natural Gas | Building Automation System | A | Cumulative Summer Peak Savings (MW) | Achievable Technical Potential | 0 | 0 | 0 | 0 | 0 | 0 | 0 | 0 | 0 | 0 | 0 | 0 | 0 | 0 | 0 | 0 | 0 | 0 | 0 | 0 | 0 | 0 | 0 | 0 | 0 | 0 | 0 | 0 | 0 | 0 | 0
F12_Industrial_Petroleum_New_Space Heating_Natural Gas_Building Automation System_A_Achievable Technical Potential | F12 | Industrial | Petroleum | New | Space Heating | Natural Gas | Building Automation System | A | Cumulative Winter Peak Savings (MW) | Achievable Technical Potential | 0 | 0 | 0 | 0 | 0 | 0 | 0 | 0 | 0 | 0 | 0 | 0 | 0 | 0 | 0 | 0 | 0 | 0 | 0 | 0 | 0 | 0 | 0 | 0 | 0 | 0 | 0 | 0 | 0 | 0 | 0
F13_Industrial_Petroleum_New_Space Heating_Natural Gas_Building Automation System_A_Achievable Technical Potential | F13 | Industrial | Petroleum | New | Space Heating | Natural Gas | Building Automation System | A | Purchases (Incremental) | Achievable Technical Potential | 0 | 0 | 0 | 0 | 0 | 0 | 0 | 0 | 0 | 0 | 0 | 0 | 0 | 0 | 0 | 0 | 0 | 0 | 0 | 0 | 0 | 0 | 0 | 0 | 0 | 0 | 0 | 0 | 0 | 0 | 0
F14_Industrial_Petroleum_New_Space Heating_Natural Gas_Building Automation System_A_Achievable Technical Potential | F14 | Industrial | Petroleum | New | Space Heating | Natural Gas | Building Automation System | A | Purchases (Cumulative) | Achievable Technical Potential | 0 | 0 | 0 | 0 | 0 | 0 | 0 | 0 | 0 | 0 | 0 | 0 | 0 | 0 | 0 | 0 | 0 | 0 | 0 | 0 | 0 | 0 | 0 | 0 | 0 | 0 | 0 | 0 | 0 | 0 | 0
F1_Industrial_Petroleum_New_Space Heating_Natural Gas_Steam System Efficiency Improvements_A_Achievable Technical Potential | F1 | Industrial | Petroleum | New | Space Heating | Natural Gas | Steam System Efficiency Improvements | A | Original Unit Energy Savings (kWh or therms) | Achievable Technical Potential | 0 | 0 | 0 | 0 | 0 | 0 | 0 | 0 | 0 | 0 | 0 | 0 | 0 | 0 | 0 | 0 | 0 | 0 | 0 | 0 | 0 | 0 | 0 | 0 | 0 | 0 | 0 | 0 | 0 | 0 | 0
F2_Industrial_Petroleum_New_Space Heating_Natural Gas_Steam System Efficiency Improvements_A_Achievable Technical Potential | F2 | Industrial | Petroleum | New | Space Heating | Natural Gas | Steam System Efficiency Improvements | A | Original Unit Summer Peak Savings (kW) | Achievable Technical Potential | 0 | 0 | 0 | 0 | 0 | 0 | 0 | 0 | 0 | 0 | 0 | 0 | 0 | 0 | 0 | 0 | 0 | 0 | 0 | 0 | 0 | 0 | 0 | 0 | 0 | 0 | 0 | 0 | 0 | 0 | 0
F3_Industrial_Petroleum_New_Space Heating_Natural Gas_Steam System Efficiency Improvements_A_Achievable Technical Potential | F3 | Industrial | Petroleum | New | Space Heating | Natural Gas | Steam System Efficiency Improvements | A | Original Unit Winter Peak Savings (kW) | Achievable Technical Potential | 0 | 0 | 0 | 0 | 0 | 0 | 0 | 0 | 0 | 0 | 0 | 0 | 0 | 0 | 0 | 0 | 0 | 0 | 0 | 0 | 0 | 0 | 0 | 0 | 0 | 0 | 0 | 0 | 0 | 0 | 0
F4_Industrial_Petroleum_New_Space Heating_Natural Gas_Steam System Efficiency Improvements_A_Achievable Technical Potential | F4 | Industrial | Petroleum | New | Space Heating | Natural Gas | Steam System Efficiency Improvements | A | Standalone Impact on Baseline Energy (%) | Achievable Technical Potential | 0% | 0% | 0% | 0% | 0% | 0% | 0% | 0% | 0% | 0% | 0% | 0% | 0% | 0% | 0% | 0% | 0% | 0% | 0% | 0% | 0% | 0% | 0% | 0% | 0 | 0 | 0 | 0 | 0 | 0 | 0
F5_Industrial_Petroleum_New_Space Heating_Natural Gas_Steam System Efficiency Improvements_A_Achievable Technical Potential | F5 | Industrial | Petroleum | New | Space Heating | Natural Gas | Steam System Efficiency Improvements | A | Standalone Impact on Baseline Summer Peak (%) | Achievable Technical Potential | 0% | 0% | 0% | 0% | 0% | 0% | 0% | 0% | 0% | 0% | 0% | 0% | 0% | 0% | 0% | 0% | 0% | 0% | 0% | 0% | 0% | 0% | 0% | 0% | 0 | 0 | 0 | 0 | 0 | 0 | 0
F6_Industrial_Petroleum_New_Space Heating_Natural Gas_Steam System Efficiency Improvements_A_Achievable Technical Potential | F6 | Industrial | Petroleum | New | Space Heating | Natural Gas | Steam System Efficiency Improvements | A | Standalone Impact on Baseline Winter Peak (%) | Achievable Technical Potential | 0% | 0% | 0% | 0% | 0% | 0% | 0% | 0% | 0% | 0% | 0% | 0% | 0% | 0% | 0% | 0% | 0% | 0% | 0% | 0% | 0% | 0% | 0% | 0% | 0 | 0 | 0 | 0 | 0 | 0 | 0
F7_Industrial_Petroleum_New_Space Heating_Natural Gas_Steam System Efficiency Improvements_A_Achievable Technical Potential | F7 | Industrial | Petroleum | New | Space Heating | Natural Gas | Steam System Efficiency Improvements | A | Incremental Energy Savings (MWh or mTherms) | Achievable Technical Potential | 0 | 0 | 0 | 0 | 0 | 0 | 0 | 0 | 0 | 0 | 0 | 0 | 0 | 0 | 0 | 0 | 0 | 0 | 0 | 0 | 0 | 0 | 0 | 0 | 0 | 0 | 0 | 0 | 0 | 0 | 0
F8_Industrial_Petroleum_New_Space Heating_Natural Gas_Steam System Efficiency Improvements_A_Achievable Technical Potential | F8 | Industrial | Petroleum | New | Space Heating | Natural Gas | Steam System Efficiency Improvements | A | Incremental Summer Peak Savings (MW) | Achievable Technical Potential | 0 | 0 | 0 | 0 | 0 | 0 | 0 | 0 | 0 | 0 | 0 | 0 | 0 | 0 | 0 | 0 | 0 | 0 | 0 | 0 | 0 | 0 | 0 | 0 | 0 | 0 | 0 | 0 | 0 | 0 | 0
F9_Industrial_Petroleum_New_Space Heating_Natural Gas_Steam System Efficiency Improvements_A_Achievable Technical Potential | F9 | Industrial | Petroleum | New | Space Heating | Natural Gas | Steam System Efficiency Improvements | A | Incremental Winter Peak Savings (MW) | Achievable Technical Potential | 0 | 0 | 0 | 0 | 0 | 0 | 0 | 0 | 0 | 0 | 0 | 0 | 0 | 0 | 0 | 0 | 0 | 0 | 0 | 0 | 0 | 0 | 0 | 0 | 0 | 0 | 0 | 0 | 0 | 0 | 0
F10_Industrial_Petroleum_New_Space Heating_Natural Gas_Steam System Efficiency Improvements_A_Achievable Technical Potential | F10 | Industrial | Petroleum | New | Space Heating | Natural Gas | Steam System Efficiency Improvements | A | Cumulative Energy Savings (MWh or mTherms) | Achievable Technical Potential | 0 | 0 | 0 | 0 | 0 | 0 | 0 | 0 | 0 | 0 | 0 | 0 | 0 | 0 | 0 | 0 | 0 | 0 | 0 | 0 | 0 | 0 | 0 | 0 | 0 | 0 | 0 | 0 | 0 | 0 | 0
F11_Industrial_Petroleum_New_Space Heating_Natural Gas_Steam System Efficiency Improvements_A_Achievable Technical Potential | F11 | Industrial | Petroleum | New | Space Heating | Natural Gas | Steam System Efficiency Improvements | A | Cumulative Summer Peak Savings (MW) | Achievable Technical Potential | 0 | 0 | 0 | 0 | 0 | 0 | 0 | 0 | 0 | 0 | 0 | 0 | 0 | 0 | 0 | 0 | 0 | 0 | 0 | 0 | 0 | 0 | 0 | 0 | 0 | 0 | 0 | 0 | 0 | 0 | 0
F12_Industrial_Petroleum_New_Space Heating_Natural Gas_Steam System Efficiency Improvements_A_Achievable Technical Potential | F12 | Industrial | Petroleum | New | Space Heating | Natural Gas | Steam System Efficiency Improvements | A | Cumulative Winter Peak Savings (MW) | Achievable Technical Potential | 0 | 0 | 0 | 0 | 0 | 0 | 0 | 0 | 0 | 0 | 0 | 0 | 0 | 0 | 0 | 0 | 0 | 0 | 0 | 0 | 0 | 0 | 0 | 0 | 0 | 0 | 0 | 0 | 0 | 0 | 0
F13_Industrial_Petroleum_New_Space Heating_Natural Gas_Steam System Efficiency Improvements_A_Achievable Technical Potential | F13 | Industrial | Petroleum | New | Space Heating | Natural Gas | Steam System Efficiency Improvements | A | Purchases (Incremental) | Achievable Technical Potential | 0 | 0 | 0 | 0 | 0 | 0 | 0 | 0 | 0 | 0 | 0 | 0 | 0 | 0 | 0 | 0 | 0 | 0 | 0 | 0 | 0 | 0 | 0 | 0 | 0 | 0 | 0 | 0 | 0 | 0 | 0
F14_Industrial_Petroleum_New_Space Heating_Natural Gas_Steam System Efficiency Improvements_A_Achievable Technical Potential | F14 | Industrial | Petroleum | New | Space Heating | Natural Gas | Steam System Efficiency Improvements | A | Purchases (Cumulative) | Achievable Technical Potential | 0 | 0 | 0 | 0 | 0 | 0 | 0 | 0 | 0 | 0 | 0 | 0 | 0 | 0 | 0 | 0 | 0 | 0 | 0 | 0 | 0 | 0 | 0 | 0 | 0 | 0 | 0 | 0 | 0 | 0 | 0
F1_Industrial_Petroleum_New_Process_Natural Gas_Steam System Efficiency Improvements_A_Achievable Technical Potential | F1 | Industrial | Petroleum | New | Process | Natural Gas | Steam System Efficiency Improvements | A | Original Unit Energy Savings (kWh or therms) | Achievable Technical Potential | 0 | 0 | 0 | 0 | 0 | 0.70269 | 0.70269 | 0.70269 | 0.70269 | 0.70269 | 0.70269 | 0.70269 | 0.70269 | 0.70269 | 0.70269 | 0.70269 | 0.70269 | 0.70269 | 0.70269 | 0.70269 | 0.70269 | 0.70269 | 0.70269 | 0.70269 | 0.70269 | 0.70269 | 0.70269 | 0.70269 | 0.70269 | 0.70269 | 0.70269
F2_Industrial_Petroleum_New_Process_Natural Gas_Steam System Efficiency Improvements_A_Achievable Technical Potential | F2 | Industrial | Petroleum | New | Process | Natural Gas | Steam System Efficiency Improvements | A | Original Unit Summer Peak Savings (kW) | Achievable Technical Potential | 0 | 0 | 0 | 0 | 0 | 0 | 0 | 0 | 0 | 0 | 0 | 0 | 0 | 0 | 0 | 0 | 0 | 0 | 0 | 0 | 0 | 0 | 0 | 0 | 0 | 0 | 0 | 0 | 0 | 0 | 0
F3_Industrial_Petroleum_New_Process_Natural Gas_Steam System Efficiency Improvements_A_Achievable Technical Potential | F3 | Industrial | Petroleum | New | Process | Natural Gas | Steam System Efficiency Improvements | A | Original Unit Winter Peak Savings (kW) | Achievable Technical Potential | 0 | 0 | 0 | 0 | 0 | 0 | 0 | 0 | 0 | 0 | 0 | 0 | 0 | 0 | 0 | 0 | 0 | 0 | 0 | 0 | 0 | 0 | 0 | 0 | 0 | 0 | 0 | 0 | 0 | 0 | 0
F4_Industrial_Petroleum_New_Process_Natural Gas_Steam System Efficiency Improvements_A_Achievable Technical Potential | F4 | Industrial | Petroleum | New | Process | Natural Gas | Steam System Efficiency Improvements | A | Standalone Impact on Baseline Energy (%) | Achievable Technical Potential | 0% | 0% | 0% | 0% | 0% | 6.423e-07% | 1.826e-06% | 3.86e-06% | 7.112e-06% | 1.199e-05% | 1.857e-05% | 2.721e-05% | 3.79e-05% | 5.036e-05% | 6.401e-05% | 7.773e-05% | 9.02e-05% | 9.98e-05% | 0.000105% | 0.0001049% | 9.995e-05% | 9.547e-05% | 9.138e-05% | 8.764e-05% | 8.4212e-07 | 8.1048e-07 | 7.8121e-07 | 7.5406e-07 | 0 | 0 | 0
F5_Industrial_Petroleum_New_Process_Natural Gas_Steam System Efficiency Improvements_A_Achievable Technical Potential | F5 | Industrial | Petroleum | New | Process | Natural Gas | Steam System Efficiency Improvements | A | Standalone Impact on Baseline Summer Peak (%) | Achievable Technical Potential | 0% | 0% | 0% | 0% | 0% | 0% | 0% | 0% | 0% | 0% | 0% | 0% | 0% | 0% | 0% | 0% | 0% | 0% | 0% | 0% | 0% | 0% | 0% | 0% | 0 | 0 | 0 | 0 | 0 | 0 | 0
F6_Industrial_Petroleum_New_Process_Natural Gas_Steam System Efficiency Improvements_A_Achievable Technical Potential | F6 | Industrial | Petroleum | New | Process | Natural Gas | Steam System Efficiency Improvements | A | Standalone Impact on Baseline Winter Peak (%) | Achievable Technical Potential | 0% | 0% | 0% | 0% | 0% | 0% | 0% | 0% | 0% | 0% | 0% | 0% | 0% | 0% | 0% | 0% | 0% | 0% | 0% | 0% | 0% | 0% | 0% | 0% | 0 | 0 | 0 | 0 | 0 | 0 | 0
F7_Industrial_Petroleum_New_Process_Natural Gas_Steam System Efficiency Improvements_A_Achievable Technical Potential | F7 | Industrial | Petroleum | New | Process | Natural Gas | Steam System Efficiency Improvements | A | Incremental Energy Savings (MWh or mTherms) | Achievable Technical Potential | 0 | 0 | 0 | 0 | 0 | 7.5813e-07 | 1.7954e-06 | 3.6846e-06 | 6.7968e-06 | 1.1537e-05 | 1.8272e-05 | 2.7203e-05 | 3.8301e-05 | 5.112e-05 | 6.4632e-05 | 7.7411e-05 | 8.7511e-05 | 9.306e-05 | 9.2586e-05 | 8.564e-05 | 7.7411e-05 | 8.7511e-05 | 9.306e-05 | 9.2586e-05 | 8.564e-05 | 7.7411e-05 | 8.7511e-05 | 9.306e-05 | 9.2586e-05 | 8.564e-05 | 7.7411e-05
F8_Industrial_Petroleum_New_Process_Natural Gas_Steam System Efficiency Improvements_A_Achievable Technical Potential | F8 | Industrial | Petroleum | New | Process | Natural Gas | Steam System Efficiency Improvements | A | Incremental Summer Peak Savings (MW) | Achievable Technical Potential | 0 | 0 | 0 | 0 | 0 | 0 | 0 | 0 | 0 | 0 | 0 | 0 | 0 | 0 | 0 | 0 | 0 | 0 | 0 | 0 | 0 | 0 | 0 | 0 | 0 | 0 | 0 | 0 | 0 | 0 | 0
F9_Industrial_Petroleum_New_Process_Natural Gas_Steam System Efficiency Improvements_A_Achievable Technical Potential | F9 | Industrial | Petroleum | New | Process | Natural Gas | Steam System Efficiency Improvements | A | Incremental Winter Peak Savings (MW) | Achievable Technical Potential | 0 | 0 | 0 | 0 | 0 | 0 | 0 | 0 | 0 | 0 | 0 | 0 | 0 | 0 | 0 | 0 | 0 | 0 | 0 | 0 | 0 | 0 | 0 | 0 | 0 | 0 | 0 | 0 | 0 | 0 | 0
F10_Industrial_Petroleum_New_Process_Natural Gas_Steam System Efficiency Improvements_A_Achievable Technical Potential | F10 | Industrial | Petroleum | New | Process | Natural Gas | Steam System Efficiency Improvements | A | Cumulative Energy Savings (MWh or mTherms) | Achievable Technical Potential | 0 | 0 | 0 | 0 | 0 | 7.5813e-07 | 2.5535e-06 | 6.2381e-06 | 1.3035e-05 | 2.4572e-05 | 4.2085e-05 | 6.7493e-05 | 0.00010211 | 0.00014643 | 0.00019953 | 0.00025867 | 0.00031897 | 0.00037373 | 0.0004152 | 0.00043621 | 0.00043621 | 0.00043621 | 0.00043621 | 0.00043621 | 0.00043621 | 0.00043621 | 0.00043621 | 0.00043621 | 0.00043621 | 0.00043621 | 0.00043621
F11_Industrial_Petroleum_New_Process_Natural Gas_Steam System Efficiency Improvements_A_Achievable Technical Potential | F11 | Industrial | Petroleum | New | Process | Natural Gas | Steam System Efficiency Improvements | A | Cumulative Summer Peak Savings (MW) | Achievable Technical Potential | 0 | 0 | 0 | 0 | 0 | 0 | 0 | 0 | 0 | 0 | 0 | 0 | 0 | 0 | 0 | 0 | 0 | 0 | 0 | 0 | 0 | 0 | 0 | 0 | 0 | 0 | 0 | 0 | 0 | 0 | 0
F12_Industrial_Petroleum_New_Process_Natural Gas_Steam System Efficiency Improvements_A_Achievable Technical Potential | F12 | Industrial | Petroleum | New | Process | Natural Gas | Steam System Efficiency Improvements | A | Cumulative Winter Peak Savings (MW) | Achievable Technical Potential | 0 | 0 | 0 | 0 | 0 | 0 | 0 | 0 | 0 | 0 | 0 | 0 | 0 | 0 | 0 | 0 | 0 | 0 | 0 | 0 | 0 | 0 | 0 | 0 | 0 | 0 | 0 | 0 | 0 | 0 | 0
F13_Industrial_Petroleum_New_Process_Natural Gas_Steam System Efficiency Improvements_A_Achievable Technical Potential | F13 | Industrial | Petroleum | New | Process | Natural Gas | Steam System Efficiency Improvements | A | Purchases (Incremental) | Achievable Technical Potential | 0 | 0 | 0 | 0 | 0 | 0.0010789 | 0.002555 | 0.0052436 | 0.0096726 | 0.016418 | 0.026002 | 0.038713 | 0.054507 | 0.072749 | 0.091977 | 0.11016 | 0.12454 | 0.13243 | 0.13176 | 0.12187 | 0.11016 | 0.12454 | 0.13243 | 0.13176 | 0.12187 | 0.11016 | 0.12454 | 0.13243 | 0.13176 | 0.12187 | 0.11016
F14_Industrial_Petroleum_New_Process_Natural Gas_Steam System Efficiency Improvements_A_Achievable Technical Potential | F14 | Industrial | Petroleum | New | Process | Natural Gas | Steam System Efficiency Improvements | A | Purchases (Cumulative) | Achievable Technical Potential | 0 | 0 | 0 | 0 | 0 | 0.0010789 | 0.0036339 | 0.0088775 | 0.01855 | 0.034968 | 0.059891 | 0.096049 | 0.14531 | 0.20839 | 0.28395 | 0.36811 | 0.45393 | 0.53186 | 0.59087 | 0.62077 | 0.62077 | 0.62077 | 0.62077 | 0.62077 | 0.62077 | 0.62077 | 0.62077 | 0.62077 | 0.62077 | 0.62077 | 0.62077
F1_Industrial_Petroleum_New_Space Heating_Natural Gas_Strategic Energy Management_A_Achievable Technical Potential | F1 | Industrial | Petroleum | New | Space Heating | Natural Gas | Strategic Energy Management | A | Original Unit Energy Savings (kWh or therms) | Achievable Technical Potential | 0 | 0 | 0 | 0 | 0 | 0 | 0 | 0 | 0 | 0 | 0 | 0 | 0 | 0 | 0 | 0 | 0 | 0 | 0 | 0 | 0 | 0 | 0 | 0 | 0 | 0 | 0 | 0 | 0 | 0 | 0
F2_Industrial_Petroleum_New_Space Heating_Natural Gas_Strategic Energy Management_A_Achievable Technical Potential | F2 | Industrial | Petroleum | New | Space Heating | Natural Gas | Strategic Energy Management | A | Original Unit Summer Peak Savings (kW) | Achievable Technical Potential | 0 | 0 | 0 | 0 | 0 | 0 | 0 | 0 | 0 | 0 | 0 | 0 | 0 | 0 | 0 | 0 | 0 | 0 | 0 | 0 | 0 | 0 | 0 | 0 | 0 | 0 | 0 | 0 | 0 | 0 | 0
F3_Industrial_Petroleum_New_Space Heating_Natural Gas_Strategic Energy Management_A_Achievable Technical Potential | F3 | Industrial | Petroleum | New | Space Heating | Natural Gas | Strategic Energy Management | A | Original Unit Winter Peak Savings (kW) | Achievable Technical Potential | 0 | 0 | 0 | 0 | 0 | 0 | 0 | 0 | 0 | 0 | 0 | 0 | 0 | 0 | 0 | 0 | 0 | 0 | 0 | 0 | 0 | 0 | 0 | 0 | 0 | 0 | 0 | 0 | 0 | 0 | 0
F4_Industrial_Petroleum_New_Space Heating_Natural Gas_Strategic Energy Management_A_Achievable Technical Potential | F4 | Industrial | Petroleum | New | Space Heating | Natural Gas | Strategic Energy Management | A | Standalone Impact on Baseline Energy (%) | Achievable Technical Potential | 0% | 0% | 0% | 0% | 0% | 0% | 0% | 0% | 0% | 0% | 0% | 0% | 0% | 0% | 0% | 0% | 0% | 0% | 0% | 0% | 0% | 0% | 0% | 0% | 0 | 0 | 0 | 0 | 0 | 0 | 0
F5_Industrial_Petroleum_New_Space Heating_Natural Gas_Strategic Energy Management_A_Achievable Technical Potential | F5 | Industrial | Petroleum | New | Space Heating | Natural Gas | Strategic Energy Management | A | Standalone Impact on Baseline Summer Peak (%) | Achievable Technical Potential | 0% | 0% | 0% | 0% | 0% | 0% | 0% | 0% | 0% | 0% | 0% | 0% | 0% | 0% | 0% | 0% | 0% | 0% | 0% | 0% | 0% | 0% | 0% | 0% | 0 | 0 | 0 | 0 | 0 | 0 | 0
F6_Industrial_Petroleum_New_Space Heating_Natural Gas_Strategic Energy Management_A_Achievable Technical Potential | F6 | Industrial | Petroleum | New | Space Heating | Natural Gas | Strategic Energy Management | A | Standalone Impact on Baseline Winter Peak (%) | Achievable Technical Potential | 0% | 0% | 0% | 0% | 0% | 0% | 0% | 0% | 0% | 0% | 0% | 0% | 0% | 0% | 0% | 0% | 0% | 0% | 0% | 0% | 0% | 0% | 0% | 0% | 0 | 0 | 0 | 0 | 0 | 0 | 0
F7_Industrial_Petroleum_New_Space Heating_Natural Gas_Strategic Energy Management_A_Achievable Technical Potential | F7 | Industrial | Petroleum | New | Space Heating | Natural Gas | Strategic Energy Management | A | Incremental Energy Savings (MWh or mTherms) | Achievable Technical Potential | 0 | 0 | 0 | 0 | 0 | 0 | 0 | 0 | 0 | 0 | 0 | 0 | 0 | 0 | 0 | 0 | 0 | 0 | 0 | 0 | 0 | 0 | 0 | 0 | 0 | 0 | 0 | 0 | 0 | 0 | 0
F8_Industrial_Petroleum_New_Space Heating_Natural Gas_Strategic Energy Management_A_Achievable Technical Potential | F8 | Industrial | Petroleum | New | Space Heating | Natural Gas | Strategic Energy Management | A | Incremental Summer Peak Savings (MW) | Achievable Technical Potential | 0 | 0 | 0 | 0 | 0 | 0 | 0 | 0 | 0 | 0 | 0 | 0 | 0 | 0 | 0 | 0 | 0 | 0 | 0 | 0 | 0 | 0 | 0 | 0 | 0 | 0 | 0 | 0 | 0 | 0 | 0
F9_Industrial_Petroleum_New_Space Heating_Natural Gas_Strategic Energy Management_A_Achievable Technical Potential | F9 | Industrial | Petroleum | New | Space Heating | Natural Gas | Strategic Energy Management | A | Incremental Winter Peak Savings (MW) | Achievable Technical Potential | 0 | 0 | 0 | 0 | 0 | 0 | 0 | 0 | 0 | 0 | 0 | 0 | 0 | 0 | 0 | 0 | 0 | 0 | 0 | 0 | 0 | 0 | 0 | 0 | 0 | 0 | 0 | 0 | 0 | 0 | 0
F10_Industrial_Petroleum_New_Space Heating_Natural Gas_Strategic Energy Management_A_Achievable Technical Potential | F10 | Industrial | Petroleum | New | Space Heating | Natural Gas | Strategic Energy Management | A | Cumulative Energy Savings (MWh or mTherms) | Achievable Technical Potential | 0 | 0 | 0 | 0 | 0 | 0 | 0 | 0 | 0 | 0 | 0 | 0 | 0 | 0 | 0 | 0 | 0 | 0 | 0 | 0 | 0 | 0 | 0 | 0 | 0 | 0 | 0 | 0 | 0 | 0 | 0
F11_Industrial_Petroleum_New_Space Heating_Natural Gas_Strategic Energy Management_A_Achievable Technical Potential | F11 | Industrial | Petroleum | New | Space Heating | Natural Gas | Strategic Energy Management | A | Cumulative Summer Peak Savings (MW) | Achievable Technical Potential | 0 | 0 | 0 | 0 | 0 | 0 | 0 | 0 | 0 | 0 | 0 | 0 | 0 | 0 | 0 | 0 | 0 | 0 | 0 | 0 | 0 | 0 | 0 | 0 | 0 | 0 | 0 | 0 | 0 | 0 | 0
F12_Industrial_Petroleum_New_Space Heating_Natural Gas_Strategic Energy Management_A_Achievable Technical Potential | F12 | Industrial | Petroleum | New | Space Heating | Natural Gas | Strategic Energy Management | A | Cumulative Winter Peak Savings (MW) | Achievable Technical Potential | 0 | 0 | 0 | 0 | 0 | 0 | 0 | 0 | 0 | 0 | 0 | 0 | 0 | 0 | 0 | 0 | 0 | 0 | 0 | 0 | 0 | 0 | 0 | 0 | 0 | 0 | 0 | 0 | 0 | 0 | 0
F13_Industrial_Petroleum_New_Space Heating_Natural Gas_Strategic Energy Management_A_Achievable Technical Potential | F13 | Industrial | Petroleum | New | Space Heating | Natural Gas | Strategic Energy Management | A | Purchases (Incremental) | Achievable Technical Potential | 0 | 0 | 0 | 0 | 0 | 0 | 0 | 0 | 0 | 0 | 0 | 0 | 0 | 0 | 0 | 0 | 0 | 0 | 0 | 0 | 0 | 0 | 0 | 0 | 0 | 0 | 0 | 0 | 0 | 0 | 0
F14_Industrial_Petroleum_New_Space Heating_Natural Gas_Strategic Energy Management_A_Achievable Technical Potential | F14 | Industrial | Petroleum | New | Space Heating | Natural Gas | Strategic Energy Management | A | Purchases (Cumulative) | Achievable Technical Potential | 0 | 0 | 0 | 0 | 0 | 0 | 0 | 0 | 0 | 0 | 0 | 0 | 0 | 0 | 0 | 0 | 0 | 0 | 0 | 0 | 0 | 0 | 0 | 0 | 0 | 0 | 0 | 0 | 0 | 0 | 0
F1_Industrial_Petroleum_New_Process_Natural Gas_Strategic Energy Management_A_Achievable Technical Potential | F1 | Industrial | Petroleum | New | Process | Natural Gas | Strategic Energy Management | A | Original Unit Energy Savings (kWh or therms) | Achievable Technical Potential | 0 | 0 | 0 | 0 | 0 | 769.0432 | 769.0432 | 769.0432 | 769.0432 | 769.0432 | 769.0432 | 769.0432 | 769.0432 | 769.0432 | 769.0432 | 769.0432 | 769.0432 | 769.0432 | 769.0432 | 769.0432 | 769.0432 | 769.0432 | 769.0432 | 769.0432 | 769.0432 | 769.0432 | 769.0432 | 769.0432 | 0 | 0 | 0
F2_Industrial_Petroleum_New_Process_Natural Gas_Strategic Energy Management_A_Achievable Technical Potential | F2 | Industrial | Petroleum | New | Process | Natural Gas | Strategic Energy Management | A | Original Unit Summer Peak Savings (kW) | Achievable Technical Potential | 0 | 0 | 0 | 0 | 0 | 0 | 0 | 0 | 0 | 0 | 0 | 0 | 0 | 0 | 0 | 0 | 0 | 0 | 0 | 0 | 0 | 0 | 0 | 0 | 0 | 0 | 0 | 0 | 0 | 0 | 0
F3_Industrial_Petroleum_New_Process_Natural Gas_Strategic Energy Management_A_Achievable Technical Potential | F3 | Industrial | Petroleum | New | Process | Natural Gas | Strategic Energy Management | A | Original Unit Winter Peak Savings (kW) | Achievable Technical Potential | 0 | 0 | 0 | 0 | 0 | 0 | 0 | 0 | 0 | 0 | 0 | 0 | 0 | 0 | 0 | 0 | 0 | 0 | 0 | 0 | 0 | 0 | 0 | 0 | 0 | 0 | 0 | 0 | 0 | 0 | 0
F4_Industrial_Petroleum_New_Process_Natural Gas_Strategic Energy Management_A_Achievable Technical Potential | F4 | Industrial | Petroleum | New | Process | Natural Gas | Strategic Energy Management | A | Standalone Impact on Baseline Energy (%) | Achievable Technical Potential | 0% | 0% | 0% | 0% | 0% | 0.08224% | 0.1517% | 0.2134% | 0.2705% | 0.3241% | 0.3325% | 0.3397% | 0.3456% | 0.3507% | 0.3553% | 0.359% | 0.3624% | 0.3653% | 0.3678% | 0.3702% | 0.3723% | 0.3742% | 0.3759% | 0.3774% | 0.0037887 | 0.0036463 | 0.0035147 | 0.0033925 | 0 | 0 | 0
F5_Industrial_Petroleum_New_Process_Natural Gas_Strategic Energy Management_A_Achievable Technical Potential | F5 | Industrial | Petroleum | New | Process | Natural Gas | Strategic Energy Management | A | Standalone Impact on Baseline Summer Peak (%) | Achievable Technical Potential | 0% | 0% | 0% | 0% | 0% | 0% | 0% | 0% | 0% | 0% | 0% | 0% | 0% | 0% | 0% | 0% | 0% | 0% | 0% | 0% | 0% | 0% | 0% | 0% | 0 | 0 | 0 | 0 | 0 | 0 | 0
F6_Industrial_Petroleum_New_Process_Natural Gas_Strategic Energy Management_A_Achievable Technical Potential | F6 | Industrial | Petroleum | New | Process | Natural Gas | Strategic Energy Management | A | Standalone Impact on Baseline Winter Peak (%) | Achievable Technical Potential | 0% | 0% | 0% | 0% | 0% | 0% | 0% | 0% | 0% | 0% | 0% | 0% | 0% | 0% | 0% | 0% | 0% | 0% | 0% | 0% | 0% | 0% | 0% | 0% | 0 | 0 | 0 | 0 | 0 | 0 | 0
F7_Industrial_Petroleum_New_Process_Natural Gas_Strategic Energy Management_A_Achievable Technical Potential | F7 | Industrial | Petroleum | New | Process | Natural Gas | Strategic Energy Management | A | Incremental Energy Savings (MWh or mTherms) | Achievable Technical Potential | 0 | 0 | 0 | 0 | 0 | 0.097066 | 0.115 | 0.13292 | 0.15073 | 0.16856 | 0.1864 | 0.20401 | 0.22158 | 0.2391 | 0.25636 | 0.27367 | 0.29082 | 0.30798 | 0.32505 | 0.34196 | 0.3589 | 0.37576 | 0.39256 | 0.4093 | 0.42598 | 0.3589 | 0.37576 | 0.39256 | 0 | 0 | 0
F8_Industrial_Petroleum_New_Process_Natural Gas_Strategic Energy Management_A_Achievable Technical Potential | F8 | Industrial | Petroleum | New | Process | Natural Gas | Strategic Energy Management | A | Incremental Summer Peak Savings (MW) | Achievable Technical Potential | 0 | 0 | 0 | 0 | 0 | 0 | 0 | 0 | 0 | 0 | 0 | 0 | 0 | 0 | 0 | 0 | 0 | 0 | 0 | 0 | 0 | 0 | 0 | 0 | 0 | 0 | 0 | 0 | 0 | 0 | 0
F9_Industrial_Petroleum_New_Process_Natural Gas_Strategic Energy Management_A_Achievable Technical Potential | F9 | Industrial | Petroleum | New | Process | Natural Gas | Strategic Energy Management | A | Incremental Winter Peak Savings (MW) | Achievable Technical Potential | 0 | 0 | 0 | 0 | 0 | 0 | 0 | 0 | 0 | 0 | 0 | 0 | 0 | 0 | 0 | 0 | 0 | 0 | 0 | 0 | 0 | 0 | 0 | 0 | 0 | 0 | 0 | 0 | 0 | 0 | 0
F10_Industrial_Petroleum_New_Process_Natural Gas_Strategic Energy Management_A_Achievable Technical Potential | F10 | Industrial | Petroleum | New | Process | Natural Gas | Strategic Energy Management | A | Cumulative Energy Savings (MWh or mTherms) | Achievable Technical Potential | 0 | 0 | 0 | 0 | 0 | 0.097066 | 0.21206 | 0.34498 | 0.49571 | 0.66427 | 0.7536 | 0.84262 | 0.93128 | 1.0196 | 1.1074 | 1.1947 | 1.2815 | 1.3679 | 1.4539 | 1.5395 | 1.6247 | 1.7096 | 1.7942 | 1.8785 | 1.9625 | 1.9625 | 1.9625 | 1.9625 | 0 | 0 | 0
F11_Industrial_Petroleum_New_Process_Natural Gas_Strategic Energy Management_A_Achievable Technical Potential | F11 | Industrial | Petroleum | New | Process | Natural Gas | Strategic Energy Management | A | Cumulative Summer Peak Savings (MW) | Achievable Technical Potential | 0 | 0 | 0 | 0 | 0 | 0 | 0 | 0 | 0 | 0 | 0 | 0 | 0 | 0 | 0 | 0 | 0 | 0 | 0 | 0 | 0 | 0 | 0 | 0 | 0 | 0 | 0 | 0 | 0 | 0 | 0
F12_Industrial_Petroleum_New_Process_Natural Gas_Strategic Energy Management_A_Achievable Technical Potential | F12 | Industrial | Petroleum | New | Process | Natural Gas | Strategic Energy Management | A | Cumulative Winter Peak Savings (MW) | Achievable Technical Potential | 0 | 0 | 0 | 0 | 0 | 0 | 0 | 0 | 0 | 0 | 0 | 0 | 0 | 0 | 0 | 0 | 0 | 0 | 0 | 0 | 0 | 0 | 0 | 0 | 0 | 0 | 0 | 0 | 0 | 0 | 0
F13_Industrial_Petroleum_New_Process_Natural Gas_Strategic Energy Management_A_Achievable Technical Potential | F13 | Industrial | Petroleum | New | Process | Natural Gas | Strategic Energy Management | A | Purchases (Incremental) | Achievable Technical Potential | 0 | 0 | 0 | 0 | 0 | 0.12622 | 0.14953 | 0.17284 | 0.196 | 0.21918 | 0.24238 | 0.26528 | 0.28812 | 0.31091 | 0.33334 | 0.35586 | 0.37816 | 0.40047 | 0.42266 | 0.44466 | 0.46668 | 0.48861 | 0.51045 | 0.53222 | 0.55391 | 0.46668 | 0.48861 | 0.51045 | 0.53222 | 0.55391 | 0.46668
F14_Industrial_Petroleum_New_Process_Natural Gas_Strategic Energy Management_A_Achievable Technical Potential | F14 | Industrial | Petroleum | New | Process | Natural Gas | Strategic Energy Management | A | Purchases (Cumulative) | Achievable Technical Potential | 0 | 0 | 0 | 0 | 0 | 0.12622 | 0.27575 | 0.44858 | 0.64459 | 0.86376 | 0.97992 | 1.0957 | 1.211 | 1.3259 | 1.44 | 1.5535 | 1.6664 | 1.7788 | 1.8905 | 2.0018 | 2.1126 | 2.2231 | 2.3331 | 2.4426 | 2.5519 | 2.5519 | 2.5519 | 2.5519 | 2.5519 | 2.5519 | 2.5519
F1_Industrial_Petroleum_New_Miscellaneous_Natural Gas_Strategic Energy Management_A_Achievable Technical Potential | F1 | Industrial | Petroleum | New | Miscellaneous | Natural Gas | Strategic Energy Management | A | Original Unit Energy Savings (kWh or therms) | Achievable Technical Potential | 0 | 0 | 0 | 0 | 0 | 160.7723 | 160.7723 | 160.7723 | 160.7723 | 160.7723 | 160.7723 | 160.7723 | 160.7723 | 160.7723 | 160.7723 | 160.7723 | 160.7723 | 160.7723 | 160.7723 | 160.7723 | 160.7723 | 160.7723 | 160.7723 | 160.7723 | 160.7723 | 160.7723 | 160.7723 | 160.7723 | 0 | 0 | 0
F2_Industrial_Petroleum_New_Miscellaneous_Natural Gas_Strategic Energy Management_A_Achievable Technical Potential | F2 | Industrial | Petroleum | New | Miscellaneous | Natural Gas | Strategic Energy Management | A | Original Unit Summer Peak Savings (kW) | Achievable Technical Potential | 0 | 0 | 0 | 0 | 0 | 0 | 0 | 0 | 0 | 0 | 0 | 0 | 0 | 0 | 0 | 0 | 0 | 0 | 0 | 0 | 0 | 0 | 0 | 0 | 0 | 0 | 0 | 0 | 0 | 0 | 0
F3_Industrial_Petroleum_New_Miscellaneous_Natural Gas_Strategic Energy Management_A_Achievable Technical Potential | F3 | Industrial | Petroleum | New | Miscellaneous | Natural Gas | Strategic Energy Management | A | Original Unit Winter Peak Savings (kW) | Achievable Technical Potential | 0 | 0 | 0 | 0 | 0 | 0 | 0 | 0 | 0 | 0 | 0 | 0 | 0 | 0 | 0 | 0 | 0 | 0 | 0 | 0 | 0 | 0 | 0 | 0 | 0 | 0 | 0 | 0 | 0 | 0 | 0
F4_Industrial_Petroleum_New_Miscellaneous_Natural Gas_Strategic Energy Management_A_Achievable Technical Potential | F4 | Industrial | Petroleum | New | Miscellaneous | Natural Gas | Strategic Energy Management | A | Standalone Impact on Baseline Energy (%) | Achievable Technical Potential | 0% | 0% | 0% | 0% | 0% | 0.08224% | 0.1517% | 0.2134% | 0.2705% | 0.3241% | 0.3325% | 0.3397% | 0.3456% | 0.3507% | 0.3553% | 0.359% | 0.3624% | 0.3653% | 0.3678% | 0.3702% | 0.3723% | 0.3742% | 0.3759% | 0.3774% | 0.0037887 | 0.0036463 | 0.0035147 | 0.0033925 | 0 | 0 | 0
F5_Industrial_Petroleum_New_Miscellaneous_Natural Gas_Strategic Energy Management_A_Achievable Technical Potential | F5 | Industrial | Petroleum | New | Miscellaneous | Natural Gas | Strategic Energy Management | A | Standalone Impact on Baseline Summer Peak (%) | Achievable Technical Potential | 0% | 0% | 0% | 0% | 0% | 0% | 0% | 0% | 0% | 0% | 0% | 0% | 0% | 0% | 0% | 0% | 0% | 0% | 0% | 0% | 0% | 0% | 0% | 0% | 0 | 0 | 0 | 0 | 0 | 0 | 0
F6_Industrial_Petroleum_New_Miscellaneous_Natural Gas_Strategic Energy Management_A_Achievable Technical Potential | F6 | Industrial | Petroleum | New | Miscellaneous | Natural Gas | Strategic Energy Management | A | Standalone Impact on Baseline Winter Peak (%) | Achievable Technical Potential | 0% | 0% | 0% | 0% | 0% | 0% | 0% | 0% | 0% | 0% | 0% | 0% | 0% | 0% | 0% | 0% | 0% | 0% | 0% | 0% | 0% | 0% | 0% | 0% | 0 | 0 | 0 | 0 | 0 | 0 | 0
F7_Industrial_Petroleum_New_Miscellaneous_Natural Gas_Strategic Energy Management_A_Achievable Technical Potential | F7 | Industrial | Petroleum | New | Miscellaneous | Natural Gas | Strategic Energy Management | A | Incremental Energy Savings (MWh or mTherms) | Achievable Technical Potential | 0 | 0 | 0 | 0 | 0 | 0.005073 | 0.0060102 | 0.0069468 | 0.0078779 | 0.0088095 | 0.0097418 | 0.010662 | 0.01158 | 0.012497 | 0.013398 | 0.014303 | 0.0152 | 0.016096 | 0.016988 | 0.017872 | 0.018757 | 0.019639 | 0.020517 | 0.021392 | 0.022263 | 0.018757 | 0.019639 | 0.020517 | 0 | 0 | 0
F8_Industrial_Petroleum_New_Miscellaneous_Natural Gas_Strategic Energy Management_A_Achievable Technical Potential | F8 | Industrial | Petroleum | New | Miscellaneous | Natural Gas | Strategic Energy Management | A | Incremental Summer Peak Savings (MW) | Achievable Technical Potential | 0 | 0 | 0 | 0 | 0 | 0 | 0 | 0 | 0 | 0 | 0 | 0 | 0 | 0 | 0 | 0 | 0 | 0 | 0 | 0 | 0 | 0 | 0 | 0 | 0 | 0 | 0 | 0 | 0 | 0 | 0
F9_Industrial_Petroleum_New_Miscellaneous_Natural Gas_Strategic Energy Management_A_Achievable Technical Potential | F9 | Industrial | Petroleum | New | Miscellaneous | Natural Gas | Strategic Energy Management | A | Incremental Winter Peak Savings (MW) | Achievable Technical Potential | 0 | 0 | 0 | 0 | 0 | 0 | 0 | 0 | 0 | 0 | 0 | 0 | 0 | 0 | 0 | 0 | 0 | 0 | 0 | 0 | 0 | 0 | 0 | 0 | 0 | 0 | 0 | 0 | 0 | 0 | 0
F10_Industrial_Petroleum_New_Miscellaneous_Natural Gas_Strategic Energy Management_A_Achievable Technical Potential | F10 | Industrial | Petroleum | New | Miscellaneous | Natural Gas | Strategic Energy Management | A | Cumulative Energy Savings (MWh or mTherms) | Achievable Technical Potential | 0 | 0 | 0 | 0 | 0 | 0.005073 | 0.011083 | 0.01803 | 0.025908 | 0.034717 | 0.039386 | 0.044038 | 0.048672 | 0.053291 | 0.057879 | 0.062441 | 0.066978 | 0.071493 | 0.075985 | 0.080459 | 0.084913 | 0.089352 | 0.093773 | 0.098176 | 0.10257 | 0.10257 | 0.10257 | 0.10257 | 0 | 0 | 0
F11_Industrial_Petroleum_New_Miscellaneous_Natural Gas_Strategic Energy Management_A_Achievable Technical Potential | F11 | Industrial | Petroleum | New | Miscellaneous | Natural Gas | Strategic Energy Management | A | Cumulative Summer Peak Savings (MW) | Achievable Technical Potential | 0 | 0 | 0 | 0 | 0 | 0 | 0 | 0 | 0 | 0 | 0 | 0 | 0 | 0 | 0 | 0 | 0 | 0 | 0 | 0 | 0 | 0 | 0 | 0 | 0 | 0 | 0 | 0 | 0 | 0 | 0
F12_Industrial_Petroleum_New_Miscellaneous_Natural Gas_Strategic Energy Management_A_Achievable Technical Potential | F12 | Industrial | Petroleum | New | Miscellaneous | Natural Gas | Strategic Energy Management | A | Cumulative Winter Peak Savings (MW) | Achievable Technical Potential | 0 | 0 | 0 | 0 | 0 | 0 | 0 | 0 | 0 | 0 | 0 | 0 | 0 | 0 | 0 | 0 | 0 | 0 | 0 | 0 | 0 | 0 | 0 | 0 | 0 | 0 | 0 | 0 | 0 | 0 | 0
F13_Industrial_Petroleum_New_Miscellaneous_Natural Gas_Strategic Energy Management_A_Achievable Technical Potential | F13 | Industrial | Petroleum | New | Miscellaneous | Natural Gas | Strategic Energy Management | A | Purchases (Incremental) | Achievable Technical Potential | 0 | 0 | 0 | 0 | 0 | 0.031554 | 0.037383 | 0.043209 | 0.049 | 0.054795 | 0.060594 | 0.06632 | 0.07203 | 0.077728 | 0.083336 | 0.088965 | 0.094541 | 0.10012 | 0.10567 | 0.11116 | 0.11667 | 0.12215 | 0.12761 | 0.13305 | 0.13848 | 0.11667 | 0.12215 | 0.12761 | 0.13305 | 0.13848 | 0.11667
F14_Industrial_Petroleum_New_Miscellaneous_Natural Gas_Strategic Energy Management_A_Achievable Technical Potential | F14 | Industrial | Petroleum | New | Miscellaneous | Natural Gas | Strategic Energy Management | A | Purchases (Cumulative) | Achievable Technical Potential | 0 | 0 | 0 | 0 | 0 | 0.031554 | 0.068937 | 0.11215 | 0.16115 | 0.21594 | 0.24498 | 0.27392 | 0.30274 | 0.33147 | 0.36001 | 0.38838 | 0.4166 | 0.44469 | 0.47263 | 0.50045 | 0.52816 | 0.55577 | 0.58327 | 0.61065 | 0.63797 | 0.63797 | 0.63797 | 0.63797 | 0.63797 | 0.63797 | 0.63797
F1_Industrial_Petroleum_New_Space Heating_Natural Gas_Commissioning_A_Achievable Technical Potential | F1 | Industrial | Petroleum | New | Space Heating | Natural Gas | Commissioning | A | Original Unit Energy Savings (kWh or therms) | Achievable Technical Potential | 0 | 0 | 0 | 0 | 0 | 0 | 0 | 0 | 0 | 0 | 0 | 0 | 0 | 0 | 0 | 0 | 0 | 0 | 0 | 0 | 0 | 0 | 0 | 0 | 0 | 0 | 0 | 0 | 0 | 0 | 0
F2_Industrial_Petroleum_New_Space Heating_Natural Gas_Commissioning_A_Achievable Technical Potential | F2 | Industrial | Petroleum | New | Space Heating | Natural Gas | Commissioning | A | Original Unit Summer Peak Savings (kW) | Achievable Technical Potential | 0 | 0 | 0 | 0 | 0 | 0 | 0 | 0 | 0 | 0 | 0 | 0 | 0 | 0 | 0 | 0 | 0 | 0 | 0 | 0 | 0 | 0 | 0 | 0 | 0 | 0 | 0 | 0 | 0 | 0 | 0
F3_Industrial_Petroleum_New_Space Heating_Natural Gas_Commissioning_A_Achievable Technical Potential | F3 | Industrial | Petroleum | New | Space Heating | Natural Gas | Commissioning | A | Original Unit Winter Peak Savings (kW) | Achievable Technical Potential | 0 | 0 | 0 | 0 | 0 | 0 | 0 | 0 | 0 | 0 | 0 | 0 | 0 | 0 | 0 | 0 | 0 | 0 | 0 | 0 | 0 | 0 | 0 | 0 | 0 | 0 | 0 | 0 | 0 | 0 | 0
F4_Industrial_Petroleum_New_Space Heating_Natural Gas_Commissioning_A_Achievable Technical Potential | F4 | Industrial | Petroleum | New | Space Heating | Natural Gas | Commissioning | A | Standalone Impact on Baseline Energy (%) | Achievable Technical Potential | 0% | 0% | 0% | 0% | 0% | 0% | 0% | 0% | 0% | 0% | 0% | 0% | 0% | 0% | 0% | 0% | 0% | 0% | 0% | 0% | 0% | 0% | 0% | 0% | 0 | 0 | 0 | 0 | 0 | 0 | 0
F5_Industrial_Petroleum_New_Space Heating_Natural Gas_Commissioning_A_Achievable Technical Potential | F5 | Industrial | Petroleum | New | Space Heating | Natural Gas | Commissioning | A | Standalone Impact on Baseline Summer Peak (%) | Achievable Technical Potential | 0% | 0% | 0% | 0% | 0% | 0% | 0% | 0% | 0% | 0% | 0% | 0% | 0% | 0% | 0% | 0% | 0% | 0% | 0% | 0% | 0% | 0% | 0% | 0% | 0 | 0 | 0 | 0 | 0 | 0 | 0
F6_Industrial_Petroleum_New_Space Heating_Natural Gas_Commissioning_A_Achievable Technical Potential | F6 | Industrial | Petroleum | New | Space Heating | Natural Gas | Commissioning | A | Standalone Impact on Baseline Winter Peak (%) | Achievable Technical Potential | 0% | 0% | 0% | 0% | 0% | 0% | 0% | 0% | 0% | 0% | 0% | 0% | 0% | 0% | 0% | 0% | 0% | 0% | 0% | 0% | 0% | 0% | 0% | 0% | 0 | 0 | 0 | 0 | 0 | 0 | 0
F7_Industrial_Petroleum_New_Space Heating_Natural Gas_Commissioning_A_Achievable Technical Potential | F7 | Industrial | Petroleum | New | Space Heating | Natural Gas | Commissioning | A | Incremental Energy Savings (MWh or mTherms) | Achievable Technical Potential | 0 | 0 | 0 | 0 | 0 | 0 | 0 | 0 | 0 | 0 | 0 | 0 | 0 | 0 | 0 | 0 | 0 | 0 | 0 | 0 | 0 | 0 | 0 | 0 | 0 | 0 | 0 | 0 | 0 | 0 | 0
F8_Industrial_Petroleum_New_Space Heating_Natural Gas_Commissioning_A_Achievable Technical Potential | F8 | Industrial | Petroleum | New | Space Heating | Natural Gas | Commissioning | A | Incremental Summer Peak Savings (MW) | Achievable Technical Potential | 0 | 0 | 0 | 0 | 0 | 0 | 0 | 0 | 0 | 0 | 0 | 0 | 0 | 0 | 0 | 0 | 0 | 0 | 0 | 0 | 0 | 0 | 0 | 0 | 0 | 0 | 0 | 0 | 0 | 0 | 0
F9_Industrial_Petroleum_New_Space Heating_Natural Gas_Commissioning_A_Achievable Technical Potential | F9 | Industrial | Petroleum | New | Space Heating | Natural Gas | Commissioning | A | Incremental Winter Peak Savings (MW) | Achievable Technical Potential | 0 | 0 | 0 | 0 | 0 | 0 | 0 | 0 | 0 | 0 | 0 | 0 | 0 | 0 | 0 | 0 | 0 | 0 | 0 | 0 | 0 | 0 | 0 | 0 | 0 | 0 | 0 | 0 | 0 | 0 | 0
F10_Industrial_Petroleum_New_Space Heating_Natural Gas_Commissioning_A_Achievable Technical Potential | F10 | Industrial | Petroleum | New | Space Heating | Natural Gas | Commissioning | A | Cumulative Energy Savings (MWh or mTherms) | Achievable Technical Potential | 0 | 0 | 0 | 0 | 0 | 0 | 0 | 0 | 0 | 0 | 0 | 0 | 0 | 0 | 0 | 0 | 0 | 0 | 0 | 0 | 0 | 0 | 0 | 0 | 0 | 0 | 0 | 0 | 0 | 0 | 0
F11_Industrial_Petroleum_New_Space Heating_Natural Gas_Commissioning_A_Achievable Technical Potential | F11 | Industrial | Petroleum | New | Space Heating | Natural Gas | Commissioning | A | Cumulative Summer Peak Savings (MW) | Achievable Technical Potential | 0 | 0 | 0 | 0 | 0 | 0 | 0 | 0 | 0 | 0 | 0 | 0 | 0 | 0 | 0 | 0 | 0 | 0 | 0 | 0 | 0 | 0 | 0 | 0 | 0 | 0 | 0 | 0 | 0 | 0 | 0
F12_Industrial_Petroleum_New_Space Heating_Natural Gas_Commissioning_A_Achievable Technical Potential | F12 | Industrial | Petroleum | New | Space Heating | Natural Gas | Commissioning | A | Cumulative Winter Peak Savings (MW) | Achievable Technical Potential | 0 | 0 | 0 | 0 | 0 | 0 | 0 | 0 | 0 | 0 | 0 | 0 | 0 | 0 | 0 | 0 | 0 | 0 | 0 | 0 | 0 | 0 | 0 | 0 | 0 | 0 | 0 | 0 | 0 | 0 | 0
F13_Industrial_Petroleum_New_Space Heating_Natural Gas_Commissioning_A_Achievable Technical Potential | F13 | Industrial | Petroleum | New | Space Heating | Natural Gas | Commissioning | A | Purchases (Incremental) | Achievable Technical Potential | 0 | 0 | 0 | 0 | 0 | 0 | 0 | 0 | 0 | 0 | 0 | 0 | 0 | 0 | 0 | 0 | 0 | 0 | 0 | 0 | 0 | 0 | 0 | 0 | 0 | 0 | 0 | 0 | 0 | 0 | 0
F14_Industrial_Petroleum_New_Space Heating_Natural Gas_Commissioning_A_Achievable Technical Potential | F14 | Industrial | Petroleum | New | Space Heating | Natural Gas | Commissioning | A | Purchases (Cumulative) | Achievable Technical Potential | 0 | 0 | 0 | 0 | 0 | 0 | 0 | 0 | 0 | 0 | 0 | 0 | 0 | 0 | 0 | 0 | 0 | 0 | 0 | 0 | 0 | 0 | 0 | 0 | 0 | 0 | 0 | 0 | 0 | 0 | 0
F1_Industrial_Petroleum_New_Process_Natural Gas_Commissioning_A_Achievable Technical Potential | F1 | Industrial | Petroleum | New | Process | Natural Gas | Commissioning | A | Original Unit Energy Savings (kWh or therms) | Achievable Technical Potential | 0 | 0 | 0 | 0 | 0 | 4292.3343 | 4292.3343 | 4292.3343 | 4292.3343 | 4292.3343 | 4292.3343 | 4292.3343 | 4292.3343 | 4292.3343 | 4292.3343 | 4292.3343 | 4292.3343 | 4292.3343 | 4292.3343 | 4292.3343 | 4292.3343 | 4292.3343 | 4292.3343 | 4292.3343 | 4292.3343 | 4292.3343 | 4292.3343 | 4292.3343 | 0 | 0 | 0
F2_Industrial_Petroleum_New_Process_Natural Gas_Commissioning_A_Achievable Technical Potential | F2 | Industrial | Petroleum | New | Process | Natural Gas | Commissioning | A | Original Unit Summer Peak Savings (kW) | Achievable Technical Potential | 0 | 0 | 0 | 0 | 0 | 0 | 0 | 0 | 0 | 0 | 0 | 0 | 0 | 0 | 0 | 0 | 0 | 0 | 0 | 0 | 0 | 0 | 0 | 0 | 0 | 0 | 0 | 0 | 0 | 0 | 0
F3_Industrial_Petroleum_New_Process_Natural Gas_Commissioning_A_Achievable Technical Potential | F3 | Industrial | Petroleum | New | Process | Natural Gas | Commissioning | A | Original Unit Winter Peak Savings (kW) | Achievable Technical Potential | 0 | 0 | 0 | 0 | 0 | 0 | 0 | 0 | 0 | 0 | 0 | 0 | 0 | 0 | 0 | 0 | 0 | 0 | 0 | 0 | 0 | 0 | 0 | 0 | 0 | 0 | 0 | 0 | 0 | 0 | 0
F4_Industrial_Petroleum_New_Process_Natural Gas_Commissioning_A_Achievable Technical Potential | F4 | Industrial | Petroleum | New | Process | Natural Gas | Commissioning | A | Standalone Impact on Baseline Energy (%) | Achievable Technical Potential | 0% | 0% | 0% | 0% | 0% | 0% | 0% | 0% | 0% | 0% | 0% | 0% | 0% | 0% | 0% | 0% | 0% | 0% | 0% | 0% | 0% | 0% | 0% | 0% | 0 | 0 | 0 | 0 | 0 | 0 | 0
F5_Industrial_Petroleum_New_Process_Natural Gas_Commissioning_A_Achievable Technical Potential | F5 | Industrial | Petroleum | New | Process | Natural Gas | Commissioning | A | Standalone Impact on Baseline Summer Peak (%) | Achievable Technical Potential | 0% | 0% | 0% | 0% | 0% | 0% | 0% | 0% | 0% | 0% | 0% | 0% | 0% | 0% | 0% | 0% | 0% | 0% | 0% | 0% | 0% | 0% | 0% | 0% | 0 | 0 | 0 | 0 | 0 | 0 | 0
F6_Industrial_Petroleum_New_Process_Natural Gas_Commissioning_A_Achievable Technical Potential | F6 | Industrial | Petroleum | New | Process | Natural Gas | Commissioning | A | Standalone Impact on Baseline Winter Peak (%) | Achievable Technical Potential | 0% | 0% | 0% | 0% | 0% | 0% | 0% | 0% | 0% | 0% | 0% | 0% | 0% | 0% | 0% | 0% | 0% | 0% | 0% | 0% | 0% | 0% | 0% | 0% | 0 | 0 | 0 | 0 | 0 | 0 | 0
F7_Industrial_Petroleum_New_Process_Natural Gas_Commissioning_A_Achievable Technical Potential | F7 | Industrial | Petroleum | New | Process | Natural Gas | Commissioning | A | Incremental Energy Savings (MWh or mTherms) | Achievable Technical Potential | 0 | 0 | 0 | 0 | 0 | 0 | 0 | 0 | 0 | 0 | 0 | 0 | 0 | 0 | 0 | 0 | 0 | 0 | 0 | 0 | 0 | 0 | 0 | 0 | 0 | 0 | 0 | 0 | 0 | 0 | 0
F8_Industrial_Petroleum_New_Process_Natural Gas_Commissioning_A_Achievable Technical Potential | F8 | Industrial | Petroleum | New | Process | Natural Gas | Commissioning | A | Incremental Summer Peak Savings (MW) | Achievable Technical Potential | 0 | 0 | 0 | 0 | 0 | 0 | 0 | 0 | 0 | 0 | 0 | 0 | 0 | 0 | 0 | 0 | 0 | 0 | 0 | 0 | 0 | 0 | 0 | 0 | 0 | 0 | 0 | 0 | 0 | 0 | 0
F9_Industrial_Petroleum_New_Process_Natural Gas_Commissioning_A_Achievable Technical Potential | F9 | Industrial | Petroleum | New | Process | Natural Gas | Commissioning | A | Incremental Winter Peak Savings (MW) | Achievable Technical Potential | 0 | 0 | 0 | 0 | 0 | 0 | 0 | 0 | 0 | 0 | 0 | 0 | 0 | 0 | 0 | 0 | 0 | 0 | 0 | 0 | 0 | 0 | 0 | 0 | 0 | 0 | 0 | 0 | 0 | 0 | 0
F10_Industrial_Petroleum_New_Process_Natural Gas_Commissioning_A_Achievable Technical Potential | F10 | Industrial | Petroleum | New | Process | Natural Gas | Commissioning | A | Cumulative Energy Savings (MWh or mTherms) | Achievable Technical Potential | 0 | 0 | 0 | 0 | 0 | 0 | 0 | 0 | 0 | 0 | 0 | 0 | 0 | 0 | 0 | 0 | 0 | 0 | 0 | 0 | 0 | 0 | 0 | 0 | 0 | 0 | 0 | 0 | 0 | 0 | 0
F11_Industrial_Petroleum_New_Process_Natural Gas_Commissioning_A_Achievable Technical Potential | F11 | Industrial | Petroleum | New | Process | Natural Gas | Commissioning | A | Cumulative Summer Peak Savings (MW) | Achievable Technical Potential | 0 | 0 | 0 | 0 | 0 | 0 | 0 | 0 | 0 | 0 | 0 | 0 | 0 | 0 | 0 | 0 | 0 | 0 | 0 | 0 | 0 | 0 | 0 | 0 | 0 | 0 | 0 | 0 | 0 | 0 | 0
F12_Industrial_Petroleum_New_Process_Natural Gas_Commissioning_A_Achievable Technical Potential | F12 | Industrial | Petroleum | New | Process | Natural Gas | Commissioning | A | Cumulative Winter Peak Savings (MW) | Achievable Technical Potential | 0 | 0 | 0 | 0 | 0 | 0 | 0 | 0 | 0 | 0 | 0 | 0 | 0 | 0 | 0 | 0 | 0 | 0 | 0 | 0 | 0 | 0 | 0 | 0 | 0 | 0 | 0 | 0 | 0 | 0 | 0
F13_Industrial_Petroleum_New_Process_Natural Gas_Commissioning_A_Achievable Technical Potential | F13 | Industrial | Petroleum | New | Process | Natural Gas | Commissioning | A | Purchases (Incremental) | Achievable Technical Potential | 0 | 0 | 0 | 0 | 0 | 0 | 0 | 0 | 0 | 0 | 0 | 0 | 0 | 0 | 0 | 0 | 0 | 0 | 0 | 0 | 0 | 0 | 0 | 0 | 0 | 0 | 0 | 0 | 0 | 0 | 0
F14_Industrial_Petroleum_New_Process_Natural Gas_Commissioning_A_Achievable Technical Potential | F14 | Industrial | Petroleum | New | Process | Natural Gas | Commissioning | A | Purchases (Cumulative) | Achievable Technical Potential | 0 | 0 | 0 | 0 | 0 | 0 | 0 | 0 | 0 | 0 | 0 | 0 | 0 | 0 | 0 | 0 | 0 | 0 | 0 | 0 | 0 | 0 | 0 | 0 | 0 | 0 | 0 | 0 | 0 | 0 | 0
F1_Industrial_Petroleum_New_Space Heating_Natural Gas_Retrocommissioning_A_Achievable Technical Potential | F1 | Industrial | Petroleum | New | Space Heating | Natural Gas | Retrocommissioning | A | Original Unit Energy Savings (kWh or therms) | Achievable Technical Potential | 0 | 0 | 0 | 0 | 0 | 0 | 0 | 0 | 0 | 0 | 0 | 0 | 0 | 0 | 0 | 0 | 0 | 0 | 0 | 0 | 0 | 0 | 0 | 0 | 0 | 0 | 0 | 0 | 0 | 0 | 0
F2_Industrial_Petroleum_New_Space Heating_Natural Gas_Retrocommissioning_A_Achievable Technical Potential | F2 | Industrial | Petroleum | New | Space Heating | Natural Gas | Retrocommissioning | A | Original Unit Summer Peak Savings (kW) | Achievable Technical Potential | 0 | 0 | 0 | 0 | 0 | 0 | 0 | 0 | 0 | 0 | 0 | 0 | 0 | 0 | 0 | 0 | 0 | 0 | 0 | 0 | 0 | 0 | 0 | 0 | 0 | 0 | 0 | 0 | 0 | 0 | 0
F3_Industrial_Petroleum_New_Space Heating_Natural Gas_Retrocommissioning_A_Achievable Technical Potential | F3 | Industrial | Petroleum | New | Space Heating | Natural Gas | Retrocommissioning | A | Original Unit Winter Peak Savings (kW) | Achievable Technical Potential | 0 | 0 | 0 | 0 | 0 | 0 | 0 | 0 | 0 | 0 | 0 | 0 | 0 | 0 | 0 | 0 | 0 | 0 | 0 | 0 | 0 | 0 | 0 | 0 | 0 | 0 | 0 | 0 | 0 | 0 | 0
F4_Industrial_Petroleum_New_Space Heating_Natural Gas_Retrocommissioning_A_Achievable Technical Potential | F4 | Industrial | Petroleum | New | Space Heating | Natural Gas | Retrocommissioning | A | Standalone Impact on Baseline Energy (%) | Achievable Technical Potential | 0% | 0% | 0% | 0% | 0% | 0% | 0% | 0% | 0% | 0% | 0% | 0% | 0% | 0% | 0% | 0% | 0% | 0% | 0% | 0% | 0% | 0% | 0% | 0% | 0 | 0 | 0 | 0 | 0 | 0 | 0
F5_Industrial_Petroleum_New_Space Heating_Natural Gas_Retrocommissioning_A_Achievable Technical Potential | F5 | Industrial | Petroleum | New | Space Heating | Natural Gas | Retrocommissioning | A | Standalone Impact on Baseline Summer Peak (%) | Achievable Technical Potential | 0% | 0% | 0% | 0% | 0% | 0% | 0% | 0% | 0% | 0% | 0% | 0% | 0% | 0% | 0% | 0% | 0% | 0% | 0% | 0% | 0% | 0% | 0% | 0% | 0 | 0 | 0 | 0 | 0 | 0 | 0
F6_Industrial_Petroleum_New_Space Heating_Natural Gas_Retrocommissioning_A_Achievable Technical Potential | F6 | Industrial | Petroleum | New | Space Heating | Natural Gas | Retrocommissioning | A | Standalone Impact on Baseline Winter Peak (%) | Achievable Technical Potential | 0% | 0% | 0% | 0% | 0% | 0% | 0% | 0% | 0% | 0% | 0% | 0% | 0% | 0% | 0% | 0% | 0% | 0% | 0% | 0% | 0% | 0% | 0% | 0% | 0 | 0 | 0 | 0 | 0 | 0 | 0
F7_Industrial_Petroleum_New_Space Heating_Natural Gas_Retrocommissioning_A_Achievable Technical Potential | F7 | Industrial | Petroleum | New | Space Heating | Natural Gas | Retrocommissioning | A | Incremental Energy Savings (MWh or mTherms) | Achievable Technical Potential | 0 | 0 | 0 | 0 | 0 | 0 | 0 | 0 | 0 | 0 | 0 | 0 | 0 | 0 | 0 | 0 | 0 | 0 | 0 | 0 | 0 | 0 | 0 | 0 | 0 | 0 | 0 | 0 | 0 | 0 | 0
F8_Industrial_Petroleum_New_Space Heating_Natural Gas_Retrocommissioning_A_Achievable Technical Potential | F8 | Industrial | Petroleum | New | Space Heating | Natural Gas | Retrocommissioning | A | Incremental Summer Peak Savings (MW) | Achievable Technical Potential | 0 | 0 | 0 | 0 | 0 | 0 | 0 | 0 | 0 | 0 | 0 | 0 | 0 | 0 | 0 | 0 | 0 | 0 | 0 | 0 | 0 | 0 | 0 | 0 | 0 | 0 | 0 | 0 | 0 | 0 | 0
F9_Industrial_Petroleum_New_Space Heating_Natural Gas_Retrocommissioning_A_Achievable Technical Potential | F9 | Industrial | Petroleum | New | Space Heating | Natural Gas | Retrocommissioning | A | Incremental Winter Peak Savings (MW) | Achievable Technical Potential | 0 | 0 | 0 | 0 | 0 | 0 | 0 | 0 | 0 | 0 | 0 | 0 | 0 | 0 | 0 | 0 | 0 | 0 | 0 | 0 | 0 | 0 | 0 | 0 | 0 | 0 | 0 | 0 | 0 | 0 | 0
F10_Industrial_Petroleum_New_Space Heating_Natural Gas_Retrocommissioning_A_Achievable Technical Potential | F10 | Industrial | Petroleum | New | Space Heating | Natural Gas | Retrocommissioning | A | Cumulative Energy Savings (MWh or mTherms) | Achievable Technical Potential | 0 | 0 | 0 | 0 | 0 | 0 | 0 | 0 | 0 | 0 | 0 | 0 | 0 | 0 | 0 | 0 | 0 | 0 | 0 | 0 | 0 | 0 | 0 | 0 | 0 | 0 | 0 | 0 | 0 | 0 | 0
F11_Industrial_Petroleum_New_Space Heating_Natural Gas_Retrocommissioning_A_Achievable Technical Potential | F11 | Industrial | Petroleum | New | Space Heating | Natural Gas | Retrocommissioning | A | Cumulative Summer Peak Savings (MW) | Achievable Technical Potential | 0 | 0 | 0 | 0 | 0 | 0 | 0 | 0 | 0 | 0 | 0 | 0 | 0 | 0 | 0 | 0 | 0 | 0 | 0 | 0 | 0 | 0 | 0 | 0 | 0 | 0 | 0 | 0 | 0 | 0 | 0
F12_Industrial_Petroleum_New_Space Heating_Natural Gas_Retrocommissioning_A_Achievable Technical Potential | F12 | Industrial | Petroleum | New | Space Heating | Natural Gas | Retrocommissioning | A | Cumulative Winter Peak Savings (MW) | Achievable Technical Potential | 0 | 0 | 0 | 0 | 0 | 0 | 0 | 0 | 0 | 0 | 0 | 0 | 0 | 0 | 0 | 0 | 0 | 0 | 0 | 0 | 0 | 0 | 0 | 0 | 0 | 0 | 0 | 0 | 0 | 0 | 0
F13_Industrial_Petroleum_New_Space Heating_Natural Gas_Retrocommissioning_A_Achievable Technical Potential | F13 | Industrial | Petroleum | New | Space Heating | Natural Gas | Retrocommissioning | A | Purchases (Incremental) | Achievable Technical Potential | 0 | 0 | 0 | 0 | 0 | 0 | 0 | 0 | 0 | 0 | 0 | 0 | 0 | 0 | 0 | 0 | 0 | 0 | 0 | 0 | 0 | 0 | 0 | 0 | 0 | 0 | 0 | 0 | 0 | 0 | 0
F14_Industrial_Petroleum_New_Space Heating_Natural Gas_Retrocommissioning_A_Achievable Technical Potential | F14 | Industrial | Petroleum | New | Space Heating | Natural Gas | Retrocommissioning | A | Purchases (Cumulative) | Achievable Technical Potential | 0 | 0 | 0 | 0 | 0 | 0 | 0 | 0 | 0 | 0 | 0 | 0 | 0 | 0 | 0 | 0 | 0 | 0 | 0 | 0 | 0 | 0 | 0 | 0 | 0 | 0 | 0 | 0 | 0 | 0 | 0
F1_Industrial_Petroleum_New_Process_Natural Gas_Retrocommissioning_A_Achievable Technical Potential | F1 | Industrial | Petroleum | New | Process | Natural Gas | Retrocommissioning | A | Original Unit Energy Savings (kWh or therms) | Achievable Technical Potential | 0 | 0 | 0 | 0 | 0 | 0 | 0 | 0 | 0 | 0 | 0 | 0 | 0 | 0 | 0 | 0 | 0 | 0 | 0 | 0 | 0 | 0 | 0 | 0 | 0 | 0 | 0 | 0 | 0 | 0 | 0
F2_Industrial_Petroleum_New_Process_Natural Gas_Retrocommissioning_A_Achievable Technical Potential | F2 | Industrial | Petroleum | New | Process | Natural Gas | Retrocommissioning | A | Original Unit Summer Peak Savings (kW) | Achievable Technical Potential | 0 | 0 | 0 | 0 | 0 | 0 | 0 | 0 | 0 | 0 | 0 | 0 | 0 | 0 | 0 | 0 | 0 | 0 | 0 | 0 | 0 | 0 | 0 | 0 | 0 | 0 | 0 | 0 | 0 | 0 | 0
F3_Industrial_Petroleum_New_Process_Natural Gas_Retrocommissioning_A_Achievable Technical Potential | F3 | Industrial | Petroleum | New | Process | Natural Gas | Retrocommissioning | A | Original Unit Winter Peak Savings (kW) | Achievable Technical Potential | 0 | 0 | 0 | 0 | 0 | 0 | 0 | 0 | 0 | 0 | 0 | 0 | 0 | 0 | 0 | 0 | 0 | 0 | 0 | 0 | 0 | 0 | 0 | 0 | 0 | 0 | 0 | 0 | 0 | 0 | 0
F4_Industrial_Petroleum_New_Process_Natural Gas_Retrocommissioning_A_Achievable Technical Potential | F4 | Industrial | Petroleum | New | Process | Natural Gas | Retrocommissioning | A | Standalone Impact on Baseline Energy (%) | Achievable Technical Potential | 0% | 0% | 0% | 0% | 0% | 0% | 0% | 0% | 0% | 0% | 0% | 0% | 0% | 0% | 0% | 0% | 0% | 0% | 0% | 0% | 0% | 0% | 0% | 0% | 0 | 0 | 0 | 0 | 0 | 0 | 0
F5_Industrial_Petroleum_New_Process_Natural Gas_Retrocommissioning_A_Achievable Technical Potential | F5 | Industrial | Petroleum | New | Process | Natural Gas | Retrocommissioning | A | Standalone Impact on Baseline Summer Peak (%) | Achievable Technical Potential | 0% | 0% | 0% | 0% | 0% | 0% | 0% | 0% | 0% | 0% | 0% | 0% | 0% | 0% | 0% | 0% | 0% | 0% | 0% | 0% | 0% | 0% | 0% | 0% | 0 | 0 | 0 | 0 | 0 | 0 | 0
F6_Industrial_Petroleum_New_Process_Natural Gas_Retrocommissioning_A_Achievable Technical Potential | F6 | Industrial | Petroleum | New | Process | Natural Gas | Retrocommissioning | A | Standalone Impact on Baseline Winter Peak (%) | Achievable Technical Potential | 0% | 0% | 0% | 0% | 0% | 0% | 0% | 0% | 0% | 0% | 0% | 0% | 0% | 0% | 0% | 0% | 0% | 0% | 0% | 0% | 0% | 0% | 0% | 0% | 0 | 0 | 0 | 0 | 0 | 0 | 0
F7_Industrial_Petroleum_New_Process_Natural Gas_Retrocommissioning_A_Achievable Technical Potential | F7 | Industrial | Petroleum | New | Process | Natural Gas | Retrocommissioning | A | Incremental Energy Savings (MWh or mTherms) | Achievable Technical Potential | 0 | 0 | 0 | 0 | 0 | 0 | 0 | 0 | 0 | 0 | 0 | 0 | 0 | 0 | 0 | 0 | 0 | 0 | 0 | 0 | 0 | 0 | 0 | 0 | 0 | 0 | 0 | 0 | 0 | 0 | 0
F8_Industrial_Petroleum_New_Process_Natural Gas_Retrocommissioning_A_Achievable Technical Potential | F8 | Industrial | Petroleum | New | Process | Natural Gas | Retrocommissioning | A | Incremental Summer Peak Savings (MW) | Achievable Technical Potential | 0 | 0 | 0 | 0 | 0 | 0 | 0 | 0 | 0 | 0 | 0 | 0 | 0 | 0 | 0 | 0 | 0 | 0 | 0 | 0 | 0 | 0 | 0 | 0 | 0 | 0 | 0 | 0 | 0 | 0 | 0
F9_Industrial_Petroleum_New_Process_Natural Gas_Retrocommissioning_A_Achievable Technical Potential | F9 | Industrial | Petroleum | New | Process | Natural Gas | Retrocommissioning | A | Incremental Winter Peak Savings (MW) | Achievable Technical Potential | 0 | 0 | 0 | 0 | 0 | 0 | 0 | 0 | 0 | 0 | 0 | 0 | 0 | 0 | 0 | 0 | 0 | 0 | 0 | 0 | 0 | 0 | 0 | 0 | 0 | 0 | 0 | 0 | 0 | 0 | 0
F10_Industrial_Petroleum_New_Process_Natural Gas_Retrocommissioning_A_Achievable Technical Potential | F10 | Industrial | Petroleum | New | Process | Natural Gas | Retrocommissioning | A | Cumulative Energy Savings (MWh or mTherms) | Achievable Technical Potential | 0 | 0 | 0 | 0 | 0 | 0 | 0 | 0 | 0 | 0 | 0 | 0 | 0 | 0 | 0 | 0 | 0 | 0 | 0 | 0 | 0 | 0 | 0 | 0 | 0 | 0 | 0 | 0 | 0 | 0 | 0
F11_Industrial_Petroleum_New_Process_Natural Gas_Retrocommissioning_A_Achievable Technical Potential | F11 | Industrial | Petroleum | New | Process | Natural Gas | Retrocommissioning | A | Cumulative Summer Peak Savings (MW) | Achievable Technical Potential | 0 | 0 | 0 | 0 | 0 | 0 | 0 | 0 | 0 | 0 | 0 | 0 | 0 | 0 | 0 | 0 | 0 | 0 | 0 | 0 | 0 | 0 | 0 | 0 | 0 | 0 | 0 | 0 | 0 | 0 | 0
F12_Industrial_Petroleum_New_Process_Natural Gas_Retrocommissioning_A_Achievable Technical Potential | F12 | Industrial | Petroleum | New | Process | Natural Gas | Retrocommissioning | A | Cumulative Winter Peak Savings (MW) | Achievable Technical Potential | 0 | 0 | 0 | 0 | 0 | 0 | 0 | 0 | 0 | 0 | 0 | 0 | 0 | 0 | 0 | 0 | 0 | 0 | 0 | 0 | 0 | 0 | 0 | 0 | 0 | 0 | 0 | 0 | 0 | 0 | 0
F13_Industrial_Petroleum_New_Process_Natural Gas_Retrocommissioning_A_Achievable Technical Potential | F13 | Industrial | Petroleum | New | Process | Natural Gas | Retrocommissioning | A | Purchases (Incremental) | Achievable Technical Potential | 0 | 0 | 0 | 0 | 0 | 0 | 0 | 0 | 0 | 0 | 0 | 0 | 0 | 0 | 0 | 0 | 0 | 0 | 0 | 0 | 0 | 0 | 0 | 0 | 0 | 0 | 0 | 0 | 0 | 0 | 0
F14_Industrial_Petroleum_New_Process_Natural Gas_Retrocommissioning_A_Achievable Technical Potential | F14 | Industrial | Petroleum | New | Process | Natural Gas | Retrocommissioning | A | Purchases (Cumulative) | Achievable Technical Potential | 0 | 0 | 0 | 0 | 0 | 0 | 0 | 0 | 0 | 0 | 0 | 0 | 0 | 0 | 0 | 0 | 0 | 0 | 0 | 0 | 0 | 0 | 0 | 0 | 0 | 0 | 0 | 0 | 0 | 0 | 0
F1_Industrial_Paper and Printing_Existing_Space Heating_Natural Gas_Insulation - Roof/Ceiling_A_Achievable Technical Potential | F1 | Industrial | Paper and Printing | Existing | Space Heating | Natural Gas | Insulation - Roof/Ceiling | A | Original Unit Energy Savings (kWh or therms) | Achievable Technical Potential | 0 | 0 | 0 | 0 | 0 | 0.099591 | 0.099104 | 0.098502 | 0.097865 | 0.097198 | 0.096522 | 0.095828 | 0.095137 | 0.094449 | 0.093706 | 0.093019 | 0.09234 | 0.09171 | 0.091123 | 0.090551 | 0.090011 | 0.089458 | 0.08896 | 0.088489 | 0.088041 | 0.087626 | 0.087242 | 0.086887 | 0 | 0 | 0
F2_Industrial_Paper and Printing_Existing_Space Heating_Natural Gas_Insulation - Roof/Ceiling_A_Achievable Technical Potential | F2 | Industrial | Paper and Printing | Existing | Space Heating | Natural Gas | Insulation - Roof/Ceiling | A | Original Unit Summer Peak Savings (kW) | Achievable Technical Potential | 0 | 0 | 0 | 0 | 0 | 0 | 0 | 0 | 0 | 0 | 0 | 0 | 0 | 0 | 0 | 0 | 0 | 0 | 0 | 0 | 0 | 0 | 0 | 0 | 0 | 0 | 0 | 0 | 0 | 0 | 0
F3_Industrial_Paper and Printing_Existing_Space Heating_Natural Gas_Insulation - Roof/Ceiling_A_Achievable Technical Potential | F3 | Industrial | Paper and Printing | Existing | Space Heating | Natural Gas | Insulation - Roof/Ceiling | A | Original Unit Winter Peak Savings (kW) | Achievable Technical Potential | 0 | 0 | 0 | 0 | 0 | 0 | 0 | 0 | 0 | 0 | 0 | 0 | 0 | 0 | 0 | 0 | 0 | 0 | 0 | 0 | 0 | 0 | 0 | 0 | 0 | 0 | 0 | 0 | 0 | 0 | 0
F4_Industrial_Paper and Printing_Existing_Space Heating_Natural Gas_Insulation - Roof/Ceiling_A_Achievable Technical Potential | F4 | Industrial | Paper and Printing | Existing | Space Heating | Natural Gas | Insulation - Roof/Ceiling | A | Standalone Impact on Baseline Energy (%) | Achievable Technical Potential | 0% | 0% | 0% | 0% | 0% | 0.3808% | 1.047% | 2.09% | 3.54% | 5.384% | 7.608% | 9.95% | 12.29% | 14.65% | 16.49% | 18.21% | 19.42% | 20.42% | 21.23% | 21.62% | 21.97% | 22.22% | 22.41% | 22.49% | 0.22561 | 0.22627 | 0.22687 | 0.22742 | 0 | 0 | 0
F5_Industrial_Paper and Printing_Existing_Space Heating_Natural Gas_Insulation - Roof/Ceiling_A_Achievable Technical Potential | F5 | Industrial | Paper and Printing | Existing | Space Heating | Natural Gas | Insulation - Roof/Ceiling | A | Standalone Impact on Baseline Summer Peak (%) | Achievable Technical Potential | 0% | 0% | 0% | 0% | 0% | 0% | 0% | 0% | 0% | 0% | 0% | 0% | 0% | 0% | 0% | 0% | 0% | 0% | 0% | 0% | 0% | 0% | 0% | 0% | 0 | 0 | 0 | 0 | 0 | 0 | 0
F6_Industrial_Paper and Printing_Existing_Space Heating_Natural Gas_Insulation - Roof/Ceiling_A_Achievable Technical Potential | F6 | Industrial | Paper and Printing | Existing | Space Heating | Natural Gas | Insulation - Roof/Ceiling | A | Standalone Impact on Baseline Winter Peak (%) | Achievable Technical Potential | 0% | 0% | 0% | 0% | 0% | 0% | 0% | 0% | 0% | 0% | 0% | 0% | 0% | 0% | 0% | 0% | 0% | 0% | 0% | 0% | 0% | 0% | 0% | 0% | 0 | 0 | 0 | 0 | 0 | 0 | 0
F7_Industrial_Paper and Printing_Existing_Space Heating_Natural Gas_Insulation - Roof/Ceiling_A_Achievable Technical Potential | F7 | Industrial | Paper and Printing | Existing | Space Heating | Natural Gas | Insulation - Roof/Ceiling | A | Incremental Energy Savings (MWh or mTherms) | Achievable Technical Potential | 0 | 0 | 0 | 0 | 0 | 0.21281 | 0.37039 | 0.56928 | 0.79226 | 1.0023 | 1.1465 | 1.2224 | 1.2111 | 1.1044 | 0.96241 | 0.77926 | 0.60175 | 0.43815 | 0.30203 | 0.20032 | 0.12619 | 0.076045 | 0.051015 | 0 | 0 | 0 | 0 | 0 | 0 | 0 | 0
F8_Industrial_Paper and Printing_Existing_Space Heating_Natural Gas_Insulation - Roof/Ceiling_A_Achievable Technical Potential | F8 | Industrial | Paper and Printing | Existing | Space Heating | Natural Gas | Insulation - Roof/Ceiling | A | Incremental Summer Peak Savings (MW) | Achievable Technical Potential | 0 | 0 | 0 | 0 | 0 | 0 | 0 | 0 | 0 | 0 | 0 | 0 | 0 | 0 | 0 | 0 | 0 | 0 | 0 | 0 | 0 | 0 | 0 | 0 | 0 | 0 | 0 | 0 | 0 | 0 | 0
F9_Industrial_Paper and Printing_Existing_Space Heating_Natural Gas_Insulation - Roof/Ceiling_A_Achievable Technical Potential | F9 | Industrial | Paper and Printing | Existing | Space Heating | Natural Gas | Insulation - Roof/Ceiling | A | Incremental Winter Peak Savings (MW) | Achievable Technical Potential | 0 | 0 | 0 | 0 | 0 | 0 | 0 | 0 | 0 | 0 | 0 | 0 | 0 | 0 | 0 | 0 | 0 | 0 | 0 | 0 | 0 | 0 | 0 | 0 | 0 | 0 | 0 | 0 | 0 | 0 | 0
F10_Industrial_Paper and Printing_Existing_Space Heating_Natural Gas_Insulation - Roof/Ceiling_A_Achievable Technical Potential | F10 | Industrial | Paper and Printing | Existing | Space Heating | Natural Gas | Insulation - Roof/Ceiling | A | Cumulative Energy Savings (MWh or mTherms) | Achievable Technical Potential | 0 | 0 | 0 | 0 | 0 | 0.21281 | 0.58215 | 1.1479 | 1.9327 | 2.9219 | 4.048 | 5.2413 | 6.4147 | 7.4727 | 8.3763 | 9.0942 | 9.6295 | 10.002 | 10.24 | 10.376 | 10.4403 | 10.4523 | 10.4451 | 10.3898 | 10.3371 | 10.2885 | 10.2434 | 10.2017 | 0 | 0 | 0
F11_Industrial_Paper and Printing_Existing_Space Heating_Natural Gas_Insulation - Roof/Ceiling_A_Achievable Technical Potential | F11 | Industrial | Paper and Printing | Existing | Space Heating | Natural Gas | Insulation - Roof/Ceiling | A | Cumulative Summer Peak Savings (MW) | Achievable Technical Potential | 0 | 0 | 0 | 0 | 0 | 0 | 0 | 0 | 0 | 0 | 0 | 0 | 0 | 0 | 0 | 0 | 0 | 0 | 0 | 0 | 0 | 0 | 0 | 0 | 0 | 0 | 0 | 0 | 0 | 0 | 0
F12_Industrial_Paper and Printing_Existing_Space Heating_Natural Gas_Insulation - Roof/Ceiling_A_Achievable Technical Potential | F12 | Industrial | Paper and Printing | Existing | Space Heating | Natural Gas | Insulation - Roof/Ceiling | A | Cumulative Winter Peak Savings (MW) | Achievable Technical Potential | 0 | 0 | 0 | 0 | 0 | 0 | 0 | 0 | 0 | 0 | 0 | 0 | 0 | 0 | 0 | 0 | 0 | 0 | 0 | 0 | 0 | 0 | 0 | 0 | 0 | 0 | 0 | 0 | 0 | 0 | 0
F13_Industrial_Paper and Printing_Existing_Space Heating_Natural Gas_Insulation - Roof/Ceiling_A_Achievable Technical Potential | F13 | Industrial | Paper and Printing | Existing | Space Heating | Natural Gas | Insulation - Roof/Ceiling | A | Purchases (Incremental) | Achievable Technical Potential | 0 | 0 | 0 | 0 | 0 | 2136.8001 | 3737.3478 | 5779.3669 | 8095.488 | 10311.8681 | 11877.7376 | 12756.455 | 12730.5539 | 11693.1706 | 10270.5886 | 8377.4725 | 6516.6575 | 4777.5802 | 3314.4752 | 2212.2676 | 1401.985 | 850.0631 | 573.4667 | 0 | 0 | 0 | 0 | 0 | 0 | 0 | 0
F14_Industrial_Paper and Printing_Existing_Space Heating_Natural Gas_Insulation - Roof/Ceiling_A_Achievable Technical Potential | F14 | Industrial | Paper and Printing | Existing | Space Heating | Natural Gas | Insulation - Roof/Ceiling | A | Purchases (Cumulative) | Achievable Technical Potential | 0 | 0 | 0 | 0 | 0 | 2136.8001 | 5874.1478 | 11653.5147 | 19749.0028 | 30060.8708 | 41938.6084 | 54695.0634 | 67425.6173 | 79118.7879 | 89389.3765 | 97766.849 | 104283.5066 | 109061.0868 | 112375.562 | 114587.8295 | 115989.8145 | 116839.8776 | 117413.3443 | 117413.3443 | 117413.3443 | 117413.3443 | 117413.3443 | 117413.3443 | 117413.3443 | 117413.3443 | 117413.3443
F1_Industrial_Paper and Printing_Existing_Space Heating_Natural Gas_Insulation - Wall Cavity_A_Achievable Technical Potential | F1 | Industrial | Paper and Printing | Existing | Space Heating | Natural Gas | Insulation - Wall Cavity | A | Original Unit Energy Savings (kWh or therms) | Achievable Technical Potential | 0 | 0 | 0 | 0 | 0 | 0.017935 | 0.017848 | 0.017739 | 0.017625 | 0.017505 | 0.017383 | 0.017258 | 0.017133 | 0.017009 | 0.016876 | 0.016752 | 0.01663 | 0.016516 | 0.01641 | 0.016307 | 0.01621 | 0.016111 | 0.016021 | 0.015936 | 0.015855 | 0.015781 | 0.015712 | 0.015648 | 0 | 0 | 0
F2_Industrial_Paper and Printing_Existing_Space Heating_Natural Gas_Insulation - Wall Cavity_A_Achievable Technical Potential | F2 | Industrial | Paper and Printing | Existing | Space Heating | Natural Gas | Insulation - Wall Cavity | A | Original Unit Summer Peak Savings (kW) | Achievable Technical Potential | 0 | 0 | 0 | 0 | 0 | 0 | 0 | 0 | 0 | 0 | 0 | 0 | 0 | 0 | 0 | 0 | 0 | 0 | 0 | 0 | 0 | 0 | 0 | 0 | 0 | 0 | 0 | 0 | 0 | 0 | 0
F3_Industrial_Paper and Printing_Existing_Space Heating_Natural Gas_Insulation - Wall Cavity_A_Achievable Technical Potential | F3 | Industrial | Paper and Printing | Existing | Space Heating | Natural Gas | Insulation - Wall Cavity | A | Original Unit Winter Peak Savings (kW) | Achievable Technical Potential | 0 | 0 | 0 | 0 | 0 | 0 | 0 | 0 | 0 | 0 | 0 | 0 | 0 | 0 | 0 | 0 | 0 | 0 | 0 | 0 | 0 | 0 | 0 | 0 | 0 | 0 | 0 | 0 | 0 | 0 | 0
F4_Industrial_Paper and Printing_Existing_Space Heating_Natural Gas_Insulation - Wall Cavity_A_Achievable Technical Potential | F4 | Industrial | Paper and Printing | Existing | Space Heating | Natural Gas | Insulation - Wall Cavity | A | Standalone Impact on Baseline Energy (%) | Achievable Technical Potential | 0% | 0% | 0% | 0% | 0% | 0.06857% | 0.1886% | 0.3764% | 0.6376% | 0.9696% | 1.37% | 1.792% | 2.213% | 2.639% | 2.97% | 3.28% | 3.498% | 3.677% | 3.823% | 3.894% | 3.958% | 4.002% | 4.036% | 4.05% | 0.04063 | 0.040749 | 0.040857 | 0.040957 | 0 | 0 | 0
F5_Industrial_Paper and Printing_Existing_Space Heating_Natural Gas_Insulation - Wall Cavity_A_Achievable Technical Potential | F5 | Industrial | Paper and Printing | Existing | Space Heating | Natural Gas | Insulation - Wall Cavity | A | Standalone Impact on Baseline Summer Peak (%) | Achievable Technical Potential | 0% | 0% | 0% | 0% | 0% | 0% | 0% | 0% | 0% | 0% | 0% | 0% | 0% | 0% | 0% | 0% | 0% | 0% | 0% | 0% | 0% | 0% | 0% | 0% | 0 | 0 | 0 | 0 | 0 | 0 | 0
F6_Industrial_Paper and Printing_Existing_Space Heating_Natural Gas_Insulation - Wall Cavity_A_Achievable Technical Potential | F6 | Industrial | Paper and Printing | Existing | Space Heating | Natural Gas | Insulation - Wall Cavity | A | Standalone Impact on Baseline Winter Peak (%) | Achievable Technical Potential | 0% | 0% | 0% | 0% | 0% | 0% | 0% | 0% | 0% | 0% | 0% | 0% | 0% | 0% | 0% | 0% | 0% | 0% | 0% | 0% | 0% | 0% | 0% | 0% | 0 | 0 | 0 | 0 | 0 | 0 | 0
F7_Industrial_Paper and Printing_Existing_Space Heating_Natural Gas_Insulation - Wall Cavity_A_Achievable Technical Potential | F7 | Industrial | Paper and Printing | Existing | Space Heating | Natural Gas | Insulation - Wall Cavity | A | Incremental Energy Savings (MWh or mTherms) | Achievable Technical Potential | 0 | 0 | 0 | 0 | 0 | 0.038324 | 0.066703 | 0.10252 | 0.14268 | 0.1805 | 0.20647 | 0.22015 | 0.21812 | 0.19889 | 0.17332 | 0.14034 | 0.10837 | 0.078908 | 0.054392 | 0.036076 | 0.022726 | 0.013695 | 0.0091874 | 0 | 0 | 0 | 0 | 0 | 0 | 0 | 0
F8_Industrial_Paper and Printing_Existing_Space Heating_Natural Gas_Insulation - Wall Cavity_A_Achievable Technical Potential | F8 | Industrial | Paper and Printing | Existing | Space Heating | Natural Gas | Insulation - Wall Cavity | A | Incremental Summer Peak Savings (MW) | Achievable Technical Potential | 0 | 0 | 0 | 0 | 0 | 0 | 0 | 0 | 0 | 0 | 0 | 0 | 0 | 0 | 0 | 0 | 0 | 0 | 0 | 0 | 0 | 0 | 0 | 0 | 0 | 0 | 0 | 0 | 0 | 0 | 0
F9_Industrial_Paper and Printing_Existing_Space Heating_Natural Gas_Insulation - Wall Cavity_A_Achievable Technical Potential | F9 | Industrial | Paper and Printing | Existing | Space Heating | Natural Gas | Insulation - Wall Cavity | A | Incremental Winter Peak Savings (MW) | Achievable Technical Potential | 0 | 0 | 0 | 0 | 0 | 0 | 0 | 0 | 0 | 0 | 0 | 0 | 0 | 0 | 0 | 0 | 0 | 0 | 0 | 0 | 0 | 0 | 0 | 0 | 0 | 0 | 0 | 0 | 0 | 0 | 0
F10_Industrial_Paper and Printing_Existing_Space Heating_Natural Gas_Insulation - Wall Cavity_A_Achievable Technical Potential | F10 | Industrial | Paper and Printing | Existing | Space Heating | Natural Gas | Insulation - Wall Cavity | A | Cumulative Energy Savings (MWh or mTherms) | Achievable Technical Potential | 0 | 0 | 0 | 0 | 0 | 0.038324 | 0.10484 | 0.20673 | 0.34807 | 0.5262 | 0.72901 | 0.94391 | 1.1552 | 1.3458 | 1.5085 | 1.6378 | 1.7342 | 1.8013 | 1.8441 | 1.8686 | 1.8802 | 1.8824 | 1.8811 | 1.8711 | 1.8616 | 1.8529 | 1.8447 | 1.8372 | 0 | 0 | 0
F11_Industrial_Paper and Printing_Existing_Space Heating_Natural Gas_Insulation - Wall Cavity_A_Achievable Technical Potential | F11 | Industrial | Paper and Printing | Existing | Space Heating | Natural Gas | Insulation - Wall Cavity | A | Cumulative Summer Peak Savings (MW) | Achievable Technical Potential | 0 | 0 | 0 | 0 | 0 | 0 | 0 | 0 | 0 | 0 | 0 | 0 | 0 | 0 | 0 | 0 | 0 | 0 | 0 | 0 | 0 | 0 | 0 | 0 | 0 | 0 | 0 | 0 | 0 | 0 | 0
F12_Industrial_Paper and Printing_Existing_Space Heating_Natural Gas_Insulation - Wall Cavity_A_Achievable Technical Potential | F12 | Industrial | Paper and Printing | Existing | Space Heating | Natural Gas | Insulation - Wall Cavity | A | Cumulative Winter Peak Savings (MW) | Achievable Technical Potential | 0 | 0 | 0 | 0 | 0 | 0 | 0 | 0 | 0 | 0 | 0 | 0 | 0 | 0 | 0 | 0 | 0 | 0 | 0 | 0 | 0 | 0 | 0 | 0 | 0 | 0 | 0 | 0 | 0 | 0 | 0
F13_Industrial_Paper and Printing_Existing_Space Heating_Natural Gas_Insulation - Wall Cavity_A_Achievable Technical Potential | F13 | Industrial | Paper and Printing | Existing | Space Heating | Natural Gas | Insulation - Wall Cavity | A | Purchases (Incremental) | Achievable Technical Potential | 0 | 0 | 0 | 0 | 0 | 2136.8001 | 3737.3478 | 5779.3669 | 8095.488 | 10311.8681 | 11877.7376 | 12756.455 | 12730.5539 | 11693.1706 | 10270.5886 | 8377.4725 | 6516.6575 | 4777.5802 | 3314.4752 | 2212.2676 | 1401.985 | 850.0631 | 573.4667 | 0 | 0 | 0 | 0 | 0 | 0 | 0 | 0
F14_Industrial_Paper and Printing_Existing_Space Heating_Natural Gas_Insulation - Wall Cavity_A_Achievable Technical Potential | F14 | Industrial | Paper and Printing | Existing | Space Heating | Natural Gas | Insulation - Wall Cavity | A | Purchases (Cumulative) | Achievable Technical Potential | 0 | 0 | 0 | 0 | 0 | 2136.8001 | 5874.1478 | 11653.5147 | 19749.0028 | 30060.8708 | 41938.6084 | 54695.0634 | 67425.6173 | 79118.7879 | 89389.3765 | 97766.849 | 104283.5066 | 109061.0868 | 112375.562 | 114587.8295 | 115989.8145 | 116839.8776 | 117413.3443 | 117413.3443 | 117413.3443 | 117413.3443 | 117413.3443 | 117413.3443 | 117413.3443 | 117413.3443 | 117413.3443
F1_Industrial_Paper and Printing_Existing_Space Heating_Natural Gas_Insulation - Ducting_A_Achievable Technical Potential | F1 | Industrial | Paper and Printing | Existing | Space Heating | Natural Gas | Insulation - Ducting | A | Original Unit Energy Savings (kWh or therms) | Achievable Technical Potential | 0 | 0 | 0 | 0 | 0 | 0.0016309 | 0.0016162 | 0.0015975 | 0.0015784 | 0.0015594 | 0.0015407 | 0.0015222 | 0.0015048 | 0.0014884 | 0.0014718 | 0.0014574 | 0.0014437 | 0.0014309 | 0.0014188 | 0.0014066 | 0.0013948 | 0.001383 | 0.0013709 | 0.0013593 | 0.0013481 | 0.0013376 | 0.0013278 | 0.0013186 | 0.00131 | 0.0013019 | 0.0012943
F2_Industrial_Paper and Printing_Existing_Space Heating_Natural Gas_Insulation - Ducting_A_Achievable Technical Potential | F2 | Industrial | Paper and Printing | Existing | Space Heating | Natural Gas | Insulation - Ducting | A | Original Unit Summer Peak Savings (kW) | Achievable Technical Potential | 0 | 0 | 0 | 0 | 0 | 0 | 0 | 0 | 0 | 0 | 0 | 0 | 0 | 0 | 0 | 0 | 0 | 0 | 0 | 0 | 0 | 0 | 0 | 0 | 0 | 0 | 0 | 0 | 0 | 0 | 0
F3_Industrial_Paper and Printing_Existing_Space Heating_Natural Gas_Insulation - Ducting_A_Achievable Technical Potential | F3 | Industrial | Paper and Printing | Existing | Space Heating | Natural Gas | Insulation - Ducting | A | Original Unit Winter Peak Savings (kW) | Achievable Technical Potential | 0 | 0 | 0 | 0 | 0 | 0 | 0 | 0 | 0 | 0 | 0 | 0 | 0 | 0 | 0 | 0 | 0 | 0 | 0 | 0 | 0 | 0 | 0 | 0 | 0 | 0 | 0 | 0 | 0 | 0 | 0
F4_Industrial_Paper and Printing_Existing_Space Heating_Natural Gas_Insulation - Ducting_A_Achievable Technical Potential | F4 | Industrial | Paper and Printing | Existing | Space Heating | Natural Gas | Insulation - Ducting | A | Standalone Impact on Baseline Energy (%) | Achievable Technical Potential | 0% | 0% | 0% | 0% | 0% | 0.0007873% | 0.001747% | 0.002919% | 0.004254% | 0.005763% | 0.007592% | 0.009525% | 0.01149% | 0.01349% | 0.01499% | 0.01632% | 0.0171% | 0.01762% | 0.01797% | 0.018% | 0.01807% | 0.01811% | 0.01812% | 0.01812% | 0.00018123 | 0.00018119 | 0.00018114 | 0.00018106 | 0 | 0 | 0
F5_Industrial_Paper and Printing_Existing_Space Heating_Natural Gas_Insulation - Ducting_A_Achievable Technical Potential | F5 | Industrial | Paper and Printing | Existing | Space Heating | Natural Gas | Insulation - Ducting | A | Standalone Impact on Baseline Summer Peak (%) | Achievable Technical Potential | 0% | 0% | 0% | 0% | 0% | 0% | 0% | 0% | 0% | 0% | 0% | 0% | 0% | 0% | 0% | 0% | 0% | 0% | 0% | 0% | 0% | 0% | 0% | 0% | 0 | 0 | 0 | 0 | 0 | 0 | 0
F6_Industrial_Paper and Printing_Existing_Space Heating_Natural Gas_Insulation - Ducting_A_Achievable Technical Potential | F6 | Industrial | Paper and Printing | Existing | Space Heating | Natural Gas | Insulation - Ducting | A | Standalone Impact on Baseline Winter Peak (%) | Achievable Technical Potential | 0% | 0% | 0% | 0% | 0% | 0% | 0% | 0% | 0% | 0% | 0% | 0% | 0% | 0% | 0% | 0% | 0% | 0% | 0% | 0% | 0% | 0% | 0% | 0% | 0 | 0 | 0 | 0 | 0 | 0 | 0
F7_Industrial_Paper and Printing_Existing_Space Heating_Natural Gas_Insulation - Ducting_A_Achievable Technical Potential | F7 | Industrial | Paper and Printing | Existing | Space Heating | Natural Gas | Insulation - Ducting | A | Incremental Energy Savings (MWh or mTherms) | Achievable Technical Potential | 0 | 0 | 0 | 0 | 0 | 0.00044001 | 0.00053509 | 0.00064339 | 0.00073839 | 0.00083274 | 0.0009497 | 0.0010265 | 0.0010345 | 0.00094899 | 0.00080975 | 0.00061454 | 0.00040296 | 0.00023073 | 0.00010917 | 4.5846e-05 | 1.6463e-05 | 5.0791e-06 | 1.0933e-06 | 1.7758e-07 | 2.1073e-08 | 0 | 0 | 0 | 0 | 0 | 0
F8_Industrial_Paper and Printing_Existing_Space Heating_Natural Gas_Insulation - Ducting_A_Achievable Technical Potential | F8 | Industrial | Paper and Printing | Existing | Space Heating | Natural Gas | Insulation - Ducting | A | Incremental Summer Peak Savings (MW) | Achievable Technical Potential | 0 | 0 | 0 | 0 | 0 | 0 | 0 | 0 | 0 | 0 | 0 | 0 | 0 | 0 | 0 | 0 | 0 | 0 | 0 | 0 | 0 | 0 | 0 | 0 | 0 | 0 | 0 | 0 | 0 | 0 | 0
F9_Industrial_Paper and Printing_Existing_Space Heating_Natural Gas_Insulation - Ducting_A_Achievable Technical Potential | F9 | Industrial | Paper and Printing | Existing | Space Heating | Natural Gas | Insulation - Ducting | A | Incremental Winter Peak Savings (MW) | Achievable Technical Potential | 0 | 0 | 0 | 0 | 0 | 0 | 0 | 0 | 0 | 0 | 0 | 0 | 0 | 0 | 0 | 0 | 0 | 0 | 0 | 0 | 0 | 0 | 0 | 0 | 0 | 0 | 0 | 0 | 0 | 0 | 0
F10_Industrial_Paper and Printing_Existing_Space Heating_Natural Gas_Insulation - Ducting_A_Achievable Technical Potential | F10 | Industrial | Paper and Printing | Existing | Space Heating | Natural Gas | Insulation - Ducting | A | Cumulative Energy Savings (MWh or mTherms) | Achievable Technical Potential | 0 | 0 | 0 | 0 | 0 | 0.00044001 | 0.00097113 | 0.0016033 | 0.0023226 | 0.0031273 | 0.0040395 | 0.0050175 | 0.0059946 | 0.0068783 | 0.0076116 | 0.0081513 | 0.0084779 | 0.0086333 | 0.0086697 | 0.008641 | 0.0085849 | 0.0085176 | 0.0084441 | 0.0083726 | 0.0083036 | 0.008239 | 0.0081785 | 0.0081218 | 0.0080687 | 0.008019 | 0.0079724
F11_Industrial_Paper and Printing_Existing_Space Heating_Natural Gas_Insulation - Ducting_A_Achievable Technical Potential | F11 | Industrial | Paper and Printing | Existing | Space Heating | Natural Gas | Insulation - Ducting | A | Cumulative Summer Peak Savings (MW) | Achievable Technical Potential | 0 | 0 | 0 | 0 | 0 | 0 | 0 | 0 | 0 | 0 | 0 | 0 | 0 | 0 | 0 | 0 | 0 | 0 | 0 | 0 | 0 | 0 | 0 | 0 | 0 | 0 | 0 | 0 | 0 | 0 | 0
F12_Industrial_Paper and Printing_Existing_Space Heating_Natural Gas_Insulation - Ducting_A_Achievable Technical Potential | F12 | Industrial | Paper and Printing | Existing | Space Heating | Natural Gas | Insulation - Ducting | A | Cumulative Winter Peak Savings (MW) | Achievable Technical Potential | 0 | 0 | 0 | 0 | 0 | 0 | 0 | 0 | 0 | 0 | 0 | 0 | 0 | 0 | 0 | 0 | 0 | 0 | 0 | 0 | 0 | 0 | 0 | 0 | 0 | 0 | 0 | 0 | 0 | 0 | 0
F13_Industrial_Paper and Printing_Existing_Space Heating_Natural Gas_Insulation - Ducting_A_Achievable Technical Potential | F13 | Industrial | Paper and Printing | Existing | Space Heating | Natural Gas | Insulation - Ducting | A | Purchases (Incremental) | Achievable Technical Potential | 0 | 0 | 0 | 0 | 0 | 269.7966 | 331.0854 | 402.7623 | 467.7964 | 534.0222 | 616.4077 | 674.361 | 687.5086 | 637.606 | 550.1689 | 421.6839 | 279.1156 | 161.2514 | 76.947 | 32.5931 | 11.803 | 3.6724 | 0.7975 | 0.13064 | 0.015632 | 0 | 0 | 0 | 0 | 0 | 0
F14_Industrial_Paper and Printing_Existing_Space Heating_Natural Gas_Insulation - Ducting_A_Achievable Technical Potential | F14 | Industrial | Paper and Printing | Existing | Space Heating | Natural Gas | Insulation - Ducting | A | Purchases (Cumulative) | Achievable Technical Potential | 0 | 0 | 0 | 0 | 0 | 269.7966 | 600.882 | 1003.6443 | 1471.4407 | 2005.4629 | 2621.8706 | 3296.2315 | 3983.7401 | 4621.3461 | 5171.5151 | 5593.199 | 5872.3146 | 6033.566 | 6110.513 | 6143.1061 | 6154.9091 | 6158.5815 | 6159.379 | 6159.5097 | 6159.5253 | 6159.5253 | 6159.5253 | 6159.5253 | 6159.5253 | 6159.5253 | 6159.5253
F1_Industrial_Paper and Printing_Existing_Space Heating_Natural Gas_HVAC - Duct Repair and Sealing_A_Achievable Technical Potential | F1 | Industrial | Paper and Printing | Existing | Space Heating | Natural Gas | HVAC - Duct Repair and Sealing | A | Original Unit Energy Savings (kWh or therms) | Achievable Technical Potential | 0 | 0 | 0 | 0 | 0 | 0.0038394 | 0.0038048 | 0.0037607 | 0.003716 | 0.0036711 | 0.0036271 | 0.0035835 | 0.0035425 | 0.0035039 | 0.003465 | 0.0034309 | 0.0033988 | 0.0033686 | 0.0033402 | 0.0033115 | 0.0032836 | 0.003256 | 0.0032274 | 0.0032 | 0.0031737 | 0.003149 | 0.0031259 | 0.0031042 | 0.0030839 | 0.0030649 | 0.0030471
F2_Industrial_Paper and Printing_Existing_Space Heating_Natural Gas_HVAC - Duct Repair and Sealing_A_Achievable Technical Potential | F2 | Industrial | Paper and Printing | Existing | Space Heating | Natural Gas | HVAC - Duct Repair and Sealing | A | Original Unit Summer Peak Savings (kW) | Achievable Technical Potential | 0 | 0 | 0 | 0 | 0 | 0 | 0 | 0 | 0 | 0 | 0 | 0 | 0 | 0 | 0 | 0 | 0 | 0 | 0 | 0 | 0 | 0 | 0 | 0 | 0 | 0 | 0 | 0 | 0 | 0 | 0
F3_Industrial_Paper and Printing_Existing_Space Heating_Natural Gas_HVAC - Duct Repair and Sealing_A_Achievable Technical Potential | F3 | Industrial | Paper and Printing | Existing | Space Heating | Natural Gas | HVAC - Duct Repair and Sealing | A | Original Unit Winter Peak Savings (kW) | Achievable Technical Potential | 0 | 0 | 0 | 0 | 0 | 0 | 0 | 0 | 0 | 0 | 0 | 0 | 0 | 0 | 0 | 0 | 0 | 0 | 0 | 0 | 0 | 0 | 0 | 0 | 0 | 0 | 0 | 0 | 0 | 0 | 0
F4_Industrial_Paper and Printing_Existing_Space Heating_Natural Gas_HVAC - Duct Repair and Sealing_A_Achievable Technical Potential | F4 | Industrial | Paper and Printing | Existing | Space Heating | Natural Gas | HVAC - Duct Repair and Sealing | A | Standalone Impact on Baseline Energy (%) | Achievable Technical Potential | 0% | 0% | 0% | 0% | 0% | 0.003772% | 0.007514% | 0.01125% | 0.0149% | 0.0185% | 0.02232% | 0.02593% | 0.02952% | 0.03351% | 0.03689% | 0.04076% | 0.04427% | 0.048% | 0.05192% | 0.05531% | 0.05898% | 0.06263% | 0.06621% | 0.06976% | 0.00073282 | 0.00073269 | 0.00073246 | 0.00073213 | 0 | 0 | 0
F5_Industrial_Paper and Printing_Existing_Space Heating_Natural Gas_HVAC - Duct Repair and Sealing_A_Achievable Technical Potential | F5 | Industrial | Paper and Printing | Existing | Space Heating | Natural Gas | HVAC - Duct Repair and Sealing | A | Standalone Impact on Baseline Summer Peak (%) | Achievable Technical Potential | 0% | 0% | 0% | 0% | 0% | 0% | 0% | 0% | 0% | 0% | 0% | 0% | 0% | 0% | 0% | 0% | 0% | 0% | 0% | 0% | 0% | 0% | 0% | 0% | 0 | 0 | 0 | 0 | 0 | 0 | 0
F6_Industrial_Paper and Printing_Existing_Space Heating_Natural Gas_HVAC - Duct Repair and Sealing_A_Achievable Technical Potential | F6 | Industrial | Paper and Printing | Existing | Space Heating | Natural Gas | HVAC - Duct Repair and Sealing | A | Standalone Impact on Baseline Winter Peak (%) | Achievable Technical Potential | 0% | 0% | 0% | 0% | 0% | 0% | 0% | 0% | 0% | 0% | 0% | 0% | 0% | 0% | 0% | 0% | 0% | 0% | 0% | 0% | 0% | 0% | 0% | 0% | 0 | 0 | 0 | 0 | 0 | 0 | 0
F7_Industrial_Paper and Printing_Existing_Space Heating_Natural Gas_HVAC - Duct Repair and Sealing_A_Achievable Technical Potential | F7 | Industrial | Paper and Printing | Existing | Space Heating | Natural Gas | HVAC - Duct Repair and Sealing | A | Incremental Energy Savings (MWh or mTherms) | Achievable Technical Potential | 0 | 0 | 0 | 0 | 0 | 0.0021079 | 0.0020877 | 0.0020513 | 0.002028 | 0.0020052 | 0.001956 | 0.0019272 | 0.0019013 | 0.0018507 | 0.0018371 | 0.0018017 | 0.0017851 | 0.0017603 | 0.0017299 | 0.0017171 | 0.0016956 | 0.0016748 | 0.0016541 | 0.0016344 | 0.0016159 | 0 | 0 | 0 | 0 | 0 | 0
F8_Industrial_Paper and Printing_Existing_Space Heating_Natural Gas_HVAC - Duct Repair and Sealing_A_Achievable Technical Potential | F8 | Industrial | Paper and Printing | Existing | Space Heating | Natural Gas | HVAC - Duct Repair and Sealing | A | Incremental Summer Peak Savings (MW) | Achievable Technical Potential | 0 | 0 | 0 | 0 | 0 | 0 | 0 | 0 | 0 | 0 | 0 | 0 | 0 | 0 | 0 | 0 | 0 | 0 | 0 | 0 | 0 | 0 | 0 | 0 | 0 | 0 | 0 | 0 | 0 | 0 | 0
F9_Industrial_Paper and Printing_Existing_Space Heating_Natural Gas_HVAC - Duct Repair and Sealing_A_Achievable Technical Potential | F9 | Industrial | Paper and Printing | Existing | Space Heating | Natural Gas | HVAC - Duct Repair and Sealing | A | Incremental Winter Peak Savings (MW) | Achievable Technical Potential | 0 | 0 | 0 | 0 | 0 | 0 | 0 | 0 | 0 | 0 | 0 | 0 | 0 | 0 | 0 | 0 | 0 | 0 | 0 | 0 | 0 | 0 | 0 | 0 | 0 | 0 | 0 | 0 | 0 | 0 | 0
F10_Industrial_Paper and Printing_Existing_Space Heating_Natural Gas_HVAC - Duct Repair and Sealing_A_Achievable Technical Potential | F10 | Industrial | Paper and Printing | Existing | Space Heating | Natural Gas | HVAC - Duct Repair and Sealing | A | Cumulative Energy Savings (MWh or mTherms) | Achievable Technical Potential | 0 | 0 | 0 | 0 | 0 | 0.0021079 | 0.0041766 | 0.0061795 | 0.008134 | 0.010041 | 0.011877 | 0.013661 | 0.015406 | 0.017089 | 0.018736 | 0.020354 | 0.021948 | 0.023514 | 0.025045 | 0.026547 | 0.02802 | 0.029458 | 0.030854 | 0.032227 | 0.033577 | 0.033316 | 0.033071 | 0.032842 | 0.032627 | 0.032426 | 0.032238
F11_Industrial_Paper and Printing_Existing_Space Heating_Natural Gas_HVAC - Duct Repair and Sealing_A_Achievable Technical Potential | F11 | Industrial | Paper and Printing | Existing | Space Heating | Natural Gas | HVAC - Duct Repair and Sealing | A | Cumulative Summer Peak Savings (MW) | Achievable Technical Potential | 0 | 0 | 0 | 0 | 0 | 0 | 0 | 0 | 0 | 0 | 0 | 0 | 0 | 0 | 0 | 0 | 0 | 0 | 0 | 0 | 0 | 0 | 0 | 0 | 0 | 0 | 0 | 0 | 0 | 0 | 0
F12_Industrial_Paper and Printing_Existing_Space Heating_Natural Gas_HVAC - Duct Repair and Sealing_A_Achievable Technical Potential | F12 | Industrial | Paper and Printing | Existing | Space Heating | Natural Gas | HVAC - Duct Repair and Sealing | A | Cumulative Winter Peak Savings (MW) | Achievable Technical Potential | 0 | 0 | 0 | 0 | 0 | 0 | 0 | 0 | 0 | 0 | 0 | 0 | 0 | 0 | 0 | 0 | 0 | 0 | 0 | 0 | 0 | 0 | 0 | 0 | 0 | 0 | 0 | 0 | 0 | 0 | 0
F13_Industrial_Paper and Printing_Existing_Space Heating_Natural Gas_HVAC - Duct Repair and Sealing_A_Achievable Technical Potential | F13 | Industrial | Paper and Printing | Existing | Space Heating | Natural Gas | HVAC - Duct Repair and Sealing | A | Purchases (Incremental) | Achievable Technical Potential | 0 | 0 | 0 | 0 | 0 | 549.0047 | 548.7034 | 545.4675 | 545.7624 | 546.2137 | 539.2773 | 537.8037 | 536.7117 | 528.1889 | 530.2056 | 525.1493 | 525.2175 | 522.5741 | 517.9127 | 518.5262 | 516.382 | 514.3736 | 512.4994 | 510.7578 | 509.1471 | 0 | 0 | 0 | 0 | 0 | 0
F14_Industrial_Paper and Printing_Existing_Space Heating_Natural Gas_HVAC - Duct Repair and Sealing_A_Achievable Technical Potential | F14 | Industrial | Paper and Printing | Existing | Space Heating | Natural Gas | HVAC - Duct Repair and Sealing | A | Purchases (Cumulative) | Achievable Technical Potential | 0 | 0 | 0 | 0 | 0 | 549.0047 | 1097.7081 | 1643.1757 | 2188.9381 | 2735.1518 | 3274.4291 | 3812.2328 | 4348.9445 | 4877.1334 | 5407.339 | 5932.4883 | 6457.7058 | 6980.2799 | 7498.1926 | 8016.7188 | 8533.1008 | 9047.4744 | 9559.9738 | 10070.7316 | 10579.8788 | 10579.8788 | 10579.8788 | 10579.8788 | 10579.8788 | 10579.8788 | 10579.8788
F1_Industrial_Paper and Printing_Existing_Space Heating_Natural Gas_Windows - High Efficiency_A_Achievable Technical Potential | F1 | Industrial | Paper and Printing | Existing | Space Heating | Natural Gas | Windows - High Efficiency | A | Original Unit Energy Savings (kWh or therms) | Achievable Technical Potential | 0 | 0 | 0 | 0 | 0 | 0.0056921 | 0.0056642 | 0.0056298 | 0.0055934 | 0.0055553 | 0.0055167 | 0.005477 | 0.0054375 | 0.0053982 | 0.0053557 | 0.0053164 | 0.0052777 | 0.0052417 | 0.0052081 | 0.0051754 | 0.0051445 | 0.005113 | 0.0050845 | 0.0050575 | 0.0050319 | 0.0050082 | 0.0049863 | 0.004966 | 0 | 0 | 0
F2_Industrial_Paper and Printing_Existing_Space Heating_Natural Gas_Windows - High Efficiency_A_Achievable Technical Potential | F2 | Industrial | Paper and Printing | Existing | Space Heating | Natural Gas | Windows - High Efficiency | A | Original Unit Summer Peak Savings (kW) | Achievable Technical Potential | 0 | 0 | 0 | 0 | 0 | 0 | 0 | 0 | 0 | 0 | 0 | 0 | 0 | 0 | 0 | 0 | 0 | 0 | 0 | 0 | 0 | 0 | 0 | 0 | 0 | 0 | 0 | 0 | 0 | 0 | 0
F3_Industrial_Paper and Printing_Existing_Space Heating_Natural Gas_Windows - High Efficiency_A_Achievable Technical Potential | F3 | Industrial | Paper and Printing | Existing | Space Heating | Natural Gas | Windows - High Efficiency | A | Original Unit Winter Peak Savings (kW) | Achievable Technical Potential | 0 | 0 | 0 | 0 | 0 | 0 | 0 | 0 | 0 | 0 | 0 | 0 | 0 | 0 | 0 | 0 | 0 | 0 | 0 | 0 | 0 | 0 | 0 | 0 | 0 | 0 | 0 | 0 | 0 | 0 | 0
F4_Industrial_Paper and Printing_Existing_Space Heating_Natural Gas_Windows - High Efficiency_A_Achievable Technical Potential | F4 | Industrial | Paper and Printing | Existing | Space Heating | Natural Gas | Windows - High Efficiency | A | Standalone Impact on Baseline Energy (%) | Achievable Technical Potential | 0% | 0% | 0% | 0% | 0% | 0.004412% | 0.01323% | 0.02897% | 0.05443% | 0.09305% | 0.1496% | 0.2254% | 0.3235% | 0.4495% | 0.5902% | 0.7557% | 0.9255% | 1.101% | 1.272% | 1.412% | 1.535% | 1.63% | 1.698% | 1.743% | 0.017746 | 0.017798 | 0.017846 | 0.017889 | 0 | 0 | 0
F5_Industrial_Paper and Printing_Existing_Space Heating_Natural Gas_Windows - High Efficiency_A_Achievable Technical Potential | F5 | Industrial | Paper and Printing | Existing | Space Heating | Natural Gas | Windows - High Efficiency | A | Standalone Impact on Baseline Summer Peak (%) | Achievable Technical Potential | 0% | 0% | 0% | 0% | 0% | 0% | 0% | 0% | 0% | 0% | 0% | 0% | 0% | 0% | 0% | 0% | 0% | 0% | 0% | 0% | 0% | 0% | 0% | 0% | 0 | 0 | 0 | 0 | 0 | 0 | 0
F6_Industrial_Paper and Printing_Existing_Space Heating_Natural Gas_Windows - High Efficiency_A_Achievable Technical Potential | F6 | Industrial | Paper and Printing | Existing | Space Heating | Natural Gas | Windows - High Efficiency | A | Standalone Impact on Baseline Winter Peak (%) | Achievable Technical Potential | 0% | 0% | 0% | 0% | 0% | 0% | 0% | 0% | 0% | 0% | 0% | 0% | 0% | 0% | 0% | 0% | 0% | 0% | 0% | 0% | 0% | 0% | 0% | 0% | 0 | 0 | 0 | 0 | 0 | 0 | 0
F7_Industrial_Paper and Printing_Existing_Space Heating_Natural Gas_Windows - High Efficiency_A_Achievable Technical Potential | F7 | Industrial | Paper and Printing | Existing | Space Heating | Natural Gas | Windows - High Efficiency | A | Incremental Energy Savings (MWh or mTherms) | Achievable Technical Potential | 0 | 0 | 0 | 0 | 0 | 0.0024659 | 0.0049024 | 0.0086006 | 0.013907 | 0.020983 | 0.029464 | 0.039681 | 0.050967 | 0.061588 | 0.07233 | 0.079786 | 0.084269 | 0.083621 | 0.077624 | 0.0679 | 0.055587 | 0.042082 | 0.028866 | 0.018282 | 0.011825 | 0 | 0 | 0 | 0 | 0 | 0
F8_Industrial_Paper and Printing_Existing_Space Heating_Natural Gas_Windows - High Efficiency_A_Achievable Technical Potential | F8 | Industrial | Paper and Printing | Existing | Space Heating | Natural Gas | Windows - High Efficiency | A | Incremental Summer Peak Savings (MW) | Achievable Technical Potential | 0 | 0 | 0 | 0 | 0 | 0 | 0 | 0 | 0 | 0 | 0 | 0 | 0 | 0 | 0 | 0 | 0 | 0 | 0 | 0 | 0 | 0 | 0 | 0 | 0 | 0 | 0 | 0 | 0 | 0 | 0
F9_Industrial_Paper and Printing_Existing_Space Heating_Natural Gas_Windows - High Efficiency_A_Achievable Technical Potential | F9 | Industrial | Paper and Printing | Existing | Space Heating | Natural Gas | Windows - High Efficiency | A | Incremental Winter Peak Savings (MW) | Achievable Technical Potential | 0 | 0 | 0 | 0 | 0 | 0 | 0 | 0 | 0 | 0 | 0 | 0 | 0 | 0 | 0 | 0 | 0 | 0 | 0 | 0 | 0 | 0 | 0 | 0 | 0 | 0 | 0 | 0 | 0 | 0 | 0
F10_Industrial_Paper and Printing_Existing_Space Heating_Natural Gas_Windows - High Efficiency_A_Achievable Technical Potential | F10 | Industrial | Paper and Printing | Existing | Space Heating | Natural Gas | Windows - High Efficiency | A | Cumulative Energy Savings (MWh or mTherms) | Achievable Technical Potential | 0 | 0 | 0 | 0 | 0 | 0.0024659 | 0.0073563 | 0.015912 | 0.029716 | 0.050496 | 0.079609 | 0.11872 | 0.16883 | 0.2292 | 0.29972 | 0.37731 | 0.45883 | 0.53932 | 0.61349 | 0.67754 | 0.72908 | 0.76669 | 0.79128 | 0.80538 | 0.81312 | 0.80929 | 0.80575 | 0.80247 | 0 | 0 | 0
F11_Industrial_Paper and Printing_Existing_Space Heating_Natural Gas_Windows - High Efficiency_A_Achievable Technical Potential | F11 | Industrial | Paper and Printing | Existing | Space Heating | Natural Gas | Windows - High Efficiency | A | Cumulative Summer Peak Savings (MW) | Achievable Technical Potential | 0 | 0 | 0 | 0 | 0 | 0 | 0 | 0 | 0 | 0 | 0 | 0 | 0 | 0 | 0 | 0 | 0 | 0 | 0 | 0 | 0 | 0 | 0 | 0 | 0 | 0 | 0 | 0 | 0 | 0 | 0
F12_Industrial_Paper and Printing_Existing_Space Heating_Natural Gas_Windows - High Efficiency_A_Achievable Technical Potential | F12 | Industrial | Paper and Printing | Existing | Space Heating | Natural Gas | Windows - High Efficiency | A | Cumulative Winter Peak Savings (MW) | Achievable Technical Potential | 0 | 0 | 0 | 0 | 0 | 0 | 0 | 0 | 0 | 0 | 0 | 0 | 0 | 0 | 0 | 0 | 0 | 0 | 0 | 0 | 0 | 0 | 0 | 0 | 0 | 0 | 0 | 0 | 0 | 0 | 0
F13_Industrial_Paper and Printing_Existing_Space Heating_Natural Gas_Windows - High Efficiency_A_Achievable Technical Potential | F13 | Industrial | Paper and Printing | Existing | Space Heating | Natural Gas | Windows - High Efficiency | A | Purchases (Incremental) | Achievable Technical Potential | 0 | 0 | 0 | 0 | 0 | 433.2204 | 865.5039 | 1527.6786 | 2486.3221 | 3777.0102 | 5340.7908 | 7245.0895 | 9373.1824 | 11408.9182 | 13505.1919 | 15007.4541 | 15967.1774 | 15953.1393 | 14904.3815 | 13119.8075 | 10805.0688 | 8230.5633 | 5677.3204 | 3614.8507 | 2350.077 | 0 | 0 | 0 | 0 | 0 | 0
F14_Industrial_Paper and Printing_Existing_Space Heating_Natural Gas_Windows - High Efficiency_A_Achievable Technical Potential | F14 | Industrial | Paper and Printing | Existing | Space Heating | Natural Gas | Windows - High Efficiency | A | Purchases (Cumulative) | Achievable Technical Potential | 0 | 0 | 0 | 0 | 0 | 433.2204 | 1298.7243 | 2826.4028 | 5312.7249 | 9089.7352 | 14430.526 | 21675.6155 | 31048.7979 | 42457.716 | 55962.9079 | 70970.362 | 86937.5394 | 102890.6787 | 117795.0601 | 130914.8676 | 141719.9364 | 149950.4997 | 155627.8201 | 159242.6708 | 161592.7478 | 161592.7478 | 161592.7478 | 161592.7478 | 161592.7478 | 161592.7478 | 161592.7478
F1_Industrial_Paper and Printing_Existing_Space Heating_Natural Gas_Gas Boiler - Maintenance_A_Achievable Technical Potential | F1 | Industrial | Paper and Printing | Existing | Space Heating | Natural Gas | Gas Boiler - Maintenance | A | Original Unit Energy Savings (kWh or therms) | Achievable Technical Potential | 0 | 0 | 0 | 0 | 0 | 99.8744 | 99.1977 | 98.5252 | 97.8491 | 97.175 | 96.5199 | 95.8713 | 95.2296 | 94.5952 | 93.9237 | 93.3075 | 92.6981 | 92.0988 | 91.5083 | 90.9165 | 90.3449 | 89.7501 | 89.1758 | 88.6196 | 88.0598 | 87.549 | 87.0828 | 86.6574 | 86.2691 | 85.9148 | 85.5913
F2_Industrial_Paper and Printing_Existing_Space Heating_Natural Gas_Gas Boiler - Maintenance_A_Achievable Technical Potential | F2 | Industrial | Paper and Printing | Existing | Space Heating | Natural Gas | Gas Boiler - Maintenance | A | Original Unit Summer Peak Savings (kW) | Achievable Technical Potential | 0 | 0 | 0 | 0 | 0 | 0 | 0 | 0 | 0 | 0 | 0 | 0 | 0 | 0 | 0 | 0 | 0 | 0 | 0 | 0 | 0 | 0 | 0 | 0 | 0 | 0 | 0 | 0 | 0 | 0 | 0
F3_Industrial_Paper and Printing_Existing_Space Heating_Natural Gas_Gas Boiler - Maintenance_A_Achievable Technical Potential | F3 | Industrial | Paper and Printing | Existing | Space Heating | Natural Gas | Gas Boiler - Maintenance | A | Original Unit Winter Peak Savings (kW) | Achievable Technical Potential | 0 | 0 | 0 | 0 | 0 | 0 | 0 | 0 | 0 | 0 | 0 | 0 | 0 | 0 | 0 | 0 | 0 | 0 | 0 | 0 | 0 | 0 | 0 | 0 | 0 | 0 | 0 | 0 | 0 | 0 | 0
F4_Industrial_Paper and Printing_Existing_Space Heating_Natural Gas_Gas Boiler - Maintenance_A_Achievable Technical Potential | F4 | Industrial | Paper and Printing | Existing | Space Heating | Natural Gas | Gas Boiler - Maintenance | A | Standalone Impact on Baseline Energy (%) | Achievable Technical Potential | 0% | 0% | 0% | 0% | 0% | 0.004179% | 0.007097% | 0.009157% | 0.01072% | 0.01209% | 0.01344% | 0.01451% | 0.01542% | 0.01641% | 0.01698% | 0.01767% | 0.01808% | 0.01849% | 0.0189% | 0.01906% | 0.01931% | 0.01951% | 0.01969% | 0.01983% | 0.00019949 | 0.00019985 | 0.0002002 | 0.00020052 | 0 | 0 | 0
F5_Industrial_Paper and Printing_Existing_Space Heating_Natural Gas_Gas Boiler - Maintenance_A_Achievable Technical Potential | F5 | Industrial | Paper and Printing | Existing | Space Heating | Natural Gas | Gas Boiler - Maintenance | A | Standalone Impact on Baseline Summer Peak (%) | Achievable Technical Potential | 0% | 0% | 0% | 0% | 0% | 0% | 0% | 0% | 0% | 0% | 0% | 0% | 0% | 0% | 0% | 0% | 0% | 0% | 0% | 0% | 0% | 0% | 0% | 0% | 0 | 0 | 0 | 0 | 0 | 0 | 0
F6_Industrial_Paper and Printing_Existing_Space Heating_Natural Gas_Gas Boiler - Maintenance_A_Achievable Technical Potential | F6 | Industrial | Paper and Printing | Existing | Space Heating | Natural Gas | Gas Boiler - Maintenance | A | Standalone Impact on Baseline Winter Peak (%) | Achievable Technical Potential | 0% | 0% | 0% | 0% | 0% | 0% | 0% | 0% | 0% | 0% | 0% | 0% | 0% | 0% | 0% | 0% | 0% | 0% | 0% | 0% | 0% | 0% | 0% | 0% | 0 | 0 | 0 | 0 | 0 | 0 | 0
F7_Industrial_Paper and Printing_Existing_Space Heating_Natural Gas_Gas Boiler - Maintenance_A_Achievable Technical Potential | F7 | Industrial | Paper and Printing | Existing | Space Heating | Natural Gas | Gas Boiler - Maintenance | A | Incremental Energy Savings (MWh or mTherms) | Achievable Technical Potential | 0 | 0 | 0 | 0 | 0 | 0.0023356 | 0.0016251 | 0.0011108 | 0.00085959 | 0.00074856 | 0.00063522 | 0.00053904 | 0.00045398 | 0.00037443 | 0.000313 | 0.00025699 | 0.00019886 | 0.0001531 | 0.00011741 | 9.0957e-05 | 8.2649e-05 | 6.4006e-05 | 5.4564e-05 | 4.5324e-05 | 3.6262e-05 | 0 | 0 | 0 | 0 | 0 | 0
F8_Industrial_Paper and Printing_Existing_Space Heating_Natural Gas_Gas Boiler - Maintenance_A_Achievable Technical Potential | F8 | Industrial | Paper and Printing | Existing | Space Heating | Natural Gas | Gas Boiler - Maintenance | A | Incremental Summer Peak Savings (MW) | Achievable Technical Potential | 0 | 0 | 0 | 0 | 0 | 0 | 0 | 0 | 0 | 0 | 0 | 0 | 0 | 0 | 0 | 0 | 0 | 0 | 0 | 0 | 0 | 0 | 0 | 0 | 0 | 0 | 0 | 0 | 0 | 0 | 0
F9_Industrial_Paper and Printing_Existing_Space Heating_Natural Gas_Gas Boiler - Maintenance_A_Achievable Technical Potential | F9 | Industrial | Paper and Printing | Existing | Space Heating | Natural Gas | Gas Boiler - Maintenance | A | Incremental Winter Peak Savings (MW) | Achievable Technical Potential | 0 | 0 | 0 | 0 | 0 | 0 | 0 | 0 | 0 | 0 | 0 | 0 | 0 | 0 | 0 | 0 | 0 | 0 | 0 | 0 | 0 | 0 | 0 | 0 | 0 | 0 | 0 | 0 | 0 | 0 | 0
F10_Industrial_Paper and Printing_Existing_Space Heating_Natural Gas_Gas Boiler - Maintenance_A_Achievable Technical Potential | F10 | Industrial | Paper and Printing | Existing | Space Heating | Natural Gas | Gas Boiler - Maintenance | A | Cumulative Energy Savings (MWh or mTherms) | Achievable Technical Potential | 0 | 0 | 0 | 0 | 0 | 0.0023356 | 0.0039448 | 0.0050288 | 0.0058539 | 0.0065621 | 0.0071531 | 0.0076441 | 0.0080469 | 0.0083677 | 0.0086213 | 0.0088217 | 0.008963 | 0.0090581 | 0.0091175 | 0.0091495 | 0.0091746 | 0.0091782 | 0.009174 | 0.0091621 | 0.0091405 | 0.0090875 | 0.0090391 | 0.0089949 | 0.0089546 | 0.0089179 | 0.0088843
F11_Industrial_Paper and Printing_Existing_Space Heating_Natural Gas_Gas Boiler - Maintenance_A_Achievable Technical Potential | F11 | Industrial | Paper and Printing | Existing | Space Heating | Natural Gas | Gas Boiler - Maintenance | A | Cumulative Summer Peak Savings (MW) | Achievable Technical Potential | 0 | 0 | 0 | 0 | 0 | 0 | 0 | 0 | 0 | 0 | 0 | 0 | 0 | 0 | 0 | 0 | 0 | 0 | 0 | 0 | 0 | 0 | 0 | 0 | 0 | 0 | 0 | 0 | 0 | 0 | 0
F12_Industrial_Paper and Printing_Existing_Space Heating_Natural Gas_Gas Boiler - Maintenance_A_Achievable Technical Potential | F12 | Industrial | Paper and Printing | Existing | Space Heating | Natural Gas | Gas Boiler - Maintenance | A | Cumulative Winter Peak Savings (MW) | Achievable Technical Potential | 0 | 0 | 0 | 0 | 0 | 0 | 0 | 0 | 0 | 0 | 0 | 0 | 0 | 0 | 0 | 0 | 0 | 0 | 0 | 0 | 0 | 0 | 0 | 0 | 0 | 0 | 0 | 0 | 0 | 0 | 0
F13_Industrial_Paper and Printing_Existing_Space Heating_Natural Gas_Gas Boiler - Maintenance_A_Achievable Technical Potential | F13 | Industrial | Paper and Printing | Existing | Space Heating | Natural Gas | Gas Boiler - Maintenance | A | Purchases (Incremental) | Achievable Technical Potential | 0 | 0 | 0 | 0 | 0 | 0.023385 | 0.016382 | 0.011274 | 0.0087848 | 0.0077032 | 0.0065812 | 0.0056226 | 0.0047672 | 0.0039583 | 0.0033325 | 0.0027542 | 0.0021453 | 0.0016623 | 0.0012831 | 0.0010004 | 0.00091482 | 0.00071316 | 0.00061187 | 0.00051144 | 0.00041178 | 0 | 0 | 0 | 0 | 0 | 0
F14_Industrial_Paper and Printing_Existing_Space Heating_Natural Gas_Gas Boiler - Maintenance_A_Achievable Technical Potential | F14 | Industrial | Paper and Printing | Existing | Space Heating | Natural Gas | Gas Boiler - Maintenance | A | Purchases (Cumulative) | Achievable Technical Potential | 0 | 0 | 0 | 0 | 0 | 0.023385 | 0.039767 | 0.051041 | 0.059826 | 0.067529 | 0.07411 | 0.079733 | 0.0845 | 0.088458 | 0.091791 | 0.094545 | 0.09669 | 0.098352 | 0.099635 | 0.10064 | 0.10155 | 0.10226 | 0.10288 | 0.10339 | 0.1038 | 0.1038 | 0.1038 | 0.1038 | 0.1038 | 0.1038 | 0.1038
F1_Industrial_Paper and Printing_Existing_Process_Natural Gas_Gas Boiler - Maintenance_A_Achievable Technical Potential | F1 | Industrial | Paper and Printing | Existing | Process | Natural Gas | Gas Boiler - Maintenance | A | Original Unit Energy Savings (kWh or therms) | Achievable Technical Potential | 0 | 0 | 0 | 0 | 0 | 55.8015 | 55.8015 | 55.8015 | 55.8015 | 55.8015 | 55.8015 | 55.8015 | 55.8015 | 55.8015 | 55.8015 | 55.8015 | 55.8015 | 55.8015 | 55.8015 | 55.8015 | 55.8015 | 55.8015 | 55.8015 | 55.8015 | 55.8015 | 55.8015 | 55.8015 | 55.8015 | 55.8015 | 55.8015 | 55.8015
F2_Industrial_Paper and Printing_Existing_Process_Natural Gas_Gas Boiler - Maintenance_A_Achievable Technical Potential | F2 | Industrial | Paper and Printing | Existing | Process | Natural Gas | Gas Boiler - Maintenance | A | Original Unit Summer Peak Savings (kW) | Achievable Technical Potential | 0 | 0 | 0 | 0 | 0 | 0 | 0 | 0 | 0 | 0 | 0 | 0 | 0 | 0 | 0 | 0 | 0 | 0 | 0 | 0 | 0 | 0 | 0 | 0 | 0 | 0 | 0 | 0 | 0 | 0 | 0
F3_Industrial_Paper and Printing_Existing_Process_Natural Gas_Gas Boiler - Maintenance_A_Achievable Technical Potential | F3 | Industrial | Paper and Printing | Existing | Process | Natural Gas | Gas Boiler - Maintenance | A | Original Unit Winter Peak Savings (kW) | Achievable Technical Potential | 0 | 0 | 0 | 0 | 0 | 0 | 0 | 0 | 0 | 0 | 0 | 0 | 0 | 0 | 0 | 0 | 0 | 0 | 0 | 0 | 0 | 0 | 0 | 0 | 0 | 0 | 0 | 0 | 0 | 0 | 0
F4_Industrial_Paper and Printing_Existing_Process_Natural Gas_Gas Boiler - Maintenance_A_Achievable Technical Potential | F4 | Industrial | Paper and Printing | Existing | Process | Natural Gas | Gas Boiler - Maintenance | A | Standalone Impact on Baseline Energy (%) | Achievable Technical Potential | 0% | 0% | 0% | 0% | 0% | 0.01983% | 0.03373% | 0.04355% | 0.05102% | 0.05754% | 0.06397% | 0.06901% | 0.07328% | 0.07795% | 0.08058% | 0.0838% | 0.08569% | 0.0876% | 0.08954% | 0.09034% | 0.09154% | 0.09254% | 0.09343% | 0.09422% | 0.00094892 | 0.00095168 | 0.00095423 | 0.00095655 | 0 | 0 | 0
F5_Industrial_Paper and Printing_Existing_Process_Natural Gas_Gas Boiler - Maintenance_A_Achievable Technical Potential | F5 | Industrial | Paper and Printing | Existing | Process | Natural Gas | Gas Boiler - Maintenance | A | Standalone Impact on Baseline Summer Peak (%) | Achievable Technical Potential | 0% | 0% | 0% | 0% | 0% | 0% | 0% | 0% | 0% | 0% | 0% | 0% | 0% | 0% | 0% | 0% | 0% | 0% | 0% | 0% | 0% | 0% | 0% | 0% | 0 | 0 | 0 | 0 | 0 | 0 | 0
F6_Industrial_Paper and Printing_Existing_Process_Natural Gas_Gas Boiler - Maintenance_A_Achievable Technical Potential | F6 | Industrial | Paper and Printing | Existing | Process | Natural Gas | Gas Boiler - Maintenance | A | Standalone Impact on Baseline Winter Peak (%) | Achievable Technical Potential | 0% | 0% | 0% | 0% | 0% | 0% | 0% | 0% | 0% | 0% | 0% | 0% | 0% | 0% | 0% | 0% | 0% | 0% | 0% | 0% | 0% | 0% | 0% | 0% | 0 | 0 | 0 | 0 | 0 | 0 | 0
F7_Industrial_Paper and Printing_Existing_Process_Natural Gas_Gas Boiler - Maintenance_A_Achievable Technical Potential | F7 | Industrial | Paper and Printing | Existing | Process | Natural Gas | Gas Boiler - Maintenance | A | Incremental Energy Savings (MWh or mTherms) | Achievable Technical Potential | 0 | 0 | 0 | 0 | 0 | 0.05207 | 0.036477 | 0.025103 | 0.019561 | 0.017152 | 0.014654 | 0.012519 | 0.010615 | 0.0088136 | 0.0074203 | 0.0061327 | 0.0047767 | 0.0037014 | 0.0028569 | 0.0022276 | 0.002037 | 0.001588 | 0.0013624 | 0.0011388 | 0.00091689 | 0 | 0 | 0 | 0 | 0 | 0
F8_Industrial_Paper and Printing_Existing_Process_Natural Gas_Gas Boiler - Maintenance_A_Achievable Technical Potential | F8 | Industrial | Paper and Printing | Existing | Process | Natural Gas | Gas Boiler - Maintenance | A | Incremental Summer Peak Savings (MW) | Achievable Technical Potential | 0 | 0 | 0 | 0 | 0 | 0 | 0 | 0 | 0 | 0 | 0 | 0 | 0 | 0 | 0 | 0 | 0 | 0 | 0 | 0 | 0 | 0 | 0 | 0 | 0 | 0 | 0 | 0 | 0 | 0 | 0
F9_Industrial_Paper and Printing_Existing_Process_Natural Gas_Gas Boiler - Maintenance_A_Achievable Technical Potential | F9 | Industrial | Paper and Printing | Existing | Process | Natural Gas | Gas Boiler - Maintenance | A | Incremental Winter Peak Savings (MW) | Achievable Technical Potential | 0 | 0 | 0 | 0 | 0 | 0 | 0 | 0 | 0 | 0 | 0 | 0 | 0 | 0 | 0 | 0 | 0 | 0 | 0 | 0 | 0 | 0 | 0 | 0 | 0 | 0 | 0 | 0 | 0 | 0 | 0
F10_Industrial_Paper and Printing_Existing_Process_Natural Gas_Gas Boiler - Maintenance_A_Achievable Technical Potential | F10 | Industrial | Paper and Printing | Existing | Process | Natural Gas | Gas Boiler - Maintenance | A | Cumulative Energy Savings (MWh or mTherms) | Achievable Technical Potential | 0 | 0 | 0 | 0 | 0 | 0.05207 | 0.088547 | 0.11365 | 0.13321 | 0.15036 | 0.16502 | 0.17754 | 0.18815 | 0.19696 | 0.20438 | 0.21052 | 0.21529 | 0.219 | 0.22185 | 0.22408 | 0.22612 | 0.2277 | 0.22907 | 0.23021 | 0.23112 | 0.23112 | 0.23112 | 0.23112 | 0.23112 | 0.23112 | 0.23112
F11_Industrial_Paper and Printing_Existing_Process_Natural Gas_Gas Boiler - Maintenance_A_Achievable Technical Potential | F11 | Industrial | Paper and Printing | Existing | Process | Natural Gas | Gas Boiler - Maintenance | A | Cumulative Summer Peak Savings (MW) | Achievable Technical Potential | 0 | 0 | 0 | 0 | 0 | 0 | 0 | 0 | 0 | 0 | 0 | 0 | 0 | 0 | 0 | 0 | 0 | 0 | 0 | 0 | 0 | 0 | 0 | 0 | 0 | 0 | 0 | 0 | 0 | 0 | 0
F12_Industrial_Paper and Printing_Existing_Process_Natural Gas_Gas Boiler - Maintenance_A_Achievable Technical Potential | F12 | Industrial | Paper and Printing | Existing | Process | Natural Gas | Gas Boiler - Maintenance | A | Cumulative Winter Peak Savings (MW) | Achievable Technical Potential | 0 | 0 | 0 | 0 | 0 | 0 | 0 | 0 | 0 | 0 | 0 | 0 | 0 | 0 | 0 | 0 | 0 | 0 | 0 | 0 | 0 | 0 | 0 | 0 | 0 | 0 | 0 | 0 | 0 | 0 | 0
F13_Industrial_Paper and Printing_Existing_Process_Natural Gas_Gas Boiler - Maintenance_A_Achievable Technical Potential | F13 | Industrial | Paper and Printing | Existing | Process | Natural Gas | Gas Boiler - Maintenance | A | Purchases (Incremental) | Achievable Technical Potential | 0 | 0 | 0 | 0 | 0 | 0.93313 | 0.65369 | 0.44986 | 0.35054 | 0.30738 | 0.26261 | 0.22436 | 0.19023 | 0.15795 | 0.13298 | 0.1099 | 0.085602 | 0.066332 | 0.051198 | 0.03992 | 0.036504 | 0.028457 | 0.024416 | 0.020408 | 0.016431 | 0 | 0 | 0 | 0 | 0 | 0
F14_Industrial_Paper and Printing_Existing_Process_Natural Gas_Gas Boiler - Maintenance_A_Achievable Technical Potential | F14 | Industrial | Paper and Printing | Existing | Process | Natural Gas | Gas Boiler - Maintenance | A | Purchases (Cumulative) | Achievable Technical Potential | 0 | 0 | 0 | 0 | 0 | 0.93313 | 1.5868 | 2.0367 | 2.3872 | 2.6946 | 2.9572 | 3.1816 | 3.3718 | 3.5297 | 3.6627 | 3.7726 | 3.8582 | 3.9245 | 3.9757 | 4.0157 | 4.0522 | 4.0806 | 4.105 | 4.1254 | 4.1419 | 4.1419 | 4.1419 | 4.1419 | 4.1419 | 4.1419 | 4.1419
F1_Industrial_Paper and Printing_Existing_Space Heating_Natural Gas_Gas Furnace - Maintenance_A_Achievable Technical Potential | F1 | Industrial | Paper and Printing | Existing | Space Heating | Natural Gas | Gas Furnace - Maintenance | A | Original Unit Energy Savings (kWh or therms) | Achievable Technical Potential | 0 | 0 | 0 | 0 | 0 | 0.0091939 | 0.0091109 | 0.0090054 | 0.0088982 | 0.0087907 | 0.0086854 | 0.0085811 | 0.0084829 | 0.0083904 | 0.0082972 | 0.0082156 | 0.0081386 | 0.0080664 | 0.0079984 | 0.0079296 | 0.007863 | 0.0077967 | 0.0077284 | 0.0076628 | 0.0075997 | 0.0075405 | 0.0074852 | 0.0074333 | 0.0073847 | 0.0073392 | 0.0072965
F2_Industrial_Paper and Printing_Existing_Space Heating_Natural Gas_Gas Furnace - Maintenance_A_Achievable Technical Potential | F2 | Industrial | Paper and Printing | Existing | Space Heating | Natural Gas | Gas Furnace - Maintenance | A | Original Unit Summer Peak Savings (kW) | Achievable Technical Potential | 0 | 0 | 0 | 0 | 0 | 0 | 0 | 0 | 0 | 0 | 0 | 0 | 0 | 0 | 0 | 0 | 0 | 0 | 0 | 0 | 0 | 0 | 0 | 0 | 0 | 0 | 0 | 0 | 0 | 0 | 0
F3_Industrial_Paper and Printing_Existing_Space Heating_Natural Gas_Gas Furnace - Maintenance_A_Achievable Technical Potential | F3 | Industrial | Paper and Printing | Existing | Space Heating | Natural Gas | Gas Furnace - Maintenance | A | Original Unit Winter Peak Savings (kW) | Achievable Technical Potential | 0 | 0 | 0 | 0 | 0 | 0 | 0 | 0 | 0 | 0 | 0 | 0 | 0 | 0 | 0 | 0 | 0 | 0 | 0 | 0 | 0 | 0 | 0 | 0 | 0 | 0 | 0 | 0 | 0 | 0 | 0
F4_Industrial_Paper and Printing_Existing_Space Heating_Natural Gas_Gas Furnace - Maintenance_A_Achievable Technical Potential | F4 | Industrial | Paper and Printing | Existing | Space Heating | Natural Gas | Gas Furnace - Maintenance | A | Standalone Impact on Baseline Energy (%) | Achievable Technical Potential | 0% | 0% | 0% | 0% | 0% | 5.834e-06% | 9.884e-06% | 1.269e-05% | 1.479e-05% | 1.659e-05% | 1.835e-05% | 1.969e-05% | 2.083e-05% | 2.207e-05% | 2.274e-05% | 2.359e-05% | 2.407e-05% | 2.456e-05% | 2.505e-05% | 2.521e-05% | 2.549e-05% | 2.571e-05% | 2.587e-05% | 2.6e-05% | 2.6107e-07 | 2.6102e-07 | 2.6094e-07 | 2.6082e-07 | 0 | 0 | 0
F5_Industrial_Paper and Printing_Existing_Space Heating_Natural Gas_Gas Furnace - Maintenance_A_Achievable Technical Potential | F5 | Industrial | Paper and Printing | Existing | Space Heating | Natural Gas | Gas Furnace - Maintenance | A | Standalone Impact on Baseline Summer Peak (%) | Achievable Technical Potential | 0% | 0% | 0% | 0% | 0% | 0% | 0% | 0% | 0% | 0% | 0% | 0% | 0% | 0% | 0% | 0% | 0% | 0% | 0% | 0% | 0% | 0% | 0% | 0% | 0 | 0 | 0 | 0 | 0 | 0 | 0
F6_Industrial_Paper and Printing_Existing_Space Heating_Natural Gas_Gas Furnace - Maintenance_A_Achievable Technical Potential | F6 | Industrial | Paper and Printing | Existing | Space Heating | Natural Gas | Gas Furnace - Maintenance | A | Standalone Impact on Baseline Winter Peak (%) | Achievable Technical Potential | 0% | 0% | 0% | 0% | 0% | 0% | 0% | 0% | 0% | 0% | 0% | 0% | 0% | 0% | 0% | 0% | 0% | 0% | 0% | 0% | 0% | 0% | 0% | 0% | 0 | 0 | 0 | 0 | 0 | 0 | 0
F7_Industrial_Paper and Printing_Existing_Space Heating_Natural Gas_Gas Furnace - Maintenance_A_Achievable Technical Potential | F7 | Industrial | Paper and Printing | Existing | Space Heating | Natural Gas | Gas Furnace - Maintenance | A | Incremental Energy Savings (MWh or mTherms) | Achievable Technical Potential | 0 | 0 | 0 | 0 | 0 | 3.2602e-06 | 2.2633e-06 | 1.5395e-06 | 1.1854e-06 | 1.0268e-06 | 8.6678e-07 | 7.3163e-07 | 6.1323e-07 | 5.0362e-07 | 4.1929e-07 | 3.4312e-07 | 2.6476e-07 | 2.0333e-07 | 1.5562e-07 | 1.203e-07 | 1.0908e-07 | 8.4316e-08 | 7.1707e-08 | 5.9429e-08 | 4.7454e-08 | 0 | 0 | 0 | 0 | 0 | 0
F8_Industrial_Paper and Printing_Existing_Space Heating_Natural Gas_Gas Furnace - Maintenance_A_Achievable Technical Potential | F8 | Industrial | Paper and Printing | Existing | Space Heating | Natural Gas | Gas Furnace - Maintenance | A | Incremental Summer Peak Savings (MW) | Achievable Technical Potential | 0 | 0 | 0 | 0 | 0 | 0 | 0 | 0 | 0 | 0 | 0 | 0 | 0 | 0 | 0 | 0 | 0 | 0 | 0 | 0 | 0 | 0 | 0 | 0 | 0 | 0 | 0 | 0 | 0 | 0 | 0
F9_Industrial_Paper and Printing_Existing_Space Heating_Natural Gas_Gas Furnace - Maintenance_A_Achievable Technical Potential | F9 | Industrial | Paper and Printing | Existing | Space Heating | Natural Gas | Gas Furnace - Maintenance | A | Incremental Winter Peak Savings (MW) | Achievable Technical Potential | 0 | 0 | 0 | 0 | 0 | 0 | 0 | 0 | 0 | 0 | 0 | 0 | 0 | 0 | 0 | 0 | 0 | 0 | 0 | 0 | 0 | 0 | 0 | 0 | 0 | 0 | 0 | 0 | 0 | 0 | 0
F10_Industrial_Paper and Printing_Existing_Space Heating_Natural Gas_Gas Furnace - Maintenance_A_Achievable Technical Potential | F10 | Industrial | Paper and Printing | Existing | Space Heating | Natural Gas | Gas Furnace - Maintenance | A | Cumulative Energy Savings (MWh or mTherms) | Achievable Technical Potential | 0 | 0 | 0 | 0 | 0 | 3.2602e-06 | 5.4941e-06 | 6.97e-06 | 8.0724e-06 | 9.0017e-06 | 9.7607e-06 | 1.0375e-05 | 1.087e-05 | 1.1255e-05 | 1.1549e-05 | 1.1778e-05 | 1.1933e-05 | 1.203e-05 | 1.2085e-05 | 1.2101e-05 | 1.2108e-05 | 1.2091e-05 | 1.2056e-05 | 1.2013e-05 | 1.1962e-05 | 1.1869e-05 | 1.1782e-05 | 1.17e-05 | 1.1624e-05 | 1.1552e-05 | 1.1485e-05
F11_Industrial_Paper and Printing_Existing_Space Heating_Natural Gas_Gas Furnace - Maintenance_A_Achievable Technical Potential | F11 | Industrial | Paper and Printing | Existing | Space Heating | Natural Gas | Gas Furnace - Maintenance | A | Cumulative Summer Peak Savings (MW) | Achievable Technical Potential | 0 | 0 | 0 | 0 | 0 | 0 | 0 | 0 | 0 | 0 | 0 | 0 | 0 | 0 | 0 | 0 | 0 | 0 | 0 | 0 | 0 | 0 | 0 | 0 | 0 | 0 | 0 | 0 | 0 | 0 | 0
F12_Industrial_Paper and Printing_Existing_Space Heating_Natural Gas_Gas Furnace - Maintenance_A_Achievable Technical Potential | F12 | Industrial | Paper and Printing | Existing | Space Heating | Natural Gas | Gas Furnace - Maintenance | A | Cumulative Winter Peak Savings (MW) | Achievable Technical Potential | 0 | 0 | 0 | 0 | 0 | 0 | 0 | 0 | 0 | 0 | 0 | 0 | 0 | 0 | 0 | 0 | 0 | 0 | 0 | 0 | 0 | 0 | 0 | 0 | 0 | 0 | 0 | 0 | 0 | 0 | 0
F13_Industrial_Paper and Printing_Existing_Space Heating_Natural Gas_Gas Furnace - Maintenance_A_Achievable Technical Potential | F13 | Industrial | Paper and Printing | Existing | Space Heating | Natural Gas | Gas Furnace - Maintenance | A | Purchases (Incremental) | Achievable Technical Potential | 0 | 0 | 0 | 0 | 0 | 0.35461 | 0.24842 | 0.17096 | 0.13321 | 0.11681 | 0.099797 | 0.08526 | 0.07229 | 0.060023 | 0.050534 | 0.041765 | 0.032531 | 0.025207 | 0.019456 | 0.015171 | 0.013872 | 0.010814 | 0.0092784 | 0.0077555 | 0.0062443 | 0 | 0 | 0 | 0 | 0 | 0
F14_Industrial_Paper and Printing_Existing_Space Heating_Natural Gas_Gas Furnace - Maintenance_A_Achievable Technical Potential | F14 | Industrial | Paper and Printing | Existing | Space Heating | Natural Gas | Gas Furnace - Maintenance | A | Purchases (Cumulative) | Achievable Technical Potential | 0 | 0 | 0 | 0 | 0 | 0.35461 | 0.60302 | 0.77398 | 0.90719 | 1.024 | 1.1238 | 1.2091 | 1.2814 | 1.3414 | 1.3919 | 1.4337 | 1.4662 | 1.4914 | 1.5109 | 1.526 | 1.5399 | 1.5507 | 1.56 | 1.5678 | 1.574 | 1.574 | 1.574 | 1.574 | 1.574 | 1.574 | 1.574
F1_Industrial_Paper and Printing_Existing_Space Heating_Natural Gas_Gas Boiler - Hot Water Reset_A_Achievable Technical Potential | F1 | Industrial | Paper and Printing | Existing | Space Heating | Natural Gas | Gas Boiler - Hot Water Reset | A | Original Unit Energy Savings (kWh or therms) | Achievable Technical Potential | 0 | 0 | 0 | 0 | 0 | 363.1796 | 360.7187 | 358.2734 | 355.8151 | 353.3638 | 350.9815 | 348.6228 | 346.2893 | 343.9826 | 341.5408 | 339.2998 | 337.0841 | 334.9047 | 332.7574 | 330.6053 | 328.527 | 326.3638 | 324.2756 | 322.253 | 320.2174 | 318.3598 | 316.6647 | 315.1177 | 313.7059 | 312.4173 | 311.2412
F2_Industrial_Paper and Printing_Existing_Space Heating_Natural Gas_Gas Boiler - Hot Water Reset_A_Achievable Technical Potential | F2 | Industrial | Paper and Printing | Existing | Space Heating | Natural Gas | Gas Boiler - Hot Water Reset | A | Original Unit Summer Peak Savings (kW) | Achievable Technical Potential | 0 | 0 | 0 | 0 | 0 | 0 | 0 | 0 | 0 | 0 | 0 | 0 | 0 | 0 | 0 | 0 | 0 | 0 | 0 | 0 | 0 | 0 | 0 | 0 | 0 | 0 | 0 | 0 | 0 | 0 | 0
F3_Industrial_Paper and Printing_Existing_Space Heating_Natural Gas_Gas Boiler - Hot Water Reset_A_Achievable Technical Potential | F3 | Industrial | Paper and Printing | Existing | Space Heating | Natural Gas | Gas Boiler - Hot Water Reset | A | Original Unit Winter Peak Savings (kW) | Achievable Technical Potential | 0 | 0 | 0 | 0 | 0 | 0 | 0 | 0 | 0 | 0 | 0 | 0 | 0 | 0 | 0 | 0 | 0 | 0 | 0 | 0 | 0 | 0 | 0 | 0 | 0 | 0 | 0 | 0 | 0 | 0 | 0
F4_Industrial_Paper and Printing_Existing_Space Heating_Natural Gas_Gas Boiler - Hot Water Reset_A_Achievable Technical Potential | F4 | Industrial | Paper and Printing | Existing | Space Heating | Natural Gas | Gas Boiler - Hot Water Reset | A | Standalone Impact on Baseline Energy (%) | Achievable Technical Potential | 0% | 0% | 0% | 0% | 0% | 0.007385% | 0.01643% | 0.02758% | 0.0404% | 0.05501% | 0.07286% | 0.09189% | 0.1113% | 0.1313% | 0.1465% | 0.1601% | 0.1682% | 0.1738% | 0.1776% | 0.1783% | 0.1793% | 0.18% | 0.1805% | 0.181% | 0.0018133 | 0.0018166 | 0.0018197 | 0.0018227 | 0 | 0 | 0
F5_Industrial_Paper and Printing_Existing_Space Heating_Natural Gas_Gas Boiler - Hot Water Reset_A_Achievable Technical Potential | F5 | Industrial | Paper and Printing | Existing | Space Heating | Natural Gas | Gas Boiler - Hot Water Reset | A | Standalone Impact on Baseline Summer Peak (%) | Achievable Technical Potential | 0% | 0% | 0% | 0% | 0% | 0% | 0% | 0% | 0% | 0% | 0% | 0% | 0% | 0% | 0% | 0% | 0% | 0% | 0% | 0% | 0% | 0% | 0% | 0% | 0 | 0 | 0 | 0 | 0 | 0 | 0
F6_Industrial_Paper and Printing_Existing_Space Heating_Natural Gas_Gas Boiler - Hot Water Reset_A_Achievable Technical Potential | F6 | Industrial | Paper and Printing | Existing | Space Heating | Natural Gas | Gas Boiler - Hot Water Reset | A | Standalone Impact on Baseline Winter Peak (%) | Achievable Technical Potential | 0% | 0% | 0% | 0% | 0% | 0% | 0% | 0% | 0% | 0% | 0% | 0% | 0% | 0% | 0% | 0% | 0% | 0% | 0% | 0% | 0% | 0% | 0% | 0% | 0 | 0 | 0 | 0 | 0 | 0 | 0
F7_Industrial_Paper and Printing_Existing_Space Heating_Natural Gas_Gas Boiler - Hot Water Reset_A_Achievable Technical Potential | F7 | Industrial | Paper and Printing | Existing | Space Heating | Natural Gas | Gas Boiler - Hot Water Reset | A | Incremental Energy Savings (MWh or mTherms) | Achievable Technical Potential | 0 | 0 | 0 | 0 | 0 | 0.0041275 | 0.0050308 | 0.0060784 | 0.0070114 | 0.0079489 | 0.0091133 | 0.0099031 | 0.010029 | 0.0092388 | 0.0079152 | 0.0060269 | 0.0039632 | 0.0022748 | 0.0010786 | 0.0004539 | 0.00016334 | 5.0487e-05 | 1.0894e-05 | 1.7734e-06 | 2.1085e-07 | 0 | 0 | 0 | 0 | 0 | 0
F8_Industrial_Paper and Printing_Existing_Space Heating_Natural Gas_Gas Boiler - Hot Water Reset_A_Achievable Technical Potential | F8 | Industrial | Paper and Printing | Existing | Space Heating | Natural Gas | Gas Boiler - Hot Water Reset | A | Incremental Summer Peak Savings (MW) | Achievable Technical Potential | 0 | 0 | 0 | 0 | 0 | 0 | 0 | 0 | 0 | 0 | 0 | 0 | 0 | 0 | 0 | 0 | 0 | 0 | 0 | 0 | 0 | 0 | 0 | 0 | 0 | 0 | 0 | 0 | 0 | 0 | 0
F9_Industrial_Paper and Printing_Existing_Space Heating_Natural Gas_Gas Boiler - Hot Water Reset_A_Achievable Technical Potential | F9 | Industrial | Paper and Printing | Existing | Space Heating | Natural Gas | Gas Boiler - Hot Water Reset | A | Incremental Winter Peak Savings (MW) | Achievable Technical Potential | 0 | 0 | 0 | 0 | 0 | 0 | 0 | 0 | 0 | 0 | 0 | 0 | 0 | 0 | 0 | 0 | 0 | 0 | 0 | 0 | 0 | 0 | 0 | 0 | 0 | 0 | 0 | 0 | 0 | 0 | 0
F10_Industrial_Paper and Printing_Existing_Space Heating_Natural Gas_Gas Boiler - Hot Water Reset_A_Achievable Technical Potential | F10 | Industrial | Paper and Printing | Existing | Space Heating | Natural Gas | Gas Boiler - Hot Water Reset | A | Cumulative Energy Savings (MWh or mTherms) | Achievable Technical Potential | 0 | 0 | 0 | 0 | 0 | 0.0041275 | 0.0091302 | 0.015147 | 0.022054 | 0.029851 | 0.038763 | 0.048406 | 0.058111 | 0.066962 | 0.074402 | 0.079941 | 0.083382 | 0.085118 | 0.085651 | 0.08555 | 0.085176 | 0.084666 | 0.084135 | 0.083612 | 0.083084 | 0.082602 | 0.082162 | 0.081761 | 0.081394 | 0.08106 | 0.080755
F11_Industrial_Paper and Printing_Existing_Space Heating_Natural Gas_Gas Boiler - Hot Water Reset_A_Achievable Technical Potential | F11 | Industrial | Paper and Printing | Existing | Space Heating | Natural Gas | Gas Boiler - Hot Water Reset | A | Cumulative Summer Peak Savings (MW) | Achievable Technical Potential | 0 | 0 | 0 | 0 | 0 | 0 | 0 | 0 | 0 | 0 | 0 | 0 | 0 | 0 | 0 | 0 | 0 | 0 | 0 | 0 | 0 | 0 | 0 | 0 | 0 | 0 | 0 | 0 | 0 | 0 | 0
F12_Industrial_Paper and Printing_Existing_Space Heating_Natural Gas_Gas Boiler - Hot Water Reset_A_Achievable Technical Potential | F12 | Industrial | Paper and Printing | Existing | Space Heating | Natural Gas | Gas Boiler - Hot Water Reset | A | Cumulative Winter Peak Savings (MW) | Achievable Technical Potential | 0 | 0 | 0 | 0 | 0 | 0 | 0 | 0 | 0 | 0 | 0 | 0 | 0 | 0 | 0 | 0 | 0 | 0 | 0 | 0 | 0 | 0 | 0 | 0 | 0 | 0 | 0 | 0 | 0 | 0 | 0
F13_Industrial_Paper and Printing_Existing_Space Heating_Natural Gas_Gas Boiler - Hot Water Reset_A_Achievable Technical Potential | F13 | Industrial | Paper and Printing | Existing | Space Heating | Natural Gas | Gas Boiler - Hot Water Reset | A | Purchases (Incremental) | Achievable Technical Potential | 0 | 0 | 0 | 0 | 0 | 0.011365 | 0.013946 | 0.016966 | 0.019705 | 0.022495 | 0.025965 | 0.028406 | 0.02896 | 0.026858 | 0.023175 | 0.017763 | 0.011757 | 0.0067925 | 0.0032413 | 0.0013729 | 0.00049718 | 0.00015469 | 3.3593e-05 | 5.5031e-06 | 6.5847e-07 | 0 | 0 | 0 | 0 | 0 | 0
F14_Industrial_Paper and Printing_Existing_Space Heating_Natural Gas_Gas Boiler - Hot Water Reset_A_Achievable Technical Potential | F14 | Industrial | Paper and Printing | Existing | Space Heating | Natural Gas | Gas Boiler - Hot Water Reset | A | Purchases (Cumulative) | Achievable Technical Potential | 0 | 0 | 0 | 0 | 0 | 0.011365 | 0.025311 | 0.042277 | 0.061982 | 0.084477 | 0.11044 | 0.13885 | 0.16781 | 0.19467 | 0.21784 | 0.23561 | 0.24736 | 0.25415 | 0.2574 | 0.25877 | 0.25927 | 0.25942 | 0.25945 | 0.25946 | 0.25946 | 0.25946 | 0.25946 | 0.25946 | 0.25946 | 0.25946 | 0.25946
F1_Industrial_Paper and Printing_Existing_Process_Natural Gas_Gas Boiler - Hot Water Reset_A_Achievable Technical Potential | F1 | Industrial | Paper and Printing | Existing | Process | Natural Gas | Gas Boiler - Hot Water Reset | A | Original Unit Energy Savings (kWh or therms) | Achievable Technical Potential | 0 | 0 | 0 | 0 | 0 | 101.4573 | 101.4573 | 101.4573 | 101.4573 | 101.4573 | 101.4573 | 101.4573 | 101.4573 | 101.4573 | 101.4573 | 101.4573 | 101.4573 | 101.4573 | 101.4573 | 101.4573 | 101.4573 | 101.4573 | 101.4573 | 101.4573 | 101.4573 | 101.4573 | 101.4573 | 101.4573 | 101.4573 | 101.4573 | 101.4573
F2_Industrial_Paper and Printing_Existing_Process_Natural Gas_Gas Boiler - Hot Water Reset_A_Achievable Technical Potential | F2 | Industrial | Paper and Printing | Existing | Process | Natural Gas | Gas Boiler - Hot Water Reset | A | Original Unit Summer Peak Savings (kW) | Achievable Technical Potential | 0 | 0 | 0 | 0 | 0 | 0 | 0 | 0 | 0 | 0 | 0 | 0 | 0 | 0 | 0 | 0 | 0 | 0 | 0 | 0 | 0 | 0 | 0 | 0 | 0 | 0 | 0 | 0 | 0 | 0 | 0
F3_Industrial_Paper and Printing_Existing_Process_Natural Gas_Gas Boiler - Hot Water Reset_A_Achievable Technical Potential | F3 | Industrial | Paper and Printing | Existing | Process | Natural Gas | Gas Boiler - Hot Water Reset | A | Original Unit Winter Peak Savings (kW) | Achievable Technical Potential | 0 | 0 | 0 | 0 | 0 | 0 | 0 | 0 | 0 | 0 | 0 | 0 | 0 | 0 | 0 | 0 | 0 | 0 | 0 | 0 | 0 | 0 | 0 | 0 | 0 | 0 | 0 | 0 | 0 | 0 | 0
F4_Industrial_Paper and Printing_Existing_Process_Natural Gas_Gas Boiler - Hot Water Reset_A_Achievable Technical Potential | F4 | Industrial | Paper and Printing | Existing | Process | Natural Gas | Gas Boiler - Hot Water Reset | A | Standalone Impact on Baseline Energy (%) | Achievable Technical Potential | 0% | 0% | 0% | 0% | 0% | 0.01752% | 0.03904% | 0.06559% | 0.09611% | 0.1309% | 0.1733% | 0.2185% | 0.2646% | 0.3119% | 0.3477% | 0.3797% | 0.3986% | 0.4116% | 0.4206% | 0.4223% | 0.4249% | 0.4268% | 0.4284% | 0.4299% | 0.0043126 | 0.0043252 | 0.0043368 | 0.0043473 | 0 | 0 | 0
F5_Industrial_Paper and Printing_Existing_Process_Natural Gas_Gas Boiler - Hot Water Reset_A_Achievable Technical Potential | F5 | Industrial | Paper and Printing | Existing | Process | Natural Gas | Gas Boiler - Hot Water Reset | A | Standalone Impact on Baseline Summer Peak (%) | Achievable Technical Potential | 0% | 0% | 0% | 0% | 0% | 0% | 0% | 0% | 0% | 0% | 0% | 0% | 0% | 0% | 0% | 0% | 0% | 0% | 0% | 0% | 0% | 0% | 0% | 0% | 0 | 0 | 0 | 0 | 0 | 0 | 0
F6_Industrial_Paper and Printing_Existing_Process_Natural Gas_Gas Boiler - Hot Water Reset_A_Achievable Technical Potential | F6 | Industrial | Paper and Printing | Existing | Process | Natural Gas | Gas Boiler - Hot Water Reset | A | Standalone Impact on Baseline Winter Peak (%) | Achievable Technical Potential | 0% | 0% | 0% | 0% | 0% | 0% | 0% | 0% | 0% | 0% | 0% | 0% | 0% | 0% | 0% | 0% | 0% | 0% | 0% | 0% | 0% | 0% | 0% | 0% | 0 | 0 | 0 | 0 | 0 | 0 | 0
F7_Industrial_Paper and Printing_Existing_Process_Natural Gas_Gas Boiler - Hot Water Reset_A_Achievable Technical Potential | F7 | Industrial | Paper and Printing | Existing | Process | Natural Gas | Gas Boiler - Hot Water Reset | A | Incremental Energy Savings (MWh or mTherms) | Achievable Technical Potential | 0 | 0 | 0 | 0 | 0 | 0.04601 | 0.056461 | 0.068685 | 0.079775 | 0.091069 | 0.10512 | 0.115 | 0.11724 | 0.10873 | 0.093823 | 0.071912 | 0.047599 | 0.027499 | 0.013122 | 0.0055582 | 0.0020128 | 0.00062627 | 0.000136 | 2.2279e-05 | 2.6658e-06 | 0 | 0 | 0 | 0 | 0 | 0
F8_Industrial_Paper and Printing_Existing_Process_Natural Gas_Gas Boiler - Hot Water Reset_A_Achievable Technical Potential | F8 | Industrial | Paper and Printing | Existing | Process | Natural Gas | Gas Boiler - Hot Water Reset | A | Incremental Summer Peak Savings (MW) | Achievable Technical Potential | 0 | 0 | 0 | 0 | 0 | 0 | 0 | 0 | 0 | 0 | 0 | 0 | 0 | 0 | 0 | 0 | 0 | 0 | 0 | 0 | 0 | 0 | 0 | 0 | 0 | 0 | 0 | 0 | 0 | 0 | 0
F9_Industrial_Paper and Printing_Existing_Process_Natural Gas_Gas Boiler - Hot Water Reset_A_Achievable Technical Potential | F9 | Industrial | Paper and Printing | Existing | Process | Natural Gas | Gas Boiler - Hot Water Reset | A | Incremental Winter Peak Savings (MW) | Achievable Technical Potential | 0 | 0 | 0 | 0 | 0 | 0 | 0 | 0 | 0 | 0 | 0 | 0 | 0 | 0 | 0 | 0 | 0 | 0 | 0 | 0 | 0 | 0 | 0 | 0 | 0 | 0 | 0 | 0 | 0 | 0 | 0
F10_Industrial_Paper and Printing_Existing_Process_Natural Gas_Gas Boiler - Hot Water Reset_A_Achievable Technical Potential | F10 | Industrial | Paper and Printing | Existing | Process | Natural Gas | Gas Boiler - Hot Water Reset | A | Cumulative Energy Savings (MWh or mTherms) | Achievable Technical Potential | 0 | 0 | 0 | 0 | 0 | 0.04601 | 0.10247 | 0.17116 | 0.25093 | 0.342 | 0.44712 | 0.56212 | 0.67937 | 0.7881 | 0.88192 | 0.95383 | 1.0014 | 1.0289 | 1.0421 | 1.0476 | 1.0496 | 1.0503 | 1.0504 | 1.0504 | 1.0504 | 1.0504 | 1.0504 | 1.0504 | 1.0504 | 1.0504 | 1.0504
F11_Industrial_Paper and Printing_Existing_Process_Natural Gas_Gas Boiler - Hot Water Reset_A_Achievable Technical Potential | F11 | Industrial | Paper and Printing | Existing | Process | Natural Gas | Gas Boiler - Hot Water Reset | A | Cumulative Summer Peak Savings (MW) | Achievable Technical Potential | 0 | 0 | 0 | 0 | 0 | 0 | 0 | 0 | 0 | 0 | 0 | 0 | 0 | 0 | 0 | 0 | 0 | 0 | 0 | 0 | 0 | 0 | 0 | 0 | 0 | 0 | 0 | 0 | 0 | 0 | 0
F12_Industrial_Paper and Printing_Existing_Process_Natural Gas_Gas Boiler - Hot Water Reset_A_Achievable Technical Potential | F12 | Industrial | Paper and Printing | Existing | Process | Natural Gas | Gas Boiler - Hot Water Reset | A | Cumulative Winter Peak Savings (MW) | Achievable Technical Potential | 0 | 0 | 0 | 0 | 0 | 0 | 0 | 0 | 0 | 0 | 0 | 0 | 0 | 0 | 0 | 0 | 0 | 0 | 0 | 0 | 0 | 0 | 0 | 0 | 0 | 0 | 0 | 0 | 0 | 0 | 0
F13_Industrial_Paper and Printing_Existing_Process_Natural Gas_Gas Boiler - Hot Water Reset_A_Achievable Technical Potential | F13 | Industrial | Paper and Printing | Existing | Process | Natural Gas | Gas Boiler - Hot Water Reset | A | Purchases (Incremental) | Achievable Technical Potential | 0 | 0 | 0 | 0 | 0 | 0.45349 | 0.55651 | 0.67698 | 0.7863 | 0.89761 | 1.0361 | 1.1335 | 1.1556 | 1.0717 | 0.92475 | 0.70879 | 0.46915 | 0.27104 | 0.12934 | 0.054784 | 0.019839 | 0.0061727 | 0.0013405 | 0.00021959 | 2.6275e-05 | 0 | 0 | 0 | 0 | 0 | 0
F14_Industrial_Paper and Printing_Existing_Process_Natural Gas_Gas Boiler - Hot Water Reset_A_Achievable Technical Potential | F14 | Industrial | Paper and Printing | Existing | Process | Natural Gas | Gas Boiler - Hot Water Reset | A | Purchases (Cumulative) | Achievable Technical Potential | 0 | 0 | 0 | 0 | 0 | 0.45349 | 1.01 | 1.687 | 2.4733 | 3.3709 | 4.407 | 5.5405 | 6.6961 | 7.7678 | 8.6925 | 9.4013 | 9.8705 | 10.1415 | 10.2709 | 10.3256 | 10.3455 | 10.3517 | 10.353 | 10.3532 | 10.3532 | 10.3532 | 10.3532 | 10.3532 | 10.3532 | 10.3532 | 10.3532
F1_Industrial_Paper and Printing_Existing_Space Heating_Natural Gas_Steam Trap Maintenance_A_Achievable Technical Potential | F1 | Industrial | Paper and Printing | Existing | Space Heating | Natural Gas | Steam Trap Maintenance | A | Original Unit Energy Savings (kWh or therms) | Achievable Technical Potential | 0 | 0 | 0 | 0 | 0 | 128.3037 | 127.4344 | 126.5705 | 125.702 | 124.836 | 123.9944 | 123.1611 | 122.3367 | 121.5218 | 120.6592 | 119.8675 | 119.0847 | 118.3148 | 117.5562 | 116.7959 | 116.0617 | 115.2975 | 114.5598 | 113.8452 | 113.1261 | 112.4698 | 111.871 | 111.3245 | 110.8257 | 110.3705 | 109.955
F2_Industrial_Paper and Printing_Existing_Space Heating_Natural Gas_Steam Trap Maintenance_A_Achievable Technical Potential | F2 | Industrial | Paper and Printing | Existing | Space Heating | Natural Gas | Steam Trap Maintenance | A | Original Unit Summer Peak Savings (kW) | Achievable Technical Potential | 0 | 0 | 0 | 0 | 0 | 0 | 0 | 0 | 0 | 0 | 0 | 0 | 0 | 0 | 0 | 0 | 0 | 0 | 0 | 0 | 0 | 0 | 0 | 0 | 0 | 0 | 0 | 0 | 0 | 0 | 0
F3_Industrial_Paper and Printing_Existing_Space Heating_Natural Gas_Steam Trap Maintenance_A_Achievable Technical Potential | F3 | Industrial | Paper and Printing | Existing | Space Heating | Natural Gas | Steam Trap Maintenance | A | Original Unit Winter Peak Savings (kW) | Achievable Technical Potential | 0 | 0 | 0 | 0 | 0 | 0 | 0 | 0 | 0 | 0 | 0 | 0 | 0 | 0 | 0 | 0 | 0 | 0 | 0 | 0 | 0 | 0 | 0 | 0 | 0 | 0 | 0 | 0 | 0 | 0 | 0
F4_Industrial_Paper and Printing_Existing_Space Heating_Natural Gas_Steam Trap Maintenance_A_Achievable Technical Potential | F4 | Industrial | Paper and Printing | Existing | Space Heating | Natural Gas | Steam Trap Maintenance | A | Standalone Impact on Baseline Energy (%) | Achievable Technical Potential | 0% | 0% | 0% | 0% | 0% | 0.001456% | 0.002908% | 0.004375% | 0.005823% | 0.00727% | 0.008817% | 0.0103% | 0.01178% | 0.01343% | 0.01484% | 0.01645% | 0.01792% | 0.01948% | 0.02111% | 0.02254% | 0.02408% | 0.02562% | 0.02715% | 0.02867% | 0.0003018 | 0.00030235 | 0.00030287 | 0.00030336 | 0 | 0 | 0
F5_Industrial_Paper and Printing_Existing_Space Heating_Natural Gas_Steam Trap Maintenance_A_Achievable Technical Potential | F5 | Industrial | Paper and Printing | Existing | Space Heating | Natural Gas | Steam Trap Maintenance | A | Standalone Impact on Baseline Summer Peak (%) | Achievable Technical Potential | 0% | 0% | 0% | 0% | 0% | 0% | 0% | 0% | 0% | 0% | 0% | 0% | 0% | 0% | 0% | 0% | 0% | 0% | 0% | 0% | 0% | 0% | 0% | 0% | 0 | 0 | 0 | 0 | 0 | 0 | 0
F6_Industrial_Paper and Printing_Existing_Space Heating_Natural Gas_Steam Trap Maintenance_A_Achievable Technical Potential | F6 | Industrial | Paper and Printing | Existing | Space Heating | Natural Gas | Steam Trap Maintenance | A | Standalone Impact on Baseline Winter Peak (%) | Achievable Technical Potential | 0% | 0% | 0% | 0% | 0% | 0% | 0% | 0% | 0% | 0% | 0% | 0% | 0% | 0% | 0% | 0% | 0% | 0% | 0% | 0% | 0% | 0% | 0% | 0% | 0 | 0 | 0 | 0 | 0 | 0 | 0
F7_Industrial_Paper and Printing_Existing_Space Heating_Natural Gas_Steam Trap Maintenance_A_Achievable Technical Potential | F7 | Industrial | Paper and Printing | Existing | Space Heating | Natural Gas | Steam Trap Maintenance | A | Incremental Energy Savings (MWh or mTherms) | Achievable Technical Potential | 0 | 0 | 0 | 0 | 0 | 0.00081385 | 0.00080789 | 0.00079768 | 0.00079264 | 0.00078783 | 0.00077258 | 0.00076529 | 0.00075862 | 0.0007416 | 0.00073915 | 0.0007273 | 0.00072264 | 0.00071436 | 0.00070344 | 0.00069972 | 0.00069245 | 0.00068521 | 0.00067835 | 0.00067183 | 0.00066548 | 0 | 0 | 0 | 0 | 0 | 0
F8_Industrial_Paper and Printing_Existing_Space Heating_Natural Gas_Steam Trap Maintenance_A_Achievable Technical Potential | F8 | Industrial | Paper and Printing | Existing | Space Heating | Natural Gas | Steam Trap Maintenance | A | Incremental Summer Peak Savings (MW) | Achievable Technical Potential | 0 | 0 | 0 | 0 | 0 | 0 | 0 | 0 | 0 | 0 | 0 | 0 | 0 | 0 | 0 | 0 | 0 | 0 | 0 | 0 | 0 | 0 | 0 | 0 | 0 | 0 | 0 | 0 | 0 | 0 | 0
F9_Industrial_Paper and Printing_Existing_Space Heating_Natural Gas_Steam Trap Maintenance_A_Achievable Technical Potential | F9 | Industrial | Paper and Printing | Existing | Space Heating | Natural Gas | Steam Trap Maintenance | A | Incremental Winter Peak Savings (MW) | Achievable Technical Potential | 0 | 0 | 0 | 0 | 0 | 0 | 0 | 0 | 0 | 0 | 0 | 0 | 0 | 0 | 0 | 0 | 0 | 0 | 0 | 0 | 0 | 0 | 0 | 0 | 0 | 0 | 0 | 0 | 0 | 0 | 0
F10_Industrial_Paper and Printing_Existing_Space Heating_Natural Gas_Steam Trap Maintenance_A_Achievable Technical Potential | F10 | Industrial | Paper and Printing | Existing | Space Heating | Natural Gas | Steam Trap Maintenance | A | Cumulative Energy Savings (MWh or mTherms) | Achievable Technical Potential | 0 | 0 | 0 | 0 | 0 | 0.00081385 | 0.0016162 | 0.0024029 | 0.0031791 | 0.003945 | 0.004691 | 0.0054248 | 0.0061471 | 0.0068477 | 0.0075383 | 0.0082161 | 0.0088851 | 0.009542 | 0.010184 | 0.010818 | 0.011443 | 0.012052 | 0.012654 | 0.013247 | 0.013828 | 0.013748 | 0.013675 | 0.013608 | 0.013547 | 0.013492 | 0.013441
F11_Industrial_Paper and Printing_Existing_Space Heating_Natural Gas_Steam Trap Maintenance_A_Achievable Technical Potential | F11 | Industrial | Paper and Printing | Existing | Space Heating | Natural Gas | Steam Trap Maintenance | A | Cumulative Summer Peak Savings (MW) | Achievable Technical Potential | 0 | 0 | 0 | 0 | 0 | 0 | 0 | 0 | 0 | 0 | 0 | 0 | 0 | 0 | 0 | 0 | 0 | 0 | 0 | 0 | 0 | 0 | 0 | 0 | 0 | 0 | 0 | 0 | 0 | 0 | 0
F12_Industrial_Paper and Printing_Existing_Space Heating_Natural Gas_Steam Trap Maintenance_A_Achievable Technical Potential | F12 | Industrial | Paper and Printing | Existing | Space Heating | Natural Gas | Steam Trap Maintenance | A | Cumulative Winter Peak Savings (MW) | Achievable Technical Potential | 0 | 0 | 0 | 0 | 0 | 0 | 0 | 0 | 0 | 0 | 0 | 0 | 0 | 0 | 0 | 0 | 0 | 0 | 0 | 0 | 0 | 0 | 0 | 0 | 0 | 0 | 0 | 0 | 0 | 0 | 0
F13_Industrial_Paper and Printing_Existing_Space Heating_Natural Gas_Steam Trap Maintenance_A_Achievable Technical Potential | F13 | Industrial | Paper and Printing | Existing | Space Heating | Natural Gas | Steam Trap Maintenance | A | Purchases (Incremental) | Achievable Technical Potential | 0 | 0 | 0 | 0 | 0 | 0.0063431 | 0.0063397 | 0.0063023 | 0.0063057 | 0.0063109 | 0.0062307 | 0.0062137 | 0.0062011 | 0.0061026 | 0.0061259 | 0.0060675 | 0.0060683 | 0.0060378 | 0.0059839 | 0.005991 | 0.0059662 | 0.005943 | 0.0059214 | 0.0059012 | 0.0058826 | 0 | 0 | 0 | 0 | 0 | 0
F14_Industrial_Paper and Printing_Existing_Space Heating_Natural Gas_Steam Trap Maintenance_A_Achievable Technical Potential | F14 | Industrial | Paper and Printing | Existing | Space Heating | Natural Gas | Steam Trap Maintenance | A | Purchases (Cumulative) | Achievable Technical Potential | 0 | 0 | 0 | 0 | 0 | 0.0063431 | 0.012683 | 0.018985 | 0.025291 | 0.031602 | 0.037832 | 0.044046 | 0.050247 | 0.05635 | 0.062476 | 0.068543 | 0.074612 | 0.080649 | 0.086633 | 0.092624 | 0.09859 | 0.10453 | 0.11045 | 0.11636 | 0.12224 | 0.12224 | 0.12224 | 0.12224 | 0.12224 | 0.12224 | 0.12224
F1_Industrial_Paper and Printing_Existing_Process_Natural Gas_Steam Trap Maintenance_A_Achievable Technical Potential | F1 | Industrial | Paper and Printing | Existing | Process | Natural Gas | Steam Trap Maintenance | A | Original Unit Energy Savings (kWh or therms) | Achievable Technical Potential | 0 | 0 | 0 | 0 | 0 | 71.6855 | 71.6855 | 71.6855 | 71.6855 | 71.6855 | 71.6855 | 71.6855 | 71.6855 | 71.6855 | 71.6855 | 71.6855 | 71.6855 | 71.6855 | 71.6855 | 71.6855 | 71.6855 | 71.6855 | 71.6855 | 71.6855 | 71.6855 | 71.6855 | 71.6855 | 71.6855 | 71.6855 | 71.6855 | 71.6855
F2_Industrial_Paper and Printing_Existing_Process_Natural Gas_Steam Trap Maintenance_A_Achievable Technical Potential | F2 | Industrial | Paper and Printing | Existing | Process | Natural Gas | Steam Trap Maintenance | A | Original Unit Summer Peak Savings (kW) | Achievable Technical Potential | 0 | 0 | 0 | 0 | 0 | 0 | 0 | 0 | 0 | 0 | 0 | 0 | 0 | 0 | 0 | 0 | 0 | 0 | 0 | 0 | 0 | 0 | 0 | 0 | 0 | 0 | 0 | 0 | 0 | 0 | 0
F3_Industrial_Paper and Printing_Existing_Process_Natural Gas_Steam Trap Maintenance_A_Achievable Technical Potential | F3 | Industrial | Paper and Printing | Existing | Process | Natural Gas | Steam Trap Maintenance | A | Original Unit Winter Peak Savings (kW) | Achievable Technical Potential | 0 | 0 | 0 | 0 | 0 | 0 | 0 | 0 | 0 | 0 | 0 | 0 | 0 | 0 | 0 | 0 | 0 | 0 | 0 | 0 | 0 | 0 | 0 | 0 | 0 | 0 | 0 | 0 | 0 | 0 | 0
F4_Industrial_Paper and Printing_Existing_Process_Natural Gas_Steam Trap Maintenance_A_Achievable Technical Potential | F4 | Industrial | Paper and Printing | Existing | Process | Natural Gas | Steam Trap Maintenance | A | Standalone Impact on Baseline Energy (%) | Achievable Technical Potential | 0% | 0% | 0% | 0% | 0% | 0.006909% | 0.01382% | 0.02081% | 0.02771% | 0.03459% | 0.04195% | 0.04897% | 0.05598% | 0.06379% | 0.07046% | 0.07805% | 0.08494% | 0.09228% | 0.1% | 0.1068% | 0.1142% | 0.1215% | 0.1289% | 0.1362% | 0.0014356 | 0.0014398 | 0.0014436 | 0.0014471 | 0 | 0 | 0
F5_Industrial_Paper and Printing_Existing_Process_Natural Gas_Steam Trap Maintenance_A_Achievable Technical Potential | F5 | Industrial | Paper and Printing | Existing | Process | Natural Gas | Steam Trap Maintenance | A | Standalone Impact on Baseline Summer Peak (%) | Achievable Technical Potential | 0% | 0% | 0% | 0% | 0% | 0% | 0% | 0% | 0% | 0% | 0% | 0% | 0% | 0% | 0% | 0% | 0% | 0% | 0% | 0% | 0% | 0% | 0% | 0% | 0 | 0 | 0 | 0 | 0 | 0 | 0
F6_Industrial_Paper and Printing_Existing_Process_Natural Gas_Steam Trap Maintenance_A_Achievable Technical Potential | F6 | Industrial | Paper and Printing | Existing | Process | Natural Gas | Steam Trap Maintenance | A | Standalone Impact on Baseline Winter Peak (%) | Achievable Technical Potential | 0% | 0% | 0% | 0% | 0% | 0% | 0% | 0% | 0% | 0% | 0% | 0% | 0% | 0% | 0% | 0% | 0% | 0% | 0% | 0% | 0% | 0% | 0% | 0% | 0 | 0 | 0 | 0 | 0 | 0 | 0
F7_Industrial_Paper and Printing_Existing_Process_Natural Gas_Steam Trap Maintenance_A_Achievable Technical Potential | F7 | Industrial | Paper and Printing | Existing | Process | Natural Gas | Steam Trap Maintenance | A | Incremental Energy Savings (MWh or mTherms) | Achievable Technical Potential | 0 | 0 | 0 | 0 | 0 | 0.018144 | 0.018134 | 0.018027 | 0.018037 | 0.018052 | 0.017823 | 0.017774 | 0.017738 | 0.017456 | 0.017523 | 0.017356 | 0.017358 | 0.017271 | 0.017117 | 0.017137 | 0.017066 | 0.017 | 0.016938 | 0.01688 | 0.016827 | 0 | 0 | 0 | 0 | 0 | 0
F8_Industrial_Paper and Printing_Existing_Process_Natural Gas_Steam Trap Maintenance_A_Achievable Technical Potential | F8 | Industrial | Paper and Printing | Existing | Process | Natural Gas | Steam Trap Maintenance | A | Incremental Summer Peak Savings (MW) | Achievable Technical Potential | 0 | 0 | 0 | 0 | 0 | 0 | 0 | 0 | 0 | 0 | 0 | 0 | 0 | 0 | 0 | 0 | 0 | 0 | 0 | 0 | 0 | 0 | 0 | 0 | 0 | 0 | 0 | 0 | 0 | 0 | 0
F9_Industrial_Paper and Printing_Existing_Process_Natural Gas_Steam Trap Maintenance_A_Achievable Technical Potential | F9 | Industrial | Paper and Printing | Existing | Process | Natural Gas | Steam Trap Maintenance | A | Incremental Winter Peak Savings (MW) | Achievable Technical Potential | 0 | 0 | 0 | 0 | 0 | 0 | 0 | 0 | 0 | 0 | 0 | 0 | 0 | 0 | 0 | 0 | 0 | 0 | 0 | 0 | 0 | 0 | 0 | 0 | 0 | 0 | 0 | 0 | 0 | 0 | 0
F10_Industrial_Paper and Printing_Existing_Process_Natural Gas_Steam Trap Maintenance_A_Achievable Technical Potential | F10 | Industrial | Paper and Printing | Existing | Process | Natural Gas | Steam Trap Maintenance | A | Cumulative Energy Savings (MWh or mTherms) | Achievable Technical Potential | 0 | 0 | 0 | 0 | 0 | 0.018144 | 0.036279 | 0.054306 | 0.072343 | 0.090395 | 0.10822 | 0.12599 | 0.14373 | 0.16119 | 0.17871 | 0.19607 | 0.21342 | 0.23069 | 0.24781 | 0.26495 | 0.28201 | 0.29901 | 0.31595 | 0.33283 | 0.34966 | 0.34966 | 0.34966 | 0.34966 | 0.34966 | 0.34966 | 0.34966
F11_Industrial_Paper and Printing_Existing_Process_Natural Gas_Steam Trap Maintenance_A_Achievable Technical Potential | F11 | Industrial | Paper and Printing | Existing | Process | Natural Gas | Steam Trap Maintenance | A | Cumulative Summer Peak Savings (MW) | Achievable Technical Potential | 0 | 0 | 0 | 0 | 0 | 0 | 0 | 0 | 0 | 0 | 0 | 0 | 0 | 0 | 0 | 0 | 0 | 0 | 0 | 0 | 0 | 0 | 0 | 0 | 0 | 0 | 0 | 0 | 0 | 0 | 0
F12_Industrial_Paper and Printing_Existing_Process_Natural Gas_Steam Trap Maintenance_A_Achievable Technical Potential | F12 | Industrial | Paper and Printing | Existing | Process | Natural Gas | Steam Trap Maintenance | A | Cumulative Winter Peak Savings (MW) | Achievable Technical Potential | 0 | 0 | 0 | 0 | 0 | 0 | 0 | 0 | 0 | 0 | 0 | 0 | 0 | 0 | 0 | 0 | 0 | 0 | 0 | 0 | 0 | 0 | 0 | 0 | 0 | 0 | 0 | 0 | 0 | 0 | 0
F13_Industrial_Paper and Printing_Existing_Process_Natural Gas_Steam Trap Maintenance_A_Achievable Technical Potential | F13 | Industrial | Paper and Printing | Existing | Process | Natural Gas | Steam Trap Maintenance | A | Purchases (Incremental) | Achievable Technical Potential | 0 | 0 | 0 | 0 | 0 | 0.25311 | 0.25297 | 0.25148 | 0.25161 | 0.25182 | 0.24862 | 0.24795 | 0.24744 | 0.24351 | 0.24444 | 0.24211 | 0.24214 | 0.24092 | 0.23878 | 0.23906 | 0.23807 | 0.23714 | 0.23628 | 0.23548 | 0.23473 | 0 | 0 | 0 | 0 | 0 | 0
F14_Industrial_Paper and Printing_Existing_Process_Natural Gas_Steam Trap Maintenance_A_Achievable Technical Potential | F14 | Industrial | Paper and Printing | Existing | Process | Natural Gas | Steam Trap Maintenance | A | Purchases (Cumulative) | Achievable Technical Potential | 0 | 0 | 0 | 0 | 0 | 0.25311 | 0.50608 | 0.75756 | 1.0092 | 1.261 | 1.5096 | 1.7576 | 2.005 | 2.2485 | 2.493 | 2.7351 | 2.9772 | 3.2181 | 3.4569 | 3.696 | 3.934 | 4.1712 | 4.4075 | 4.6429 | 4.8777 | 4.8777 | 4.8777 | 4.8777 | 4.8777 | 4.8777 | 4.8777
F1_Industrial_Paper and Printing_Existing_Space Heating_Natural Gas_Gas Boiler - High Turndown_A_Achievable Technical Potential | F1 | Industrial | Paper and Printing | Existing | Space Heating | Natural Gas | Gas Boiler - High Turndown | A | Original Unit Energy Savings (kWh or therms) | Achievable Technical Potential | 0 | 0 | 0 | 0 | 0 | 136.1924 | 135.2695 | 134.3525 | 133.4307 | 132.5114 | 131.6181 | 130.7335 | 129.8585 | 128.9935 | 128.0778 | 127.2374 | 126.4065 | 125.5893 | 124.784 | 123.977 | 123.1976 | 122.3864 | 121.6034 | 120.8449 | 120.0815 | 119.3849 | 118.7493 | 118.1691 | 117.6397 | 117.1565 | 116.7155
F2_Industrial_Paper and Printing_Existing_Space Heating_Natural Gas_Gas Boiler - High Turndown_A_Achievable Technical Potential | F2 | Industrial | Paper and Printing | Existing | Space Heating | Natural Gas | Gas Boiler - High Turndown | A | Original Unit Summer Peak Savings (kW) | Achievable Technical Potential | 0 | 0 | 0 | 0 | 0 | 0 | 0 | 0 | 0 | 0 | 0 | 0 | 0 | 0 | 0 | 0 | 0 | 0 | 0 | 0 | 0 | 0 | 0 | 0 | 0 | 0 | 0 | 0 | 0 | 0 | 0
F3_Industrial_Paper and Printing_Existing_Space Heating_Natural Gas_Gas Boiler - High Turndown_A_Achievable Technical Potential | F3 | Industrial | Paper and Printing | Existing | Space Heating | Natural Gas | Gas Boiler - High Turndown | A | Original Unit Winter Peak Savings (kW) | Achievable Technical Potential | 0 | 0 | 0 | 0 | 0 | 0 | 0 | 0 | 0 | 0 | 0 | 0 | 0 | 0 | 0 | 0 | 0 | 0 | 0 | 0 | 0 | 0 | 0 | 0 | 0 | 0 | 0 | 0 | 0 | 0 | 0
F4_Industrial_Paper and Printing_Existing_Space Heating_Natural Gas_Gas Boiler - High Turndown_A_Achievable Technical Potential | F4 | Industrial | Paper and Printing | Existing | Space Heating | Natural Gas | Gas Boiler - High Turndown | A | Standalone Impact on Baseline Energy (%) | Achievable Technical Potential | 0% | 0% | 0% | 0% | 0% | 0.004227% | 0.00844% | 0.0127% | 0.0169% | 0.0211% | 0.02517% | 0.02829% | 0.03079% | 0.03325% | 0.0347% | 0.03631% | 0.03733% | 0.03834% | 0.03932% | 0.03978% | 0.04034% | 0.04048% | 0.04059% | 0.04069% | 0.00040772 | 0.00040847 | 0.00040917 | 0.00040983 | 0 | 0 | 0
F5_Industrial_Paper and Printing_Existing_Space Heating_Natural Gas_Gas Boiler - High Turndown_A_Achievable Technical Potential | F5 | Industrial | Paper and Printing | Existing | Space Heating | Natural Gas | Gas Boiler - High Turndown | A | Standalone Impact on Baseline Summer Peak (%) | Achievable Technical Potential | 0% | 0% | 0% | 0% | 0% | 0% | 0% | 0% | 0% | 0% | 0% | 0% | 0% | 0% | 0% | 0% | 0% | 0% | 0% | 0% | 0% | 0% | 0% | 0% | 0 | 0 | 0 | 0 | 0 | 0 | 0
F6_Industrial_Paper and Printing_Existing_Space Heating_Natural Gas_Gas Boiler - High Turndown_A_Achievable Technical Potential | F6 | Industrial | Paper and Printing | Existing | Space Heating | Natural Gas | Gas Boiler - High Turndown | A | Standalone Impact on Baseline Winter Peak (%) | Achievable Technical Potential | 0% | 0% | 0% | 0% | 0% | 0% | 0% | 0% | 0% | 0% | 0% | 0% | 0% | 0% | 0% | 0% | 0% | 0% | 0% | 0% | 0% | 0% | 0% | 0% | 0 | 0 | 0 | 0 | 0 | 0 | 0
F7_Industrial_Paper and Printing_Existing_Space Heating_Natural Gas_Gas Boiler - High Turndown_A_Achievable Technical Potential | F7 | Industrial | Paper and Printing | Existing | Space Heating | Natural Gas | Gas Boiler - High Turndown | A | Incremental Energy Savings (MWh or mTherms) | Achievable Technical Potential | 0 | 0 | 0 | 0 | 0 | 0.0023622 | 0.0023449 | 0.0023153 | 0.0023006 | 0.0022867 | 0.0020182 | 0.0015993 | 0.0012683 | 0.00099187 | 0.00079087 | 0.00062255 | 0.00049485 | 0.00039134 | 0.00030829 | 0.00024533 | 0.00019422 | 1.3109e-06 | 4.6349e-07 | 1.5649e-07 | 5.0547e-08 | 4.2591e-08 | 4.2252e-08 | 4.1943e-08 | 4.1664e-08 | 4.1413e-08 | 4.1187e-08
F8_Industrial_Paper and Printing_Existing_Space Heating_Natural Gas_Gas Boiler - High Turndown_A_Achievable Technical Potential | F8 | Industrial | Paper and Printing | Existing | Space Heating | Natural Gas | Gas Boiler - High Turndown | A | Incremental Summer Peak Savings (MW) | Achievable Technical Potential | 0 | 0 | 0 | 0 | 0 | 0 | 0 | 0 | 0 | 0 | 0 | 0 | 0 | 0 | 0 | 0 | 0 | 0 | 0 | 0 | 0 | 0 | 0 | 0 | 0 | 0 | 0 | 0 | 0 | 0 | 0
F9_Industrial_Paper and Printing_Existing_Space Heating_Natural Gas_Gas Boiler - High Turndown_A_Achievable Technical Potential | F9 | Industrial | Paper and Printing | Existing | Space Heating | Natural Gas | Gas Boiler - High Turndown | A | Incremental Winter Peak Savings (MW) | Achievable Technical Potential | 0 | 0 | 0 | 0 | 0 | 0 | 0 | 0 | 0 | 0 | 0 | 0 | 0 | 0 | 0 | 0 | 0 | 0 | 0 | 0 | 0 | 0 | 0 | 0 | 0 | 0 | 0 | 0 | 0 | 0 | 0
F10_Industrial_Paper and Printing_Existing_Space Heating_Natural Gas_Gas Boiler - High Turndown_A_Achievable Technical Potential | F10 | Industrial | Paper and Printing | Existing | Space Heating | Natural Gas | Gas Boiler - High Turndown | A | Cumulative Energy Savings (MWh or mTherms) | Achievable Technical Potential | 0 | 0 | 0 | 0 | 0 | 0.0023622 | 0.0046911 | 0.0069745 | 0.0092273 | 0.01145 | 0.013391 | 0.014901 | 0.016069 | 0.016954 | 0.017625 | 0.018131 | 0.018508 | 0.01878 | 0.018967 | 0.01909 | 0.019164 | 0.019039 | 0.018918 | 0.0188 | 0.018682 | 0.018573 | 0.018474 | 0.018384 | 0.018302 | 0.018227 | 0.018158
F11_Industrial_Paper and Printing_Existing_Space Heating_Natural Gas_Gas Boiler - High Turndown_A_Achievable Technical Potential | F11 | Industrial | Paper and Printing | Existing | Space Heating | Natural Gas | Gas Boiler - High Turndown | A | Cumulative Summer Peak Savings (MW) | Achievable Technical Potential | 0 | 0 | 0 | 0 | 0 | 0 | 0 | 0 | 0 | 0 | 0 | 0 | 0 | 0 | 0 | 0 | 0 | 0 | 0 | 0 | 0 | 0 | 0 | 0 | 0 | 0 | 0 | 0 | 0 | 0 | 0
F12_Industrial_Paper and Printing_Existing_Space Heating_Natural Gas_Gas Boiler - High Turndown_A_Achievable Technical Potential | F12 | Industrial | Paper and Printing | Existing | Space Heating | Natural Gas | Gas Boiler - High Turndown | A | Cumulative Winter Peak Savings (MW) | Achievable Technical Potential | 0 | 0 | 0 | 0 | 0 | 0 | 0 | 0 | 0 | 0 | 0 | 0 | 0 | 0 | 0 | 0 | 0 | 0 | 0 | 0 | 0 | 0 | 0 | 0 | 0 | 0 | 0 | 0 | 0 | 0 | 0
F13_Industrial_Paper and Printing_Existing_Space Heating_Natural Gas_Gas Boiler - High Turndown_A_Achievable Technical Potential | F13 | Industrial | Paper and Printing | Existing | Space Heating | Natural Gas | Gas Boiler - High Turndown | A | Purchases (Incremental) | Achievable Technical Potential | 0 | 0 | 0 | 0 | 0 | 0.017344 | 0.017335 | 0.017233 | 0.017242 | 0.017256 | 0.015333 | 0.012233 | 0.0097667 | 0.0076893 | 0.0061749 | 0.0048928 | 0.0039148 | 0.0031161 | 0.0024706 | 0.0019788 | 0.0015765 | 1.0711e-05 | 3.8115e-06 | 1.295e-06 | 4.2094e-07 | 3.5676e-07 | 3.558e-07 | 3.5494e-07 | 3.5417e-07 | 3.5348e-07 | 3.5288e-07
F14_Industrial_Paper and Printing_Existing_Space Heating_Natural Gas_Gas Boiler - High Turndown_A_Achievable Technical Potential | F14 | Industrial | Paper and Printing | Existing | Space Heating | Natural Gas | Gas Boiler - High Turndown | A | Purchases (Cumulative) | Achievable Technical Potential | 0 | 0 | 0 | 0 | 0 | 0.017344 | 0.034679 | 0.051912 | 0.069154 | 0.08641 | 0.10174 | 0.11398 | 0.12374 | 0.13143 | 0.13761 | 0.1425 | 0.14642 | 0.14953 | 0.152 | 0.15398 | 0.15556 | 0.15557 | 0.15557 | 0.15557 | 0.15557 | 0.15557 | 0.15557 | 0.15557 | 0.15558 | 0.15558 | 0.15558
F1_Industrial_Paper and Printing_Existing_Process_Natural Gas_Gas Boiler - High Turndown_A_Achievable Technical Potential | F1 | Industrial | Paper and Printing | Existing | Process | Natural Gas | Gas Boiler - High Turndown | A | Original Unit Energy Savings (kWh or therms) | Achievable Technical Potential | 0 | 0 | 0 | 0 | 0 | 76.093 | 76.093 | 76.093 | 76.093 | 76.093 | 76.093 | 76.093 | 76.093 | 76.093 | 76.093 | 76.093 | 76.093 | 76.093 | 76.093 | 76.093 | 76.093 | 76.093 | 76.093 | 76.093 | 76.093 | 76.093 | 76.093 | 76.093 | 76.093 | 76.093 | 76.093
F2_Industrial_Paper and Printing_Existing_Process_Natural Gas_Gas Boiler - High Turndown_A_Achievable Technical Potential | F2 | Industrial | Paper and Printing | Existing | Process | Natural Gas | Gas Boiler - High Turndown | A | Original Unit Summer Peak Savings (kW) | Achievable Technical Potential | 0 | 0 | 0 | 0 | 0 | 0 | 0 | 0 | 0 | 0 | 0 | 0 | 0 | 0 | 0 | 0 | 0 | 0 | 0 | 0 | 0 | 0 | 0 | 0 | 0 | 0 | 0 | 0 | 0 | 0 | 0
F3_Industrial_Paper and Printing_Existing_Process_Natural Gas_Gas Boiler - High Turndown_A_Achievable Technical Potential | F3 | Industrial | Paper and Printing | Existing | Process | Natural Gas | Gas Boiler - High Turndown | A | Original Unit Winter Peak Savings (kW) | Achievable Technical Potential | 0 | 0 | 0 | 0 | 0 | 0 | 0 | 0 | 0 | 0 | 0 | 0 | 0 | 0 | 0 | 0 | 0 | 0 | 0 | 0 | 0 | 0 | 0 | 0 | 0 | 0 | 0 | 0 | 0 | 0 | 0
F4_Industrial_Paper and Printing_Existing_Process_Natural Gas_Gas Boiler - High Turndown_A_Achievable Technical Potential | F4 | Industrial | Paper and Printing | Existing | Process | Natural Gas | Gas Boiler - High Turndown | A | Standalone Impact on Baseline Energy (%) | Achievable Technical Potential | 0% | 0% | 0% | 0% | 0% | 0.02005% | 0.04012% | 0.06041% | 0.08042% | 0.1004% | 0.1197% | 0.1345% | 0.1463% | 0.1579% | 0.1647% | 0.1722% | 0.1769% | 0.1816% | 0.1863% | 0.1885% | 0.1912% | 0.192% | 0.1927% | 0.1933% | 0.0019394 | 0.0019451 | 0.0019503 | 0.001955 | 0 | 0 | 0
F5_Industrial_Paper and Printing_Existing_Process_Natural Gas_Gas Boiler - High Turndown_A_Achievable Technical Potential | F5 | Industrial | Paper and Printing | Existing | Process | Natural Gas | Gas Boiler - High Turndown | A | Standalone Impact on Baseline Summer Peak (%) | Achievable Technical Potential | 0% | 0% | 0% | 0% | 0% | 0% | 0% | 0% | 0% | 0% | 0% | 0% | 0% | 0% | 0% | 0% | 0% | 0% | 0% | 0% | 0% | 0% | 0% | 0% | 0 | 0 | 0 | 0 | 0 | 0 | 0
F6_Industrial_Paper and Printing_Existing_Process_Natural Gas_Gas Boiler - High Turndown_A_Achievable Technical Potential | F6 | Industrial | Paper and Printing | Existing | Process | Natural Gas | Gas Boiler - High Turndown | A | Standalone Impact on Baseline Winter Peak (%) | Achievable Technical Potential | 0% | 0% | 0% | 0% | 0% | 0% | 0% | 0% | 0% | 0% | 0% | 0% | 0% | 0% | 0% | 0% | 0% | 0% | 0% | 0% | 0% | 0% | 0% | 0% | 0 | 0 | 0 | 0 | 0 | 0 | 0
F7_Industrial_Paper and Printing_Existing_Process_Natural Gas_Gas Boiler - High Turndown_A_Achievable Technical Potential | F7 | Industrial | Paper and Printing | Existing | Process | Natural Gas | Gas Boiler - High Turndown | A | Incremental Energy Savings (MWh or mTherms) | Achievable Technical Potential | 0 | 0 | 0 | 0 | 0 | 0.052663 | 0.052635 | 0.052324 | 0.052352 | 0.052396 | 0.046557 | 0.037144 | 0.029655 | 0.023347 | 0.018749 | 0.014856 | 0.011887 | 0.0094614 | 0.0075016 | 0.0060084 | 0.0047868 | 3.2523e-05 | 1.1573e-05 | 3.9319e-06 | 1.2781e-06 | 1.0832e-06 | 1.0803e-06 | 1.0777e-06 | 1.0754e-06 | 1.0733e-06 | 1.0715e-06
F8_Industrial_Paper and Printing_Existing_Process_Natural Gas_Gas Boiler - High Turndown_A_Achievable Technical Potential | F8 | Industrial | Paper and Printing | Existing | Process | Natural Gas | Gas Boiler - High Turndown | A | Incremental Summer Peak Savings (MW) | Achievable Technical Potential | 0 | 0 | 0 | 0 | 0 | 0 | 0 | 0 | 0 | 0 | 0 | 0 | 0 | 0 | 0 | 0 | 0 | 0 | 0 | 0 | 0 | 0 | 0 | 0 | 0 | 0 | 0 | 0 | 0 | 0 | 0
F9_Industrial_Paper and Printing_Existing_Process_Natural Gas_Gas Boiler - High Turndown_A_Achievable Technical Potential | F9 | Industrial | Paper and Printing | Existing | Process | Natural Gas | Gas Boiler - High Turndown | A | Incremental Winter Peak Savings (MW) | Achievable Technical Potential | 0 | 0 | 0 | 0 | 0 | 0 | 0 | 0 | 0 | 0 | 0 | 0 | 0 | 0 | 0 | 0 | 0 | 0 | 0 | 0 | 0 | 0 | 0 | 0 | 0 | 0 | 0 | 0 | 0 | 0 | 0
F10_Industrial_Paper and Printing_Existing_Process_Natural Gas_Gas Boiler - High Turndown_A_Achievable Technical Potential | F10 | Industrial | Paper and Printing | Existing | Process | Natural Gas | Gas Boiler - High Turndown | A | Cumulative Energy Savings (MWh or mTherms) | Achievable Technical Potential | 0 | 0 | 0 | 0 | 0 | 0.052663 | 0.1053 | 0.15762 | 0.20997 | 0.26237 | 0.30893 | 0.34607 | 0.37573 | 0.39907 | 0.41782 | 0.43268 | 0.44457 | 0.45403 | 0.46153 | 0.46754 | 0.47232 | 0.47236 | 0.47237 | 0.47237 | 0.47237 | 0.47237 | 0.47238 | 0.47238 | 0.47238 | 0.47238 | 0.47238
F11_Industrial_Paper and Printing_Existing_Process_Natural Gas_Gas Boiler - High Turndown_A_Achievable Technical Potential | F11 | Industrial | Paper and Printing | Existing | Process | Natural Gas | Gas Boiler - High Turndown | A | Cumulative Summer Peak Savings (MW) | Achievable Technical Potential | 0 | 0 | 0 | 0 | 0 | 0 | 0 | 0 | 0 | 0 | 0 | 0 | 0 | 0 | 0 | 0 | 0 | 0 | 0 | 0 | 0 | 0 | 0 | 0 | 0 | 0 | 0 | 0 | 0 | 0 | 0
F12_Industrial_Paper and Printing_Existing_Process_Natural Gas_Gas Boiler - High Turndown_A_Achievable Technical Potential | F12 | Industrial | Paper and Printing | Existing | Process | Natural Gas | Gas Boiler - High Turndown | A | Cumulative Winter Peak Savings (MW) | Achievable Technical Potential | 0 | 0 | 0 | 0 | 0 | 0 | 0 | 0 | 0 | 0 | 0 | 0 | 0 | 0 | 0 | 0 | 0 | 0 | 0 | 0 | 0 | 0 | 0 | 0 | 0 | 0 | 0 | 0 | 0 | 0 | 0
F13_Industrial_Paper and Printing_Existing_Process_Natural Gas_Gas Boiler - High Turndown_A_Achievable Technical Potential | F13 | Industrial | Paper and Printing | Existing | Process | Natural Gas | Gas Boiler - High Turndown | A | Purchases (Incremental) | Achievable Technical Potential | 0 | 0 | 0 | 0 | 0 | 0.69209 | 0.69171 | 0.68763 | 0.68801 | 0.68858 | 0.61185 | 0.48814 | 0.38972 | 0.30682 | 0.2464 | 0.19524 | 0.15621 | 0.12434 | 0.098584 | 0.078961 | 0.062907 | 0.00042741 | 0.00015209 | 5.1673e-05 | 1.6797e-05 | 1.4236e-05 | 1.4198e-05 | 1.4163e-05 | 1.4132e-05 | 1.4105e-05 | 1.4081e-05
F14_Industrial_Paper and Printing_Existing_Process_Natural Gas_Gas Boiler - High Turndown_A_Achievable Technical Potential | F14 | Industrial | Paper and Printing | Existing | Process | Natural Gas | Gas Boiler - High Turndown | A | Purchases (Cumulative) | Achievable Technical Potential | 0 | 0 | 0 | 0 | 0 | 0.69209 | 1.3838 | 2.0714 | 2.7594 | 3.448 | 4.0599 | 4.548 | 4.9377 | 5.2446 | 5.491 | 5.6862 | 5.8424 | 5.9667 | 6.0653 | 6.1443 | 6.2072 | 6.2076 | 6.2078 | 6.2078 | 6.2078 | 6.2079 | 6.2079 | 6.2079 | 6.2079 | 6.2079 | 6.2079
F1_Industrial_Paper and Printing_Existing_Space Heating_Natural Gas_Gas Boiler - Burner Control Optimization_A_Achievable Technical Potential | F1 | Industrial | Paper and Printing | Existing | Space Heating | Natural Gas | Gas Boiler - Burner Control Optimization | A | Original Unit Energy Savings (kWh or therms) | Achievable Technical Potential | 0 | 0 | 0 | 0 | 0 | 39.4958 | 39.2282 | 38.9622 | 38.6949 | 38.4283 | 38.1692 | 37.9127 | 37.659 | 37.4081 | 37.1426 | 36.8989 | 36.6579 | 36.4209 | 36.1874 | 35.9533 | 35.7273 | 35.4921 | 35.265 | 35.045 | 34.8236 | 34.6216 | 34.4373 | 34.2691 | 34.1155 | 33.9754 | 33.8475
F2_Industrial_Paper and Printing_Existing_Space Heating_Natural Gas_Gas Boiler - Burner Control Optimization_A_Achievable Technical Potential | F2 | Industrial | Paper and Printing | Existing | Space Heating | Natural Gas | Gas Boiler - Burner Control Optimization | A | Original Unit Summer Peak Savings (kW) | Achievable Technical Potential | 0 | 0 | 0 | 0 | 0 | 0 | 0 | 0 | 0 | 0 | 0 | 0 | 0 | 0 | 0 | 0 | 0 | 0 | 0 | 0 | 0 | 0 | 0 | 0 | 0 | 0 | 0 | 0 | 0 | 0 | 0
F3_Industrial_Paper and Printing_Existing_Space Heating_Natural Gas_Gas Boiler - Burner Control Optimization_A_Achievable Technical Potential | F3 | Industrial | Paper and Printing | Existing | Space Heating | Natural Gas | Gas Boiler - Burner Control Optimization | A | Original Unit Winter Peak Savings (kW) | Achievable Technical Potential | 0 | 0 | 0 | 0 | 0 | 0 | 0 | 0 | 0 | 0 | 0 | 0 | 0 | 0 | 0 | 0 | 0 | 0 | 0 | 0 | 0 | 0 | 0 | 0 | 0 | 0 | 0 | 0 | 0 | 0 | 0
F4_Industrial_Paper and Printing_Existing_Space Heating_Natural Gas_Gas Boiler - Burner Control Optimization_A_Achievable Technical Potential | F4 | Industrial | Paper and Printing | Existing | Space Heating | Natural Gas | Gas Boiler - Burner Control Optimization | A | Standalone Impact on Baseline Energy (%) | Achievable Technical Potential | 0% | 0% | 0% | 0% | 0% | 0.0003306% | 0.000849% | 0.00189% | 0.003702% | 0.00652% | 0.01056% | 0.01562% | 0.02153% | 0.02822% | 0.03446% | 0.04074% | 0.04594% | 0.05046% | 0.05423% | 0.0566% | 0.05853% | 0.05987% | 0.06076% | 0.06135% | 0.00061767 | 0.00061879 | 0.00061986 | 0.00062085 | 0 | 0 | 0
F5_Industrial_Paper and Printing_Existing_Space Heating_Natural Gas_Gas Boiler - Burner Control Optimization_A_Achievable Technical Potential | F5 | Industrial | Paper and Printing | Existing | Space Heating | Natural Gas | Gas Boiler - Burner Control Optimization | A | Standalone Impact on Baseline Summer Peak (%) | Achievable Technical Potential | 0% | 0% | 0% | 0% | 0% | 0% | 0% | 0% | 0% | 0% | 0% | 0% | 0% | 0% | 0% | 0% | 0% | 0% | 0% | 0% | 0% | 0% | 0% | 0% | 0 | 0 | 0 | 0 | 0 | 0 | 0
F6_Industrial_Paper and Printing_Existing_Space Heating_Natural Gas_Gas Boiler - Burner Control Optimization_A_Achievable Technical Potential | F6 | Industrial | Paper and Printing | Existing | Space Heating | Natural Gas | Gas Boiler - Burner Control Optimization | A | Standalone Impact on Baseline Winter Peak (%) | Achievable Technical Potential | 0% | 0% | 0% | 0% | 0% | 0% | 0% | 0% | 0% | 0% | 0% | 0% | 0% | 0% | 0% | 0% | 0% | 0% | 0% | 0% | 0% | 0% | 0% | 0% | 0 | 0 | 0 | 0 | 0 | 0 | 0
F7_Industrial_Paper and Printing_Existing_Space Heating_Natural Gas_Gas Boiler - Burner Control Optimization_A_Achievable Technical Potential | F7 | Industrial | Paper and Printing | Existing | Space Heating | Natural Gas | Gas Boiler - Burner Control Optimization | A | Incremental Energy Savings (MWh or mTherms) | Achievable Technical Potential | 0 | 0 | 0 | 0 | 0 | 0.00018479 | 0.00028835 | 0.00056941 | 0.00099016 | 0.0015309 | 0.0021018 | 0.0026498 | 0.0030645 | 0.0032261 | 0.0032155 | 0.002953 | 0.0025673 | 0.00209 | 0.0016007 | 0.0011733 | 0.00081274 | 0.00053617 | 0.00033778 | 0.00020363 | 0.00013657 | 0 | 0 | 0 | 0 | 0 | 0
F8_Industrial_Paper and Printing_Existing_Space Heating_Natural Gas_Gas Boiler - Burner Control Optimization_A_Achievable Technical Potential | F8 | Industrial | Paper and Printing | Existing | Space Heating | Natural Gas | Gas Boiler - Burner Control Optimization | A | Incremental Summer Peak Savings (MW) | Achievable Technical Potential | 0 | 0 | 0 | 0 | 0 | 0 | 0 | 0 | 0 | 0 | 0 | 0 | 0 | 0 | 0 | 0 | 0 | 0 | 0 | 0 | 0 | 0 | 0 | 0 | 0 | 0 | 0 | 0 | 0 | 0 | 0
F9_Industrial_Paper and Printing_Existing_Space Heating_Natural Gas_Gas Boiler - Burner Control Optimization_A_Achievable Technical Potential | F9 | Industrial | Paper and Printing | Existing | Space Heating | Natural Gas | Gas Boiler - Burner Control Optimization | A | Incremental Winter Peak Savings (MW) | Achievable Technical Potential | 0 | 0 | 0 | 0 | 0 | 0 | 0 | 0 | 0 | 0 | 0 | 0 | 0 | 0 | 0 | 0 | 0 | 0 | 0 | 0 | 0 | 0 | 0 | 0 | 0 | 0 | 0 | 0 | 0 | 0 | 0
F10_Industrial_Paper and Printing_Existing_Space Heating_Natural Gas_Gas Boiler - Burner Control Optimization_A_Achievable Technical Potential | F10 | Industrial | Paper and Printing | Existing | Space Heating | Natural Gas | Gas Boiler - Burner Control Optimization | A | Cumulative Energy Savings (MWh or mTherms) | Achievable Technical Potential | 0 | 0 | 0 | 0 | 0 | 0.00018479 | 0.00047189 | 0.0010381 | 0.0020211 | 0.0035381 | 0.005616 | 0.008228 | 0.011237 | 0.014389 | 0.017502 | 0.02034 | 0.022775 | 0.024717 | 0.02616 | 0.027164 | 0.027806 | 0.028159 | 0.028316 | 0.028343 | 0.028301 | 0.028137 | 0.027987 | 0.02785 | 0.027725 | 0.027612 | 0.027508
F11_Industrial_Paper and Printing_Existing_Space Heating_Natural Gas_Gas Boiler - Burner Control Optimization_A_Achievable Technical Potential | F11 | Industrial | Paper and Printing | Existing | Space Heating | Natural Gas | Gas Boiler - Burner Control Optimization | A | Cumulative Summer Peak Savings (MW) | Achievable Technical Potential | 0 | 0 | 0 | 0 | 0 | 0 | 0 | 0 | 0 | 0 | 0 | 0 | 0 | 0 | 0 | 0 | 0 | 0 | 0 | 0 | 0 | 0 | 0 | 0 | 0 | 0 | 0 | 0 | 0 | 0 | 0
F12_Industrial_Paper and Printing_Existing_Space Heating_Natural Gas_Gas Boiler - Burner Control Optimization_A_Achievable Technical Potential | F12 | Industrial | Paper and Printing | Existing | Space Heating | Natural Gas | Gas Boiler - Burner Control Optimization | A | Cumulative Winter Peak Savings (MW) | Achievable Technical Potential | 0 | 0 | 0 | 0 | 0 | 0 | 0 | 0 | 0 | 0 | 0 | 0 | 0 | 0 | 0 | 0 | 0 | 0 | 0 | 0 | 0 | 0 | 0 | 0 | 0 | 0 | 0 | 0 | 0 | 0 | 0
F13_Industrial_Paper and Printing_Existing_Space Heating_Natural Gas_Gas Boiler - Burner Control Optimization_A_Achievable Technical Potential | F13 | Industrial | Paper and Printing | Existing | Space Heating | Natural Gas | Gas Boiler - Burner Control Optimization | A | Purchases (Incremental) | Achievable Technical Potential | 0 | 0 | 0 | 0 | 0 | 0.0046787 | 0.0073505 | 0.014614 | 0.025589 | 0.039838 | 0.055065 | 0.069891 | 0.081374 | 0.086242 | 0.086571 | 0.080029 | 0.070034 | 0.057385 | 0.044235 | 0.032633 | 0.022748 | 0.015107 | 0.0095783 | 0.0058104 | 0.0039217 | 0 | 0 | 0 | 0 | 0 | 0
F14_Industrial_Paper and Printing_Existing_Space Heating_Natural Gas_Gas Boiler - Burner Control Optimization_A_Achievable Technical Potential | F14 | Industrial | Paper and Printing | Existing | Space Heating | Natural Gas | Gas Boiler - Burner Control Optimization | A | Purchases (Cumulative) | Achievable Technical Potential | 0 | 0 | 0 | 0 | 0 | 0.0046787 | 0.012029 | 0.026644 | 0.052232 | 0.09207 | 0.14713 | 0.21703 | 0.2984 | 0.38464 | 0.47121 | 0.55124 | 0.62128 | 0.67866 | 0.7229 | 0.75553 | 0.77828 | 0.79338 | 0.80296 | 0.80877 | 0.81269 | 0.81269 | 0.81269 | 0.81269 | 0.81269 | 0.81269 | 0.81269
F1_Industrial_Paper and Printing_Existing_Process_Natural Gas_Gas Boiler - Burner Control Optimization_A_Achievable Technical Potential | F1 | Industrial | Paper and Printing | Existing | Process | Natural Gas | Gas Boiler - Burner Control Optimization | A | Original Unit Energy Savings (kWh or therms) | Achievable Technical Potential | 0 | 0 | 0 | 0 | 0 | 22.067 | 22.067 | 22.067 | 22.067 | 22.067 | 22.067 | 22.067 | 22.067 | 22.067 | 22.067 | 22.067 | 22.067 | 22.067 | 22.067 | 22.067 | 22.067 | 22.067 | 22.067 | 22.067 | 22.067 | 22.067 | 22.067 | 22.067 | 22.067 | 22.067 | 22.067
F2_Industrial_Paper and Printing_Existing_Process_Natural Gas_Gas Boiler - Burner Control Optimization_A_Achievable Technical Potential | F2 | Industrial | Paper and Printing | Existing | Process | Natural Gas | Gas Boiler - Burner Control Optimization | A | Original Unit Summer Peak Savings (kW) | Achievable Technical Potential | 0 | 0 | 0 | 0 | 0 | 0 | 0 | 0 | 0 | 0 | 0 | 0 | 0 | 0 | 0 | 0 | 0 | 0 | 0 | 0 | 0 | 0 | 0 | 0 | 0 | 0 | 0 | 0 | 0 | 0 | 0
F3_Industrial_Paper and Printing_Existing_Process_Natural Gas_Gas Boiler - Burner Control Optimization_A_Achievable Technical Potential | F3 | Industrial | Paper and Printing | Existing | Process | Natural Gas | Gas Boiler - Burner Control Optimization | A | Original Unit Winter Peak Savings (kW) | Achievable Technical Potential | 0 | 0 | 0 | 0 | 0 | 0 | 0 | 0 | 0 | 0 | 0 | 0 | 0 | 0 | 0 | 0 | 0 | 0 | 0 | 0 | 0 | 0 | 0 | 0 | 0 | 0 | 0 | 0 | 0 | 0 | 0
F4_Industrial_Paper and Printing_Existing_Process_Natural Gas_Gas Boiler - Burner Control Optimization_A_Achievable Technical Potential | F4 | Industrial | Paper and Printing | Existing | Process | Natural Gas | Gas Boiler - Burner Control Optimization | A | Standalone Impact on Baseline Energy (%) | Achievable Technical Potential | 0% | 0% | 0% | 0% | 0% | 0.001569% | 0.004035% | 0.008991% | 0.01762% | 0.03103% | 0.05022% | 0.07428% | 0.1023% | 0.134% | 0.1636% | 0.1932% | 0.2177% | 0.239% | 0.2569% | 0.2682% | 0.2774% | 0.2839% | 0.2884% | 0.2915% | 0.002938 | 0.0029466 | 0.0029545 | 0.0029617 | 0 | 0 | 0
F5_Industrial_Paper and Printing_Existing_Process_Natural Gas_Gas Boiler - Burner Control Optimization_A_Achievable Technical Potential | F5 | Industrial | Paper and Printing | Existing | Process | Natural Gas | Gas Boiler - Burner Control Optimization | A | Standalone Impact on Baseline Summer Peak (%) | Achievable Technical Potential | 0% | 0% | 0% | 0% | 0% | 0% | 0% | 0% | 0% | 0% | 0% | 0% | 0% | 0% | 0% | 0% | 0% | 0% | 0% | 0% | 0% | 0% | 0% | 0% | 0 | 0 | 0 | 0 | 0 | 0 | 0
F6_Industrial_Paper and Printing_Existing_Process_Natural Gas_Gas Boiler - Burner Control Optimization_A_Achievable Technical Potential | F6 | Industrial | Paper and Printing | Existing | Process | Natural Gas | Gas Boiler - Burner Control Optimization | A | Standalone Impact on Baseline Winter Peak (%) | Achievable Technical Potential | 0% | 0% | 0% | 0% | 0% | 0% | 0% | 0% | 0% | 0% | 0% | 0% | 0% | 0% | 0% | 0% | 0% | 0% | 0% | 0% | 0% | 0% | 0% | 0% | 0 | 0 | 0 | 0 | 0 | 0 | 0
F7_Industrial_Paper and Printing_Existing_Process_Natural Gas_Gas Boiler - Burner Control Optimization_A_Achievable Technical Potential | F7 | Industrial | Paper and Printing | Existing | Process | Natural Gas | Gas Boiler - Burner Control Optimization | A | Incremental Energy Savings (MWh or mTherms) | Achievable Technical Potential | 0 | 0 | 0 | 0 | 0 | 0.0041198 | 0.0064724 | 0.012868 | 0.022532 | 0.035079 | 0.048486 | 0.061541 | 0.071652 | 0.075939 | 0.076229 | 0.070468 | 0.061668 | 0.05053 | 0.03895 | 0.028734 | 0.020031 | 0.013302 | 0.008434 | 0.0051163 | 0.0034532 | 0 | 0 | 0 | 0 | 0 | 0
F8_Industrial_Paper and Printing_Existing_Process_Natural Gas_Gas Boiler - Burner Control Optimization_A_Achievable Technical Potential | F8 | Industrial | Paper and Printing | Existing | Process | Natural Gas | Gas Boiler - Burner Control Optimization | A | Incremental Summer Peak Savings (MW) | Achievable Technical Potential | 0 | 0 | 0 | 0 | 0 | 0 | 0 | 0 | 0 | 0 | 0 | 0 | 0 | 0 | 0 | 0 | 0 | 0 | 0 | 0 | 0 | 0 | 0 | 0 | 0 | 0 | 0 | 0 | 0 | 0 | 0
F9_Industrial_Paper and Printing_Existing_Process_Natural Gas_Gas Boiler - Burner Control Optimization_A_Achievable Technical Potential | F9 | Industrial | Paper and Printing | Existing | Process | Natural Gas | Gas Boiler - Burner Control Optimization | A | Incremental Winter Peak Savings (MW) | Achievable Technical Potential | 0 | 0 | 0 | 0 | 0 | 0 | 0 | 0 | 0 | 0 | 0 | 0 | 0 | 0 | 0 | 0 | 0 | 0 | 0 | 0 | 0 | 0 | 0 | 0 | 0 | 0 | 0 | 0 | 0 | 0 | 0
F10_Industrial_Paper and Printing_Existing_Process_Natural Gas_Gas Boiler - Burner Control Optimization_A_Achievable Technical Potential | F10 | Industrial | Paper and Printing | Existing | Process | Natural Gas | Gas Boiler - Burner Control Optimization | A | Cumulative Energy Savings (MWh or mTherms) | Achievable Technical Potential | 0 | 0 | 0 | 0 | 0 | 0.0041198 | 0.010592 | 0.023461 | 0.045993 | 0.081071 | 0.12956 | 0.1911 | 0.26275 | 0.33869 | 0.41492 | 0.48539 | 0.54706 | 0.59759 | 0.63654 | 0.66527 | 0.6853 | 0.6986 | 0.70704 | 0.71215 | 0.71561 | 0.71561 | 0.71561 | 0.71561 | 0.71561 | 0.71561 | 0.71561
F11_Industrial_Paper and Printing_Existing_Process_Natural Gas_Gas Boiler - Burner Control Optimization_A_Achievable Technical Potential | F11 | Industrial | Paper and Printing | Existing | Process | Natural Gas | Gas Boiler - Burner Control Optimization | A | Cumulative Summer Peak Savings (MW) | Achievable Technical Potential | 0 | 0 | 0 | 0 | 0 | 0 | 0 | 0 | 0 | 0 | 0 | 0 | 0 | 0 | 0 | 0 | 0 | 0 | 0 | 0 | 0 | 0 | 0 | 0 | 0 | 0 | 0 | 0 | 0 | 0 | 0
F12_Industrial_Paper and Printing_Existing_Process_Natural Gas_Gas Boiler - Burner Control Optimization_A_Achievable Technical Potential | F12 | Industrial | Paper and Printing | Existing | Process | Natural Gas | Gas Boiler - Burner Control Optimization | A | Cumulative Winter Peak Savings (MW) | Achievable Technical Potential | 0 | 0 | 0 | 0 | 0 | 0 | 0 | 0 | 0 | 0 | 0 | 0 | 0 | 0 | 0 | 0 | 0 | 0 | 0 | 0 | 0 | 0 | 0 | 0 | 0 | 0 | 0 | 0 | 0 | 0 | 0
F13_Industrial_Paper and Printing_Existing_Process_Natural Gas_Gas Boiler - Burner Control Optimization_A_Achievable Technical Potential | F13 | Industrial | Paper and Printing | Existing | Process | Natural Gas | Gas Boiler - Burner Control Optimization | A | Purchases (Incremental) | Achievable Technical Potential | 0 | 0 | 0 | 0 | 0 | 0.1867 | 0.29331 | 0.58315 | 1.0211 | 1.5896 | 2.1972 | 2.7888 | 3.247 | 3.4413 | 3.4544 | 3.1934 | 2.7946 | 2.2898 | 1.7651 | 1.3021 | 0.90773 | 0.6028 | 0.3822 | 0.23185 | 0.15649 | 0 | 0 | 0 | 0 | 0 | 0
F14_Industrial_Paper and Printing_Existing_Process_Natural Gas_Gas Boiler - Burner Control Optimization_A_Achievable Technical Potential | F14 | Industrial | Paper and Printing | Existing | Process | Natural Gas | Gas Boiler - Burner Control Optimization | A | Purchases (Cumulative) | Achievable Technical Potential | 0 | 0 | 0 | 0 | 0 | 0.1867 | 0.48 | 1.0632 | 2.0842 | 3.6739 | 5.8711 | 8.66 | 11.907 | 15.3483 | 18.8027 | 21.9961 | 24.7907 | 27.0805 | 28.8456 | 30.1478 | 31.0555 | 31.6583 | 32.0405 | 32.2724 | 32.4288 | 32.4288 | 32.4288 | 32.4288 | 32.4288 | 32.4288 | 32.4288
F1_Industrial_Paper and Printing_Existing_Space Heating_Natural Gas_HVAC - Demand Controlled Ventilation_A_Achievable Technical Potential | F1 | Industrial | Paper and Printing | Existing | Space Heating | Natural Gas | HVAC - Demand Controlled Ventilation | A | Original Unit Energy Savings (kWh or therms) | Achievable Technical Potential | 0 | 0 | 0 | 0 | 0 | 0.045714 | 0.045302 | 0.044777 | 0.044244 | 0.043709 | 0.043186 | 0.042667 | 0.042179 | 0.041719 | 0.041255 | 0.04085 | 0.040467 | 0.040108 | 0.03977 | 0.039428 | 0.039096 | 0.038767 | 0.038427 | 0.038101 | 0.037787 | 0.037493 | 0.037218 | 0.03696 | 0.036718 | 0.036492 | 0.03628
F2_Industrial_Paper and Printing_Existing_Space Heating_Natural Gas_HVAC - Demand Controlled Ventilation_A_Achievable Technical Potential | F2 | Industrial | Paper and Printing | Existing | Space Heating | Natural Gas | HVAC - Demand Controlled Ventilation | A | Original Unit Summer Peak Savings (kW) | Achievable Technical Potential | 0 | 0 | 0 | 0 | 0 | 0 | 0 | 0 | 0 | 0 | 0 | 0 | 0 | 0 | 0 | 0 | 0 | 0 | 0 | 0 | 0 | 0 | 0 | 0 | 0 | 0 | 0 | 0 | 0 | 0 | 0
F3_Industrial_Paper and Printing_Existing_Space Heating_Natural Gas_HVAC - Demand Controlled Ventilation_A_Achievable Technical Potential | F3 | Industrial | Paper and Printing | Existing | Space Heating | Natural Gas | HVAC - Demand Controlled Ventilation | A | Original Unit Winter Peak Savings (kW) | Achievable Technical Potential | 0 | 0 | 0 | 0 | 0 | 0 | 0 | 0 | 0 | 0 | 0 | 0 | 0 | 0 | 0 | 0 | 0 | 0 | 0 | 0 | 0 | 0 | 0 | 0 | 0 | 0 | 0 | 0 | 0 | 0 | 0
F4_Industrial_Paper and Printing_Existing_Space Heating_Natural Gas_HVAC - Demand Controlled Ventilation_A_Achievable Technical Potential | F4 | Industrial | Paper and Printing | Existing | Space Heating | Natural Gas | HVAC - Demand Controlled Ventilation | A | Standalone Impact on Baseline Energy (%) | Achievable Technical Potential | 0% | 0% | 0% | 0% | 0% | 0.02566% | 0.05112% | 0.07655% | 0.1014% | 0.1259% | 0.1519% | 0.1764% | 0.2008% | 0.228% | 0.251% | 0.2773% | 0.3012% | 0.3266% | 0.3532% | 0.3763% | 0.4013% | 0.4261% | 0.4505% | 0.4746% | 0.0049859 | 0.004985 | 0.0049834 | 0.0049812 | 0 | 0 | 0
F5_Industrial_Paper and Printing_Existing_Space Heating_Natural Gas_HVAC - Demand Controlled Ventilation_A_Achievable Technical Potential | F5 | Industrial | Paper and Printing | Existing | Space Heating | Natural Gas | HVAC - Demand Controlled Ventilation | A | Standalone Impact on Baseline Summer Peak (%) | Achievable Technical Potential | 0% | 0% | 0% | 0% | 0% | 0% | 0% | 0% | 0% | 0% | 0% | 0% | 0% | 0% | 0% | 0% | 0% | 0% | 0% | 0% | 0% | 0% | 0% | 0% | 0 | 0 | 0 | 0 | 0 | 0 | 0
F6_Industrial_Paper and Printing_Existing_Space Heating_Natural Gas_HVAC - Demand Controlled Ventilation_A_Achievable Technical Potential | F6 | Industrial | Paper and Printing | Existing | Space Heating | Natural Gas | HVAC - Demand Controlled Ventilation | A | Standalone Impact on Baseline Winter Peak (%) | Achievable Technical Potential | 0% | 0% | 0% | 0% | 0% | 0% | 0% | 0% | 0% | 0% | 0% | 0% | 0% | 0% | 0% | 0% | 0% | 0% | 0% | 0% | 0% | 0% | 0% | 0% | 0 | 0 | 0 | 0 | 0 | 0 | 0
F7_Industrial_Paper and Printing_Existing_Space Heating_Natural Gas_HVAC - Demand Controlled Ventilation_A_Achievable Technical Potential | F7 | Industrial | Paper and Printing | Existing | Space Heating | Natural Gas | HVAC - Demand Controlled Ventilation | A | Incremental Energy Savings (MWh or mTherms) | Achievable Technical Potential | 0 | 0 | 0 | 0 | 0 | 0.014341 | 0.014204 | 0.013957 | 0.013798 | 0.013643 | 0.013308 | 0.013112 | 0.012936 | 0.012592 | 0.012499 | 0.012258 | 0.012145 | 0.011977 | 0.01177 | 0.011682 | 0.011536 | 0.011395 | 0.011254 | 0.01112 | 0.010994 | 0 | 0 | 0 | 0 | 0 | 0
F8_Industrial_Paper and Printing_Existing_Space Heating_Natural Gas_HVAC - Demand Controlled Ventilation_A_Achievable Technical Potential | F8 | Industrial | Paper and Printing | Existing | Space Heating | Natural Gas | HVAC - Demand Controlled Ventilation | A | Incremental Summer Peak Savings (MW) | Achievable Technical Potential | 0 | 0 | 0 | 0 | 0 | 0 | 0 | 0 | 0 | 0 | 0 | 0 | 0 | 0 | 0 | 0 | 0 | 0 | 0 | 0 | 0 | 0 | 0 | 0 | 0 | 0 | 0 | 0 | 0 | 0 | 0
F9_Industrial_Paper and Printing_Existing_Space Heating_Natural Gas_HVAC - Demand Controlled Ventilation_A_Achievable Technical Potential | F9 | Industrial | Paper and Printing | Existing | Space Heating | Natural Gas | HVAC - Demand Controlled Ventilation | A | Incremental Winter Peak Savings (MW) | Achievable Technical Potential | 0 | 0 | 0 | 0 | 0 | 0 | 0 | 0 | 0 | 0 | 0 | 0 | 0 | 0 | 0 | 0 | 0 | 0 | 0 | 0 | 0 | 0 | 0 | 0 | 0 | 0 | 0 | 0 | 0 | 0 | 0
F10_Industrial_Paper and Printing_Existing_Space Heating_Natural Gas_HVAC - Demand Controlled Ventilation_A_Achievable Technical Potential | F10 | Industrial | Paper and Printing | Existing | Space Heating | Natural Gas | HVAC - Demand Controlled Ventilation | A | Cumulative Energy Savings (MWh or mTherms) | Achievable Technical Potential | 0 | 0 | 0 | 0 | 0 | 0.014341 | 0.028416 | 0.042043 | 0.055341 | 0.068315 | 0.080805 | 0.092947 | 0.10482 | 0.11627 | 0.12748 | 0.13848 | 0.14933 | 0.15998 | 0.1704 | 0.18062 | 0.19064 | 0.20042 | 0.20992 | 0.21926 | 0.22845 | 0.22667 | 0.22501 | 0.22345 | 0.22199 | 0.22062 | 0.21933
F11_Industrial_Paper and Printing_Existing_Space Heating_Natural Gas_HVAC - Demand Controlled Ventilation_A_Achievable Technical Potential | F11 | Industrial | Paper and Printing | Existing | Space Heating | Natural Gas | HVAC - Demand Controlled Ventilation | A | Cumulative Summer Peak Savings (MW) | Achievable Technical Potential | 0 | 0 | 0 | 0 | 0 | 0 | 0 | 0 | 0 | 0 | 0 | 0 | 0 | 0 | 0 | 0 | 0 | 0 | 0 | 0 | 0 | 0 | 0 | 0 | 0 | 0 | 0 | 0 | 0 | 0 | 0
F12_Industrial_Paper and Printing_Existing_Space Heating_Natural Gas_HVAC - Demand Controlled Ventilation_A_Achievable Technical Potential | F12 | Industrial | Paper and Printing | Existing | Space Heating | Natural Gas | HVAC - Demand Controlled Ventilation | A | Cumulative Winter Peak Savings (MW) | Achievable Technical Potential | 0 | 0 | 0 | 0 | 0 | 0 | 0 | 0 | 0 | 0 | 0 | 0 | 0 | 0 | 0 | 0 | 0 | 0 | 0 | 0 | 0 | 0 | 0 | 0 | 0 | 0 | 0 | 0 | 0 | 0 | 0
F13_Industrial_Paper and Printing_Existing_Space Heating_Natural Gas_HVAC - Demand Controlled Ventilation_A_Achievable Technical Potential | F13 | Industrial | Paper and Printing | Existing | Space Heating | Natural Gas | HVAC - Demand Controlled Ventilation | A | Purchases (Incremental) | Achievable Technical Potential | 0 | 0 | 0 | 0 | 0 | 313.717 | 313.5448 | 311.6957 | 311.8642 | 312.1221 | 308.1585 | 307.3164 | 306.6924 | 301.8222 | 302.9746 | 300.0853 | 300.1243 | 298.6137 | 295.9501 | 296.3007 | 295.0754 | 293.9278 | 292.8568 | 291.8616 | 290.9412 | 0 | 0 | 0 | 0 | 0 | 0
F14_Industrial_Paper and Printing_Existing_Space Heating_Natural Gas_HVAC - Demand Controlled Ventilation_A_Achievable Technical Potential | F14 | Industrial | Paper and Printing | Existing | Space Heating | Natural Gas | HVAC - Demand Controlled Ventilation | A | Purchases (Cumulative) | Achievable Technical Potential | 0 | 0 | 0 | 0 | 0 | 313.717 | 627.2618 | 938.9575 | 1250.8218 | 1562.9439 | 1871.1024 | 2178.4187 | 2485.1111 | 2786.9334 | 3089.908 | 3389.9933 | 3690.1176 | 3988.7314 | 4284.6815 | 4580.9822 | 4876.0576 | 5169.9854 | 5462.8422 | 5754.7038 | 6045.645 | 6045.645 | 6045.645 | 6045.645 | 6045.645 | 6045.645 | 6045.645
F1_Industrial_Paper and Printing_Existing_Space Heating_Natural Gas_Gas Boiler - Stack Economizer_A_Achievable Technical Potential | F1 | Industrial | Paper and Printing | Existing | Space Heating | Natural Gas | Gas Boiler - Stack Economizer | A | Original Unit Energy Savings (kWh or therms) | Achievable Technical Potential | 0 | 0 | 0 | 0 | 0 | 99.4204 | 98.7468 | 98.0773 | 97.4044 | 96.7333 | 96.0812 | 95.4355 | 94.7967 | 94.1652 | 93.4968 | 92.8833 | 92.2768 | 91.6802 | 91.0923 | 90.5032 | 89.9343 | 89.3421 | 88.7704 | 88.2167 | 87.6595 | 87.151 | 86.687 | 86.2635 | 85.877 | 85.5242 | 85.2023
F2_Industrial_Paper and Printing_Existing_Space Heating_Natural Gas_Gas Boiler - Stack Economizer_A_Achievable Technical Potential | F2 | Industrial | Paper and Printing | Existing | Space Heating | Natural Gas | Gas Boiler - Stack Economizer | A | Original Unit Summer Peak Savings (kW) | Achievable Technical Potential | 0 | 0 | 0 | 0 | 0 | 0 | 0 | 0 | 0 | 0 | 0 | 0 | 0 | 0 | 0 | 0 | 0 | 0 | 0 | 0 | 0 | 0 | 0 | 0 | 0 | 0 | 0 | 0 | 0 | 0 | 0
F3_Industrial_Paper and Printing_Existing_Space Heating_Natural Gas_Gas Boiler - Stack Economizer_A_Achievable Technical Potential | F3 | Industrial | Paper and Printing | Existing | Space Heating | Natural Gas | Gas Boiler - Stack Economizer | A | Original Unit Winter Peak Savings (kW) | Achievable Technical Potential | 0 | 0 | 0 | 0 | 0 | 0 | 0 | 0 | 0 | 0 | 0 | 0 | 0 | 0 | 0 | 0 | 0 | 0 | 0 | 0 | 0 | 0 | 0 | 0 | 0 | 0 | 0 | 0 | 0 | 0 | 0
F4_Industrial_Paper and Printing_Existing_Space Heating_Natural Gas_Gas Boiler - Stack Economizer_A_Achievable Technical Potential | F4 | Industrial | Paper and Printing | Existing | Space Heating | Natural Gas | Gas Boiler - Stack Economizer | A | Standalone Impact on Baseline Energy (%) | Achievable Technical Potential | 0% | 0% | 0% | 0% | 0% | 0.008228% | 0.01643% | 0.02472% | 0.0329% | 0.04107% | 0.049% | 0.05506% | 0.05993% | 0.06472% | 0.06756% | 0.07069% | 0.07268% | 0.07463% | 0.07654% | 0.07743% | 0.07852% | 0.0788% | 0.07902% | 0.07922% | 0.0007937 | 0.00079515 | 0.00079652 | 0.0007978 | 0 | 0 | 0
F5_Industrial_Paper and Printing_Existing_Space Heating_Natural Gas_Gas Boiler - Stack Economizer_A_Achievable Technical Potential | F5 | Industrial | Paper and Printing | Existing | Space Heating | Natural Gas | Gas Boiler - Stack Economizer | A | Standalone Impact on Baseline Summer Peak (%) | Achievable Technical Potential | 0% | 0% | 0% | 0% | 0% | 0% | 0% | 0% | 0% | 0% | 0% | 0% | 0% | 0% | 0% | 0% | 0% | 0% | 0% | 0% | 0% | 0% | 0% | 0% | 0 | 0 | 0 | 0 | 0 | 0 | 0
F6_Industrial_Paper and Printing_Existing_Space Heating_Natural Gas_Gas Boiler - Stack Economizer_A_Achievable Technical Potential | F6 | Industrial | Paper and Printing | Existing | Space Heating | Natural Gas | Gas Boiler - Stack Economizer | A | Standalone Impact on Baseline Winter Peak (%) | Achievable Technical Potential | 0% | 0% | 0% | 0% | 0% | 0% | 0% | 0% | 0% | 0% | 0% | 0% | 0% | 0% | 0% | 0% | 0% | 0% | 0% | 0% | 0% | 0% | 0% | 0% | 0 | 0 | 0 | 0 | 0 | 0 | 0
F7_Industrial_Paper and Printing_Existing_Space Heating_Natural Gas_Gas Boiler - Stack Economizer_A_Achievable Technical Potential | F7 | Industrial | Paper and Printing | Existing | Space Heating | Natural Gas | Gas Boiler - Stack Economizer | A | Incremental Energy Savings (MWh or mTherms) | Achievable Technical Potential | 0 | 0 | 0 | 0 | 0 | 0.0045984 | 0.0045647 | 0.004507 | 0.0044785 | 0.0044513 | 0.0039287 | 0.0031133 | 0.0024689 | 0.0019308 | 0.0015396 | 0.0012119 | 0.00096331 | 0.00076181 | 0.00060014 | 0.00047757 | 0.00037809 | 2.5519e-06 | 9.0226e-07 | 3.0463e-07 | 9.8398e-08 | 8.2911e-08 | 8.225e-08 | 8.165e-08 | 8.1106e-08 | 8.0617e-08 | 8.0176e-08
F8_Industrial_Paper and Printing_Existing_Space Heating_Natural Gas_Gas Boiler - Stack Economizer_A_Achievable Technical Potential | F8 | Industrial | Paper and Printing | Existing | Space Heating | Natural Gas | Gas Boiler - Stack Economizer | A | Incremental Summer Peak Savings (MW) | Achievable Technical Potential | 0 | 0 | 0 | 0 | 0 | 0 | 0 | 0 | 0 | 0 | 0 | 0 | 0 | 0 | 0 | 0 | 0 | 0 | 0 | 0 | 0 | 0 | 0 | 0 | 0 | 0 | 0 | 0 | 0 | 0 | 0
F9_Industrial_Paper and Printing_Existing_Space Heating_Natural Gas_Gas Boiler - Stack Economizer_A_Achievable Technical Potential | F9 | Industrial | Paper and Printing | Existing | Space Heating | Natural Gas | Gas Boiler - Stack Economizer | A | Incremental Winter Peak Savings (MW) | Achievable Technical Potential | 0 | 0 | 0 | 0 | 0 | 0 | 0 | 0 | 0 | 0 | 0 | 0 | 0 | 0 | 0 | 0 | 0 | 0 | 0 | 0 | 0 | 0 | 0 | 0 | 0 | 0 | 0 | 0 | 0 | 0 | 0
F10_Industrial_Paper and Printing_Existing_Space Heating_Natural Gas_Gas Boiler - Stack Economizer_A_Achievable Technical Potential | F10 | Industrial | Paper and Printing | Existing | Space Heating | Natural Gas | Gas Boiler - Stack Economizer | A | Cumulative Energy Savings (MWh or mTherms) | Achievable Technical Potential | 0 | 0 | 0 | 0 | 0 | 0.0045984 | 0.0091319 | 0.013577 | 0.017962 | 0.02229 | 0.026068 | 0.029007 | 0.031281 | 0.033004 | 0.034309 | 0.035296 | 0.036029 | 0.036558 | 0.036923 | 0.037162 | 0.037307 | 0.037063 | 0.036827 | 0.036598 | 0.036367 | 0.036156 | 0.035963 | 0.035788 | 0.035628 | 0.035481 | 0.035348
F11_Industrial_Paper and Printing_Existing_Space Heating_Natural Gas_Gas Boiler - Stack Economizer_A_Achievable Technical Potential | F11 | Industrial | Paper and Printing | Existing | Space Heating | Natural Gas | Gas Boiler - Stack Economizer | A | Cumulative Summer Peak Savings (MW) | Achievable Technical Potential | 0 | 0 | 0 | 0 | 0 | 0 | 0 | 0 | 0 | 0 | 0 | 0 | 0 | 0 | 0 | 0 | 0 | 0 | 0 | 0 | 0 | 0 | 0 | 0 | 0 | 0 | 0 | 0 | 0 | 0 | 0
F12_Industrial_Paper and Printing_Existing_Space Heating_Natural Gas_Gas Boiler - Stack Economizer_A_Achievable Technical Potential | F12 | Industrial | Paper and Printing | Existing | Space Heating | Natural Gas | Gas Boiler - Stack Economizer | A | Cumulative Winter Peak Savings (MW) | Achievable Technical Potential | 0 | 0 | 0 | 0 | 0 | 0 | 0 | 0 | 0 | 0 | 0 | 0 | 0 | 0 | 0 | 0 | 0 | 0 | 0 | 0 | 0 | 0 | 0 | 0 | 0 | 0 | 0 | 0 | 0 | 0 | 0
F13_Industrial_Paper and Printing_Existing_Space Heating_Natural Gas_Gas Boiler - Stack Economizer_A_Achievable Technical Potential | F13 | Industrial | Paper and Printing | Existing | Space Heating | Natural Gas | Gas Boiler - Stack Economizer | A | Purchases (Incremental) | Achievable Technical Potential | 0 | 0 | 0 | 0 | 0 | 0.046252 | 0.046226 | 0.045954 | 0.045979 | 0.046017 | 0.040889 | 0.032622 | 0.026045 | 0.020505 | 0.016466 | 0.013048 | 0.010439 | 0.0083095 | 0.0065883 | 0.0052769 | 0.004204 | 2.8563e-05 | 1.0164e-05 | 3.4532e-06 | 1.1225e-06 | 9.5135e-07 | 9.4881e-07 | 9.4651e-07 | 9.4445e-07 | 9.4262e-07 | 9.4101e-07
F14_Industrial_Paper and Printing_Existing_Space Heating_Natural Gas_Gas Boiler - Stack Economizer_A_Achievable Technical Potential | F14 | Industrial | Paper and Printing | Existing | Space Heating | Natural Gas | Gas Boiler - Stack Economizer | A | Purchases (Cumulative) | Achievable Technical Potential | 0 | 0 | 0 | 0 | 0 | 0.046252 | 0.092478 | 0.13843 | 0.18441 | 0.23043 | 0.27132 | 0.30394 | 0.32998 | 0.35049 | 0.36695 | 0.38 | 0.39044 | 0.39875 | 0.40534 | 0.41062 | 0.41482 | 0.41485 | 0.41486 | 0.41486 | 0.41486 | 0.41486 | 0.41487 | 0.41487 | 0.41487 | 0.41487 | 0.41487
F1_Industrial_Paper and Printing_Existing_Process_Natural Gas_Gas Boiler - Stack Economizer_A_Achievable Technical Potential | F1 | Industrial | Paper and Printing | Existing | Process | Natural Gas | Gas Boiler - Stack Economizer | A | Original Unit Energy Savings (kWh or therms) | Achievable Technical Potential | 0 | 0 | 0 | 0 | 0 | 73.0493 | 73.0493 | 73.0493 | 73.0493 | 73.0493 | 73.0493 | 73.0493 | 73.0493 | 73.0493 | 73.0493 | 73.0493 | 73.0493 | 73.0493 | 73.0493 | 73.0493 | 73.0493 | 73.0493 | 73.0493 | 73.0493 | 73.0493 | 73.0493 | 73.0493 | 73.0493 | 73.0493 | 73.0493 | 73.0493
F2_Industrial_Paper and Printing_Existing_Process_Natural Gas_Gas Boiler - Stack Economizer_A_Achievable Technical Potential | F2 | Industrial | Paper and Printing | Existing | Process | Natural Gas | Gas Boiler - Stack Economizer | A | Original Unit Summer Peak Savings (kW) | Achievable Technical Potential | 0 | 0 | 0 | 0 | 0 | 0 | 0 | 0 | 0 | 0 | 0 | 0 | 0 | 0 | 0 | 0 | 0 | 0 | 0 | 0 | 0 | 0 | 0 | 0 | 0 | 0 | 0 | 0 | 0 | 0 | 0
F3_Industrial_Paper and Printing_Existing_Process_Natural Gas_Gas Boiler - Stack Economizer_A_Achievable Technical Potential | F3 | Industrial | Paper and Printing | Existing | Process | Natural Gas | Gas Boiler - Stack Economizer | A | Original Unit Winter Peak Savings (kW) | Achievable Technical Potential | 0 | 0 | 0 | 0 | 0 | 0 | 0 | 0 | 0 | 0 | 0 | 0 | 0 | 0 | 0 | 0 | 0 | 0 | 0 | 0 | 0 | 0 | 0 | 0 | 0 | 0 | 0 | 0 | 0 | 0 | 0
F4_Industrial_Paper and Printing_Existing_Process_Natural Gas_Gas Boiler - Stack Economizer_A_Achievable Technical Potential | F4 | Industrial | Paper and Printing | Existing | Process | Natural Gas | Gas Boiler - Stack Economizer | A | Standalone Impact on Baseline Energy (%) | Achievable Technical Potential | 0% | 0% | 0% | 0% | 0% | 0.05133% | 0.1027% | 0.1546% | 0.2059% | 0.2571% | 0.3066% | 0.3444% | 0.3746% | 0.4043% | 0.4217% | 0.4409% | 0.453% | 0.4649% | 0.4769% | 0.4825% | 0.4895% | 0.4914% | 0.4932% | 0.4949% | 0.0049649 | 0.0049794 | 0.0049927 | 0.0050048 | 0 | 0 | 0
F5_Industrial_Paper and Printing_Existing_Process_Natural Gas_Gas Boiler - Stack Economizer_A_Achievable Technical Potential | F5 | Industrial | Paper and Printing | Existing | Process | Natural Gas | Gas Boiler - Stack Economizer | A | Standalone Impact on Baseline Summer Peak (%) | Achievable Technical Potential | 0% | 0% | 0% | 0% | 0% | 0% | 0% | 0% | 0% | 0% | 0% | 0% | 0% | 0% | 0% | 0% | 0% | 0% | 0% | 0% | 0% | 0% | 0% | 0% | 0 | 0 | 0 | 0 | 0 | 0 | 0
F6_Industrial_Paper and Printing_Existing_Process_Natural Gas_Gas Boiler - Stack Economizer_A_Achievable Technical Potential | F6 | Industrial | Paper and Printing | Existing | Process | Natural Gas | Gas Boiler - Stack Economizer | A | Standalone Impact on Baseline Winter Peak (%) | Achievable Technical Potential | 0% | 0% | 0% | 0% | 0% | 0% | 0% | 0% | 0% | 0% | 0% | 0% | 0% | 0% | 0% | 0% | 0% | 0% | 0% | 0% | 0% | 0% | 0% | 0% | 0 | 0 | 0 | 0 | 0 | 0 | 0
F7_Industrial_Paper and Printing_Existing_Process_Natural Gas_Gas Boiler - Stack Economizer_A_Achievable Technical Potential | F7 | Industrial | Paper and Printing | Existing | Process | Natural Gas | Gas Boiler - Stack Economizer | A | Incremental Energy Savings (MWh or mTherms) | Achievable Technical Potential | 0 | 0 | 0 | 0 | 0 | 0.13482 | 0.13474 | 0.13395 | 0.13402 | 0.13413 | 0.11919 | 0.095089 | 0.075917 | 0.059769 | 0.047998 | 0.038032 | 0.03043 | 0.024221 | 0.019204 | 0.015381 | 0.012254 | 8.3258e-05 | 2.9627e-05 | 1.0066e-05 | 3.2719e-06 | 2.7731e-06 | 2.7657e-06 | 2.759e-06 | 2.753e-06 | 2.7476e-06 | 2.7429e-06
F8_Industrial_Paper and Printing_Existing_Process_Natural Gas_Gas Boiler - Stack Economizer_A_Achievable Technical Potential | F8 | Industrial | Paper and Printing | Existing | Process | Natural Gas | Gas Boiler - Stack Economizer | A | Incremental Summer Peak Savings (MW) | Achievable Technical Potential | 0 | 0 | 0 | 0 | 0 | 0 | 0 | 0 | 0 | 0 | 0 | 0 | 0 | 0 | 0 | 0 | 0 | 0 | 0 | 0 | 0 | 0 | 0 | 0 | 0 | 0 | 0 | 0 | 0 | 0 | 0
F9_Industrial_Paper and Printing_Existing_Process_Natural Gas_Gas Boiler - Stack Economizer_A_Achievable Technical Potential | F9 | Industrial | Paper and Printing | Existing | Process | Natural Gas | Gas Boiler - Stack Economizer | A | Incremental Winter Peak Savings (MW) | Achievable Technical Potential | 0 | 0 | 0 | 0 | 0 | 0 | 0 | 0 | 0 | 0 | 0 | 0 | 0 | 0 | 0 | 0 | 0 | 0 | 0 | 0 | 0 | 0 | 0 | 0 | 0 | 0 | 0 | 0 | 0 | 0 | 0
F10_Industrial_Paper and Printing_Existing_Process_Natural Gas_Gas Boiler - Stack Economizer_A_Achievable Technical Potential | F10 | Industrial | Paper and Printing | Existing | Process | Natural Gas | Gas Boiler - Stack Economizer | A | Cumulative Energy Savings (MWh or mTherms) | Achievable Technical Potential | 0 | 0 | 0 | 0 | 0 | 0.13482 | 0.26956 | 0.40351 | 0.53753 | 0.67167 | 0.79085 | 0.88594 | 0.96186 | 1.0216 | 1.0696 | 1.1077 | 1.1381 | 1.1623 | 1.1815 | 1.1969 | 1.2091 | 1.2092 | 1.2093 | 1.2093 | 1.2093 | 1.2093 | 1.2093 | 1.2093 | 1.2093 | 1.2093 | 1.2093
F11_Industrial_Paper and Printing_Existing_Process_Natural Gas_Gas Boiler - Stack Economizer_A_Achievable Technical Potential | F11 | Industrial | Paper and Printing | Existing | Process | Natural Gas | Gas Boiler - Stack Economizer | A | Cumulative Summer Peak Savings (MW) | Achievable Technical Potential | 0 | 0 | 0 | 0 | 0 | 0 | 0 | 0 | 0 | 0 | 0 | 0 | 0 | 0 | 0 | 0 | 0 | 0 | 0 | 0 | 0 | 0 | 0 | 0 | 0 | 0 | 0 | 0 | 0 | 0 | 0
F12_Industrial_Paper and Printing_Existing_Process_Natural Gas_Gas Boiler - Stack Economizer_A_Achievable Technical Potential | F12 | Industrial | Paper and Printing | Existing | Process | Natural Gas | Gas Boiler - Stack Economizer | A | Cumulative Winter Peak Savings (MW) | Achievable Technical Potential | 0 | 0 | 0 | 0 | 0 | 0 | 0 | 0 | 0 | 0 | 0 | 0 | 0 | 0 | 0 | 0 | 0 | 0 | 0 | 0 | 0 | 0 | 0 | 0 | 0 | 0 | 0 | 0 | 0 | 0 | 0
F13_Industrial_Paper and Printing_Existing_Process_Natural Gas_Gas Boiler - Stack Economizer_A_Achievable Technical Potential | F13 | Industrial | Paper and Printing | Existing | Process | Natural Gas | Gas Boiler - Stack Economizer | A | Purchases (Incremental) | Achievable Technical Potential | 0 | 0 | 0 | 0 | 0 | 1.8456 | 1.8446 | 1.8337 | 1.8347 | 1.8362 | 1.6316 | 1.3017 | 1.0393 | 0.8182 | 0.65706 | 0.52063 | 0.41656 | 0.33157 | 0.26289 | 0.21056 | 0.16775 | 0.0011398 | 0.00040557 | 0.00013779 | 4.4791e-05 | 3.7962e-05 | 3.786e-05 | 3.7769e-05 | 3.7686e-05 | 3.7613e-05 | 3.7549e-05
F14_Industrial_Paper and Printing_Existing_Process_Natural Gas_Gas Boiler - Stack Economizer_A_Achievable Technical Potential | F14 | Industrial | Paper and Printing | Existing | Process | Natural Gas | Gas Boiler - Stack Economizer | A | Purchases (Cumulative) | Achievable Technical Potential | 0 | 0 | 0 | 0 | 0 | 1.8456 | 3.6902 | 5.5238 | 7.3585 | 9.1947 | 10.8263 | 12.128 | 13.1673 | 13.9855 | 14.6425 | 15.1632 | 15.5797 | 15.9113 | 16.1742 | 16.3848 | 16.5525 | 16.5537 | 16.5541 | 16.5542 | 16.5542 | 16.5543 | 16.5543 | 16.5544 | 16.5544 | 16.5544 | 16.5545
F1_Industrial_Paper and Printing_Existing_Space Heating_Natural Gas_Gas Furnace Tube Inserts_A_Achievable Technical Potential | F1 | Industrial | Paper and Printing | Existing | Space Heating | Natural Gas | Gas Furnace Tube Inserts | A | Original Unit Energy Savings (kWh or therms) | Achievable Technical Potential | 0 | 0 | 0 | 0 | 0 | 0.086193 | 0.085415 | 0.084425 | 0.083421 | 0.082413 | 0.081426 | 0.080448 | 0.079527 | 0.07866 | 0.077786 | 0.077021 | 0.0763 | 0.075622 | 0.074985 | 0.07434 | 0.073715 | 0.073094 | 0.072454 | 0.071839 | 0.071247 | 0.070693 | 0.070173 | 0.069687 | 0.069231 | 0.068805 | 0.068405
F2_Industrial_Paper and Printing_Existing_Space Heating_Natural Gas_Gas Furnace Tube Inserts_A_Achievable Technical Potential | F2 | Industrial | Paper and Printing | Existing | Space Heating | Natural Gas | Gas Furnace Tube Inserts | A | Original Unit Summer Peak Savings (kW) | Achievable Technical Potential | 0 | 0 | 0 | 0 | 0 | 0 | 0 | 0 | 0 | 0 | 0 | 0 | 0 | 0 | 0 | 0 | 0 | 0 | 0 | 0 | 0 | 0 | 0 | 0 | 0 | 0 | 0 | 0 | 0 | 0 | 0
F3_Industrial_Paper and Printing_Existing_Space Heating_Natural Gas_Gas Furnace Tube Inserts_A_Achievable Technical Potential | F3 | Industrial | Paper and Printing | Existing | Space Heating | Natural Gas | Gas Furnace Tube Inserts | A | Original Unit Winter Peak Savings (kW) | Achievable Technical Potential | 0 | 0 | 0 | 0 | 0 | 0 | 0 | 0 | 0 | 0 | 0 | 0 | 0 | 0 | 0 | 0 | 0 | 0 | 0 | 0 | 0 | 0 | 0 | 0 | 0 | 0 | 0 | 0 | 0 | 0 | 0
F4_Industrial_Paper and Printing_Existing_Space Heating_Natural Gas_Gas Furnace Tube Inserts_A_Achievable Technical Potential | F4 | Industrial | Paper and Printing | Existing | Space Heating | Natural Gas | Gas Furnace Tube Inserts | A | Standalone Impact on Baseline Energy (%) | Achievable Technical Potential | 0% | 0% | 0% | 0% | 0% | 0% | 0% | 0% | 0% | 0% | 0% | 0% | 0% | 0% | 0% | 0% | 0% | 0% | 0% | 0% | 0% | 0% | 0% | 0% | 0 | 0 | 0 | 0 | 0 | 0 | 0
F5_Industrial_Paper and Printing_Existing_Space Heating_Natural Gas_Gas Furnace Tube Inserts_A_Achievable Technical Potential | F5 | Industrial | Paper and Printing | Existing | Space Heating | Natural Gas | Gas Furnace Tube Inserts | A | Standalone Impact on Baseline Summer Peak (%) | Achievable Technical Potential | 0% | 0% | 0% | 0% | 0% | 0% | 0% | 0% | 0% | 0% | 0% | 0% | 0% | 0% | 0% | 0% | 0% | 0% | 0% | 0% | 0% | 0% | 0% | 0% | 0 | 0 | 0 | 0 | 0 | 0 | 0
F6_Industrial_Paper and Printing_Existing_Space Heating_Natural Gas_Gas Furnace Tube Inserts_A_Achievable Technical Potential | F6 | Industrial | Paper and Printing | Existing | Space Heating | Natural Gas | Gas Furnace Tube Inserts | A | Standalone Impact on Baseline Winter Peak (%) | Achievable Technical Potential | 0% | 0% | 0% | 0% | 0% | 0% | 0% | 0% | 0% | 0% | 0% | 0% | 0% | 0% | 0% | 0% | 0% | 0% | 0% | 0% | 0% | 0% | 0% | 0% | 0 | 0 | 0 | 0 | 0 | 0 | 0
F7_Industrial_Paper and Printing_Existing_Space Heating_Natural Gas_Gas Furnace Tube Inserts_A_Achievable Technical Potential | F7 | Industrial | Paper and Printing | Existing | Space Heating | Natural Gas | Gas Furnace Tube Inserts | A | Incremental Energy Savings (MWh or mTherms) | Achievable Technical Potential | 0 | 0 | 0 | 0 | 0 | 0 | 0 | 0 | 0 | 0 | 0 | 0 | 0 | 0 | 0 | 0 | 0 | 0 | 0 | 0 | 0 | 0 | 0 | 0 | 0 | 0 | 0 | 0 | 0 | 0 | 0
F8_Industrial_Paper and Printing_Existing_Space Heating_Natural Gas_Gas Furnace Tube Inserts_A_Achievable Technical Potential | F8 | Industrial | Paper and Printing | Existing | Space Heating | Natural Gas | Gas Furnace Tube Inserts | A | Incremental Summer Peak Savings (MW) | Achievable Technical Potential | 0 | 0 | 0 | 0 | 0 | 0 | 0 | 0 | 0 | 0 | 0 | 0 | 0 | 0 | 0 | 0 | 0 | 0 | 0 | 0 | 0 | 0 | 0 | 0 | 0 | 0 | 0 | 0 | 0 | 0 | 0
F9_Industrial_Paper and Printing_Existing_Space Heating_Natural Gas_Gas Furnace Tube Inserts_A_Achievable Technical Potential | F9 | Industrial | Paper and Printing | Existing | Space Heating | Natural Gas | Gas Furnace Tube Inserts | A | Incremental Winter Peak Savings (MW) | Achievable Technical Potential | 0 | 0 | 0 | 0 | 0 | 0 | 0 | 0 | 0 | 0 | 0 | 0 | 0 | 0 | 0 | 0 | 0 | 0 | 0 | 0 | 0 | 0 | 0 | 0 | 0 | 0 | 0 | 0 | 0 | 0 | 0
F10_Industrial_Paper and Printing_Existing_Space Heating_Natural Gas_Gas Furnace Tube Inserts_A_Achievable Technical Potential | F10 | Industrial | Paper and Printing | Existing | Space Heating | Natural Gas | Gas Furnace Tube Inserts | A | Cumulative Energy Savings (MWh or mTherms) | Achievable Technical Potential | 0 | 0 | 0 | 0 | 0 | 0 | 0 | 0 | 0 | 0 | 0 | 0 | 0 | 0 | 0 | 0 | 0 | 0 | 0 | 0 | 0 | 0 | 0 | 0 | 0 | 0 | 0 | 0 | 0 | 0 | 0
F11_Industrial_Paper and Printing_Existing_Space Heating_Natural Gas_Gas Furnace Tube Inserts_A_Achievable Technical Potential | F11 | Industrial | Paper and Printing | Existing | Space Heating | Natural Gas | Gas Furnace Tube Inserts | A | Cumulative Summer Peak Savings (MW) | Achievable Technical Potential | 0 | 0 | 0 | 0 | 0 | 0 | 0 | 0 | 0 | 0 | 0 | 0 | 0 | 0 | 0 | 0 | 0 | 0 | 0 | 0 | 0 | 0 | 0 | 0 | 0 | 0 | 0 | 0 | 0 | 0 | 0
F12_Industrial_Paper and Printing_Existing_Space Heating_Natural Gas_Gas Furnace Tube Inserts_A_Achievable Technical Potential | F12 | Industrial | Paper and Printing | Existing | Space Heating | Natural Gas | Gas Furnace Tube Inserts | A | Cumulative Winter Peak Savings (MW) | Achievable Technical Potential | 0 | 0 | 0 | 0 | 0 | 0 | 0 | 0 | 0 | 0 | 0 | 0 | 0 | 0 | 0 | 0 | 0 | 0 | 0 | 0 | 0 | 0 | 0 | 0 | 0 | 0 | 0 | 0 | 0 | 0 | 0
F13_Industrial_Paper and Printing_Existing_Space Heating_Natural Gas_Gas Furnace Tube Inserts_A_Achievable Technical Potential | F13 | Industrial | Paper and Printing | Existing | Space Heating | Natural Gas | Gas Furnace Tube Inserts | A | Purchases (Incremental) | Achievable Technical Potential | 0 | 0 | 0 | 0 | 0 | 0 | 0 | 0 | 0 | 0 | 0 | 0 | 0 | 0 | 0 | 0 | 0 | 0 | 0 | 0 | 0 | 0 | 0 | 0 | 0 | 0 | 0 | 0 | 0 | 0 | 0
F14_Industrial_Paper and Printing_Existing_Space Heating_Natural Gas_Gas Furnace Tube Inserts_A_Achievable Technical Potential | F14 | Industrial | Paper and Printing | Existing | Space Heating | Natural Gas | Gas Furnace Tube Inserts | A | Purchases (Cumulative) | Achievable Technical Potential | 0 | 0 | 0 | 0 | 0 | 0 | 0 | 0 | 0 | 0 | 0 | 0 | 0 | 0 | 0 | 0 | 0 | 0 | 0 | 0 | 0 | 0 | 0 | 0 | 0 | 0 | 0 | 0 | 0 | 0 | 0
F1_Industrial_Paper and Printing_Existing_Space Heating_Natural Gas_Space Heating - Heat Recovery Ventilator_A_Achievable Technical Potential | F1 | Industrial | Paper and Printing | Existing | Space Heating | Natural Gas | Space Heating - Heat Recovery Ventilator | A | Original Unit Energy Savings (kWh or therms) | Achievable Technical Potential | 0 | 0 | 0 | 0 | 0 | 0.013225 | 0.01316 | 0.01308 | 0.012996 | 0.012907 | 0.012817 | 0.012725 | 0.012634 | 0.012542 | 0.012443 | 0.012352 | 0.012262 | 0.012178 | 0.0121 | 0.012025 | 0.011953 | 0.011879 | 0.011813 | 0.011751 | 0.011691 | 0.011636 | 0.011585 | 0.011538 | 0 | 0 | 0
F2_Industrial_Paper and Printing_Existing_Space Heating_Natural Gas_Space Heating - Heat Recovery Ventilator_A_Achievable Technical Potential | F2 | Industrial | Paper and Printing | Existing | Space Heating | Natural Gas | Space Heating - Heat Recovery Ventilator | A | Original Unit Summer Peak Savings (kW) | Achievable Technical Potential | 0 | 0 | 0 | 0 | 0 | 0 | 0 | 0 | 0 | 0 | 0 | 0 | 0 | 0 | 0 | 0 | 0 | 0 | 0 | 0 | 0 | 0 | 0 | 0 | 0 | 0 | 0 | 0 | 0 | 0 | 0
F3_Industrial_Paper and Printing_Existing_Space Heating_Natural Gas_Space Heating - Heat Recovery Ventilator_A_Achievable Technical Potential | F3 | Industrial | Paper and Printing | Existing | Space Heating | Natural Gas | Space Heating - Heat Recovery Ventilator | A | Original Unit Winter Peak Savings (kW) | Achievable Technical Potential | 0 | 0 | 0 | 0 | 0 | 0 | 0 | 0 | 0 | 0 | 0 | 0 | 0 | 0 | 0 | 0 | 0 | 0 | 0 | 0 | 0 | 0 | 0 | 0 | 0 | 0 | 0 | 0 | 0 | 0 | 0
F4_Industrial_Paper and Printing_Existing_Space Heating_Natural Gas_Space Heating - Heat Recovery Ventilator_A_Achievable Technical Potential | F4 | Industrial | Paper and Printing | Existing | Space Heating | Natural Gas | Space Heating - Heat Recovery Ventilator | A | Standalone Impact on Baseline Energy (%) | Achievable Technical Potential | 0% | 0% | 0% | 0% | 0% | 0.01817% | 0.03635% | 0.05474% | 0.07288% | 0.09099% | 0.1103% | 0.1288% | 0.1472% | 0.1678% | 0.1853% | 0.2053% | 0.2234% | 0.2427% | 0.2631% | 0.2809% | 0.3003% | 0.3196% | 0.339% | 0.3583% | 0.0037759 | 0.0037869 | 0.003797 | 0.0038062 | 0 | 0 | 0
F5_Industrial_Paper and Printing_Existing_Space Heating_Natural Gas_Space Heating - Heat Recovery Ventilator_A_Achievable Technical Potential | F5 | Industrial | Paper and Printing | Existing | Space Heating | Natural Gas | Space Heating - Heat Recovery Ventilator | A | Standalone Impact on Baseline Summer Peak (%) | Achievable Technical Potential | 0% | 0% | 0% | 0% | 0% | 0% | 0% | 0% | 0% | 0% | 0% | 0% | 0% | 0% | 0% | 0% | 0% | 0% | 0% | 0% | 0% | 0% | 0% | 0% | 0 | 0 | 0 | 0 | 0 | 0 | 0
F6_Industrial_Paper and Printing_Existing_Space Heating_Natural Gas_Space Heating - Heat Recovery Ventilator_A_Achievable Technical Potential | F6 | Industrial | Paper and Printing | Existing | Space Heating | Natural Gas | Space Heating - Heat Recovery Ventilator | A | Standalone Impact on Baseline Winter Peak (%) | Achievable Technical Potential | 0% | 0% | 0% | 0% | 0% | 0% | 0% | 0% | 0% | 0% | 0% | 0% | 0% | 0% | 0% | 0% | 0% | 0% | 0% | 0% | 0% | 0% | 0% | 0% | 0 | 0 | 0 | 0 | 0 | 0 | 0
F7_Industrial_Paper and Printing_Existing_Space Heating_Natural Gas_Space Heating - Heat Recovery Ventilator_A_Achievable Technical Potential | F7 | Industrial | Paper and Printing | Existing | Space Heating | Natural Gas | Space Heating - Heat Recovery Ventilator | A | Incremental Energy Savings (MWh or mTherms) | Achievable Technical Potential | 0 | 0 | 0 | 0 | 0 | 0.010155 | 0.0101 | 0.0099796 | 0.0099204 | 0.009861 | 0.0096681 | 0.0095723 | 0.009484 | 0.0092659 | 0.0092281 | 0.009073 | 0.009008 | 0.0089015 | 0.0087657 | 0.0087209 | 0.008633 | 0.0085467 | 0.0084681 | 0.0083946 | 0.0083258 | 0 | 0 | 0 | 0 | 0 | 0
F8_Industrial_Paper and Printing_Existing_Space Heating_Natural Gas_Space Heating - Heat Recovery Ventilator_A_Achievable Technical Potential | F8 | Industrial | Paper and Printing | Existing | Space Heating | Natural Gas | Space Heating - Heat Recovery Ventilator | A | Incremental Summer Peak Savings (MW) | Achievable Technical Potential | 0 | 0 | 0 | 0 | 0 | 0 | 0 | 0 | 0 | 0 | 0 | 0 | 0 | 0 | 0 | 0 | 0 | 0 | 0 | 0 | 0 | 0 | 0 | 0 | 0 | 0 | 0 | 0 | 0 | 0 | 0
F9_Industrial_Paper and Printing_Existing_Space Heating_Natural Gas_Space Heating - Heat Recovery Ventilator_A_Achievable Technical Potential | F9 | Industrial | Paper and Printing | Existing | Space Heating | Natural Gas | Space Heating - Heat Recovery Ventilator | A | Incremental Winter Peak Savings (MW) | Achievable Technical Potential | 0 | 0 | 0 | 0 | 0 | 0 | 0 | 0 | 0 | 0 | 0 | 0 | 0 | 0 | 0 | 0 | 0 | 0 | 0 | 0 | 0 | 0 | 0 | 0 | 0 | 0 | 0 | 0 | 0 | 0 | 0
F10_Industrial_Paper and Printing_Existing_Space Heating_Natural Gas_Space Heating - Heat Recovery Ventilator_A_Achievable Technical Potential | F10 | Industrial | Paper and Printing | Existing | Space Heating | Natural Gas | Space Heating - Heat Recovery Ventilator | A | Cumulative Energy Savings (MWh or mTherms) | Achievable Technical Potential | 0 | 0 | 0 | 0 | 0 | 0.010155 | 0.020206 | 0.030063 | 0.039789 | 0.049379 | 0.058703 | 0.067853 | 0.076848 | 0.085558 | 0.094113 | 0.1025 | 0.11076 | 0.1189 | 0.12691 | 0.13483 | 0.14266 | 0.15033 | 0.15796 | 0.16552 | 0.17301 | 0.17219 | 0.17144 | 0.17074 | 0 | 0 | 0
F11_Industrial_Paper and Printing_Existing_Space Heating_Natural Gas_Space Heating - Heat Recovery Ventilator_A_Achievable Technical Potential | F11 | Industrial | Paper and Printing | Existing | Space Heating | Natural Gas | Space Heating - Heat Recovery Ventilator | A | Cumulative Summer Peak Savings (MW) | Achievable Technical Potential | 0 | 0 | 0 | 0 | 0 | 0 | 0 | 0 | 0 | 0 | 0 | 0 | 0 | 0 | 0 | 0 | 0 | 0 | 0 | 0 | 0 | 0 | 0 | 0 | 0 | 0 | 0 | 0 | 0 | 0 | 0
F12_Industrial_Paper and Printing_Existing_Space Heating_Natural Gas_Space Heating - Heat Recovery Ventilator_A_Achievable Technical Potential | F12 | Industrial | Paper and Printing | Existing | Space Heating | Natural Gas | Space Heating - Heat Recovery Ventilator | A | Cumulative Winter Peak Savings (MW) | Achievable Technical Potential | 0 | 0 | 0 | 0 | 0 | 0 | 0 | 0 | 0 | 0 | 0 | 0 | 0 | 0 | 0 | 0 | 0 | 0 | 0 | 0 | 0 | 0 | 0 | 0 | 0 | 0 | 0 | 0 | 0 | 0 | 0
F13_Industrial_Paper and Printing_Existing_Space Heating_Natural Gas_Space Heating - Heat Recovery Ventilator_A_Achievable Technical Potential | F13 | Industrial | Paper and Printing | Existing | Space Heating | Natural Gas | Space Heating - Heat Recovery Ventilator | A | Purchases (Incremental) | Achievable Technical Potential | 0 | 0 | 0 | 0 | 0 | 767.8934 | 767.472 | 762.9459 | 763.3584 | 763.9896 | 754.2877 | 752.2265 | 750.6991 | 738.7783 | 741.599 | 734.5269 | 734.6222 | 730.9248 | 724.405 | 725.2631 | 722.264 | 719.4548 | 716.8334 | 714.3974 | 712.1445 | 0 | 0 | 0 | 0 | 0 | 0
F14_Industrial_Paper and Printing_Existing_Space Heating_Natural Gas_Space Heating - Heat Recovery Ventilator_A_Achievable Technical Potential | F14 | Industrial | Paper and Printing | Existing | Space Heating | Natural Gas | Space Heating - Heat Recovery Ventilator | A | Purchases (Cumulative) | Achievable Technical Potential | 0 | 0 | 0 | 0 | 0 | 767.8934 | 1535.3654 | 2298.3113 | 3061.6696 | 3825.6592 | 4579.9469 | 5332.1734 | 6082.8725 | 6821.6508 | 7563.2498 | 8297.7767 | 9032.3988 | 9763.3236 | 10487.7286 | 11212.9917 | 11935.2557 | 12654.7105 | 13371.5439 | 14085.9413 | 14798.0858 | 14798.0858 | 14798.0858 | 14798.0858 | 14798.0858 | 14798.0858 | 14798.0858
F1_Industrial_Paper and Printing_Existing_Space Heating_Natural Gas_Thermostat - Programmable_A_Achievable Technical Potential | F1 | Industrial | Paper and Printing | Existing | Space Heating | Natural Gas | Thermostat - Programmable | A | Original Unit Energy Savings (kWh or therms) | Achievable Technical Potential | 0 | 0 | 0 | 0 | 0 | 0.00657 | 0.0065379 | 0.0064981 | 0.0064561 | 0.0064121 | 0.0063676 | 0.0063217 | 0.0062762 | 0.0062308 | 0.0061817 | 0.0061364 | 0.0060916 | 0.0060501 | 0.0060114 | 0.0059736 | 0.005938 | 0.0059015 | 0.0058686 | 0.0058376 | 0.005808 | 0.0057807 | 0.0057553 | 0.0057319 | 0 | 0 | 0
F2_Industrial_Paper and Printing_Existing_Space Heating_Natural Gas_Thermostat - Programmable_A_Achievable Technical Potential | F2 | Industrial | Paper and Printing | Existing | Space Heating | Natural Gas | Thermostat - Programmable | A | Original Unit Summer Peak Savings (kW) | Achievable Technical Potential | 0 | 0 | 0 | 0 | 0 | 0 | 0 | 0 | 0 | 0 | 0 | 0 | 0 | 0 | 0 | 0 | 0 | 0 | 0 | 0 | 0 | 0 | 0 | 0 | 0 | 0 | 0 | 0 | 0 | 0 | 0
F3_Industrial_Paper and Printing_Existing_Space Heating_Natural Gas_Thermostat - Programmable_A_Achievable Technical Potential | F3 | Industrial | Paper and Printing | Existing | Space Heating | Natural Gas | Thermostat - Programmable | A | Original Unit Winter Peak Savings (kW) | Achievable Technical Potential | 0 | 0 | 0 | 0 | 0 | 0 | 0 | 0 | 0 | 0 | 0 | 0 | 0 | 0 | 0 | 0 | 0 | 0 | 0 | 0 | 0 | 0 | 0 | 0 | 0 | 0 | 0 | 0 | 0 | 0 | 0
F4_Industrial_Paper and Printing_Existing_Space Heating_Natural Gas_Thermostat - Programmable_A_Achievable Technical Potential | F4 | Industrial | Paper and Printing | Existing | Space Heating | Natural Gas | Thermostat - Programmable | A | Standalone Impact on Baseline Energy (%) | Achievable Technical Potential | 0% | 0% | 0% | 0% | 0% | 0.02708% | 0.05418% | 0.08158% | 0.1086% | 0.1356% | 0.1644% | 0.192% | 0.2194% | 0.2501% | 0.2762% | 0.3059% | 0.333% | 0.3617% | 0.3921% | 0.4187% | 0.4475% | 0.4763% | 0.5052% | 0.534% | 0.0056274 | 0.0056438 | 0.0056589 | 0.0056726 | 0 | 0 | 0
F5_Industrial_Paper and Printing_Existing_Space Heating_Natural Gas_Thermostat - Programmable_A_Achievable Technical Potential | F5 | Industrial | Paper and Printing | Existing | Space Heating | Natural Gas | Thermostat - Programmable | A | Standalone Impact on Baseline Summer Peak (%) | Achievable Technical Potential | 0% | 0% | 0% | 0% | 0% | 0% | 0% | 0% | 0% | 0% | 0% | 0% | 0% | 0% | 0% | 0% | 0% | 0% | 0% | 0% | 0% | 0% | 0% | 0% | 0 | 0 | 0 | 0 | 0 | 0 | 0
F6_Industrial_Paper and Printing_Existing_Space Heating_Natural Gas_Thermostat - Programmable_A_Achievable Technical Potential | F6 | Industrial | Paper and Printing | Existing | Space Heating | Natural Gas | Thermostat - Programmable | A | Standalone Impact on Baseline Winter Peak (%) | Achievable Technical Potential | 0% | 0% | 0% | 0% | 0% | 0% | 0% | 0% | 0% | 0% | 0% | 0% | 0% | 0% | 0% | 0% | 0% | 0% | 0% | 0% | 0% | 0% | 0% | 0% | 0 | 0 | 0 | 0 | 0 | 0 | 0
F7_Industrial_Paper and Printing_Existing_Space Heating_Natural Gas_Thermostat - Programmable_A_Achievable Technical Potential | F7 | Industrial | Paper and Printing | Existing | Space Heating | Natural Gas | Thermostat - Programmable | A | Incremental Energy Savings (MWh or mTherms) | Achievable Technical Potential | 0 | 0 | 0 | 0 | 0 | 0.015135 | 0.015053 | 0.014873 | 0.014785 | 0.014696 | 0.014409 | 0.014266 | 0.014135 | 0.013809 | 0.013753 | 0.013522 | 0.013425 | 0.013266 | 0.013064 | 0.012997 | 0.012866 | 0.012738 | 0.012621 | 0.012511 | 0.012408 | 0 | 0 | 0 | 0 | 0 | 0
F8_Industrial_Paper and Printing_Existing_Space Heating_Natural Gas_Thermostat - Programmable_A_Achievable Technical Potential | F8 | Industrial | Paper and Printing | Existing | Space Heating | Natural Gas | Thermostat - Programmable | A | Incremental Summer Peak Savings (MW) | Achievable Technical Potential | 0 | 0 | 0 | 0 | 0 | 0 | 0 | 0 | 0 | 0 | 0 | 0 | 0 | 0 | 0 | 0 | 0 | 0 | 0 | 0 | 0 | 0 | 0 | 0 | 0 | 0 | 0 | 0 | 0 | 0 | 0
F9_Industrial_Paper and Printing_Existing_Space Heating_Natural Gas_Thermostat - Programmable_A_Achievable Technical Potential | F9 | Industrial | Paper and Printing | Existing | Space Heating | Natural Gas | Thermostat - Programmable | A | Incremental Winter Peak Savings (MW) | Achievable Technical Potential | 0 | 0 | 0 | 0 | 0 | 0 | 0 | 0 | 0 | 0 | 0 | 0 | 0 | 0 | 0 | 0 | 0 | 0 | 0 | 0 | 0 | 0 | 0 | 0 | 0 | 0 | 0 | 0 | 0 | 0 | 0
F10_Industrial_Paper and Printing_Existing_Space Heating_Natural Gas_Thermostat - Programmable_A_Achievable Technical Potential | F10 | Industrial | Paper and Printing | Existing | Space Heating | Natural Gas | Thermostat - Programmable | A | Cumulative Energy Savings (MWh or mTherms) | Achievable Technical Potential | 0 | 0 | 0 | 0 | 0 | 0.015135 | 0.030114 | 0.044804 | 0.0593 | 0.073592 | 0.087489 | 0.10113 | 0.11453 | 0.12751 | 0.14026 | 0.15276 | 0.16507 | 0.17721 | 0.18914 | 0.20095 | 0.21261 | 0.22405 | 0.23542 | 0.24668 | 0.25784 | 0.25663 | 0.2555 | 0.25446 | 0 | 0 | 0
F11_Industrial_Paper and Printing_Existing_Space Heating_Natural Gas_Thermostat - Programmable_A_Achievable Technical Potential | F11 | Industrial | Paper and Printing | Existing | Space Heating | Natural Gas | Thermostat - Programmable | A | Cumulative Summer Peak Savings (MW) | Achievable Technical Potential | 0 | 0 | 0 | 0 | 0 | 0 | 0 | 0 | 0 | 0 | 0 | 0 | 0 | 0 | 0 | 0 | 0 | 0 | 0 | 0 | 0 | 0 | 0 | 0 | 0 | 0 | 0 | 0 | 0 | 0 | 0
F12_Industrial_Paper and Printing_Existing_Space Heating_Natural Gas_Thermostat - Programmable_A_Achievable Technical Potential | F12 | Industrial | Paper and Printing | Existing | Space Heating | Natural Gas | Thermostat - Programmable | A | Cumulative Winter Peak Savings (MW) | Achievable Technical Potential | 0 | 0 | 0 | 0 | 0 | 0 | 0 | 0 | 0 | 0 | 0 | 0 | 0 | 0 | 0 | 0 | 0 | 0 | 0 | 0 | 0 | 0 | 0 | 0 | 0 | 0 | 0 | 0 | 0 | 0 | 0
F13_Industrial_Paper and Printing_Existing_Space Heating_Natural Gas_Thermostat - Programmable_A_Achievable Technical Potential | F13 | Industrial | Paper and Printing | Existing | Space Heating | Natural Gas | Thermostat - Programmable | A | Purchases (Incremental) | Achievable Technical Potential | 0 | 0 | 0 | 0 | 0 | 2303.6802 | 2302.4159 | 2288.8377 | 2290.0751 | 2291.9687 | 2262.8631 | 2256.6794 | 2252.0974 | 2216.3349 | 2224.7969 | 2203.5806 | 2203.8666 | 2192.7744 | 2173.215 | 2175.7893 | 2166.7919 | 2158.3645 | 2150.5002 | 2143.1921 | 2136.4336 | 0 | 0 | 0 | 0 | 0 | 0
F14_Industrial_Paper and Printing_Existing_Space Heating_Natural Gas_Thermostat - Programmable_A_Achievable Technical Potential | F14 | Industrial | Paper and Printing | Existing | Space Heating | Natural Gas | Thermostat - Programmable | A | Purchases (Cumulative) | Achievable Technical Potential | 0 | 0 | 0 | 0 | 0 | 2303.6802 | 4606.0961 | 6894.9338 | 9185.0089 | 11476.9776 | 13739.8407 | 15996.5202 | 18248.6176 | 20464.9525 | 22689.7494 | 24893.33 | 27097.1965 | 29289.9709 | 31463.1859 | 33638.9752 | 35805.7671 | 37964.1316 | 40114.6317 | 42257.8238 | 44394.2574 | 44394.2574 | 44394.2574 | 44394.2574 | 44394.2574 | 44394.2574 | 44394.2574
F1_Industrial_Paper and Printing_Existing_Space Heating_Natural Gas_ENERGY STAR Connected Thermostat_A_Achievable Technical Potential | F1 | Industrial | Paper and Printing | Existing | Space Heating | Natural Gas | ENERGY STAR Connected Thermostat | A | Original Unit Energy Savings (kWh or therms) | Achievable Technical Potential | 0 | 0 | 0 | 0 | 0 | 0.015466 | 0.01539 | 0.015297 | 0.015198 | 0.015094 | 0.014989 | 0.014881 | 0.014774 | 0.014667 | 0.014552 | 0.014445 | 0.01434 | 0.014242 | 0.014151 | 0.014062 | 0.013978 | 0.013892 | 0.013815 | 0.013742 | 0.013672 | 0.013608 | 0.013548 | 0.013493 | 0 | 0 | 0
F2_Industrial_Paper and Printing_Existing_Space Heating_Natural Gas_ENERGY STAR Connected Thermostat_A_Achievable Technical Potential | F2 | Industrial | Paper and Printing | Existing | Space Heating | Natural Gas | ENERGY STAR Connected Thermostat | A | Original Unit Summer Peak Savings (kW) | Achievable Technical Potential | 0 | 0 | 0 | 0 | 0 | 0 | 0 | 0 | 0 | 0 | 0 | 0 | 0 | 0 | 0 | 0 | 0 | 0 | 0 | 0 | 0 | 0 | 0 | 0 | 0 | 0 | 0 | 0 | 0 | 0 | 0
F3_Industrial_Paper and Printing_Existing_Space Heating_Natural Gas_ENERGY STAR Connected Thermostat_A_Achievable Technical Potential | F3 | Industrial | Paper and Printing | Existing | Space Heating | Natural Gas | ENERGY STAR Connected Thermostat | A | Original Unit Winter Peak Savings (kW) | Achievable Technical Potential | 0 | 0 | 0 | 0 | 0 | 0 | 0 | 0 | 0 | 0 | 0 | 0 | 0 | 0 | 0 | 0 | 0 | 0 | 0 | 0 | 0 | 0 | 0 | 0 | 0 | 0 | 0 | 0 | 0 | 0 | 0
F4_Industrial_Paper and Printing_Existing_Space Heating_Natural Gas_ENERGY STAR Connected Thermostat_A_Achievable Technical Potential | F4 | Industrial | Paper and Printing | Existing | Space Heating | Natural Gas | ENERGY STAR Connected Thermostat | A | Standalone Impact on Baseline Energy (%) | Achievable Technical Potential | 0% | 0% | 0% | 0% | 0% | 0.06375% | 0.1275% | 0.192% | 0.2557% | 0.3192% | 0.3871% | 0.4519% | 0.5166% | 0.5886% | 0.6502% | 0.7202% | 0.7838% | 0.8515% | 0.923% | 0.9856% | 1.053% | 1.121% | 1.189% | 1.257% | 0.013247 | 0.013286 | 0.013321 | 0.013354 | 0 | 0 | 0
F5_Industrial_Paper and Printing_Existing_Space Heating_Natural Gas_ENERGY STAR Connected Thermostat_A_Achievable Technical Potential | F5 | Industrial | Paper and Printing | Existing | Space Heating | Natural Gas | ENERGY STAR Connected Thermostat | A | Standalone Impact on Baseline Summer Peak (%) | Achievable Technical Potential | 0% | 0% | 0% | 0% | 0% | 0% | 0% | 0% | 0% | 0% | 0% | 0% | 0% | 0% | 0% | 0% | 0% | 0% | 0% | 0% | 0% | 0% | 0% | 0% | 0 | 0 | 0 | 0 | 0 | 0 | 0
F6_Industrial_Paper and Printing_Existing_Space Heating_Natural Gas_ENERGY STAR Connected Thermostat_A_Achievable Technical Potential | F6 | Industrial | Paper and Printing | Existing | Space Heating | Natural Gas | ENERGY STAR Connected Thermostat | A | Standalone Impact on Baseline Winter Peak (%) | Achievable Technical Potential | 0% | 0% | 0% | 0% | 0% | 0% | 0% | 0% | 0% | 0% | 0% | 0% | 0% | 0% | 0% | 0% | 0% | 0% | 0% | 0% | 0% | 0% | 0% | 0% | 0 | 0 | 0 | 0 | 0 | 0 | 0
F7_Industrial_Paper and Printing_Existing_Space Heating_Natural Gas_ENERGY STAR Connected Thermostat_A_Achievable Technical Potential | F7 | Industrial | Paper and Printing | Existing | Space Heating | Natural Gas | ENERGY STAR Connected Thermostat | A | Incremental Energy Savings (MWh or mTherms) | Achievable Technical Potential | 0 | 0 | 0 | 0 | 0 | 0.035628 | 0.035435 | 0.035012 | 0.034804 | 0.034596 | 0.033919 | 0.033583 | 0.033273 | 0.032508 | 0.032375 | 0.031831 | 0.031603 | 0.03123 | 0.030753 | 0.030596 | 0.030288 | 0.029985 | 0.029709 | 0.029451 | 0.02921 | 0 | 0 | 0 | 0 | 0 | 0
F8_Industrial_Paper and Printing_Existing_Space Heating_Natural Gas_ENERGY STAR Connected Thermostat_A_Achievable Technical Potential | F8 | Industrial | Paper and Printing | Existing | Space Heating | Natural Gas | ENERGY STAR Connected Thermostat | A | Incremental Summer Peak Savings (MW) | Achievable Technical Potential | 0 | 0 | 0 | 0 | 0 | 0 | 0 | 0 | 0 | 0 | 0 | 0 | 0 | 0 | 0 | 0 | 0 | 0 | 0 | 0 | 0 | 0 | 0 | 0 | 0 | 0 | 0 | 0 | 0 | 0 | 0
F9_Industrial_Paper and Printing_Existing_Space Heating_Natural Gas_ENERGY STAR Connected Thermostat_A_Achievable Technical Potential | F9 | Industrial | Paper and Printing | Existing | Space Heating | Natural Gas | ENERGY STAR Connected Thermostat | A | Incremental Winter Peak Savings (MW) | Achievable Technical Potential | 0 | 0 | 0 | 0 | 0 | 0 | 0 | 0 | 0 | 0 | 0 | 0 | 0 | 0 | 0 | 0 | 0 | 0 | 0 | 0 | 0 | 0 | 0 | 0 | 0 | 0 | 0 | 0 | 0 | 0 | 0
F10_Industrial_Paper and Printing_Existing_Space Heating_Natural Gas_ENERGY STAR Connected Thermostat_A_Achievable Technical Potential | F10 | Industrial | Paper and Printing | Existing | Space Heating | Natural Gas | ENERGY STAR Connected Thermostat | A | Cumulative Energy Savings (MWh or mTherms) | Achievable Technical Potential | 0 | 0 | 0 | 0 | 0 | 0.035628 | 0.070889 | 0.10547 | 0.13959 | 0.17324 | 0.20595 | 0.23805 | 0.26961 | 0.30017 | 0.33018 | 0.35959 | 0.38857 | 0.41715 | 0.44523 | 0.47303 | 0.5005 | 0.52741 | 0.55418 | 0.5807 | 0.60697 | 0.60411 | 0.60146 | 0.59901 | 0 | 0 | 0
F11_Industrial_Paper and Printing_Existing_Space Heating_Natural Gas_ENERGY STAR Connected Thermostat_A_Achievable Technical Potential | F11 | Industrial | Paper and Printing | Existing | Space Heating | Natural Gas | ENERGY STAR Connected Thermostat | A | Cumulative Summer Peak Savings (MW) | Achievable Technical Potential | 0 | 0 | 0 | 0 | 0 | 0 | 0 | 0 | 0 | 0 | 0 | 0 | 0 | 0 | 0 | 0 | 0 | 0 | 0 | 0 | 0 | 0 | 0 | 0 | 0 | 0 | 0 | 0 | 0 | 0 | 0
F12_Industrial_Paper and Printing_Existing_Space Heating_Natural Gas_ENERGY STAR Connected Thermostat_A_Achievable Technical Potential | F12 | Industrial | Paper and Printing | Existing | Space Heating | Natural Gas | ENERGY STAR Connected Thermostat | A | Cumulative Winter Peak Savings (MW) | Achievable Technical Potential | 0 | 0 | 0 | 0 | 0 | 0 | 0 | 0 | 0 | 0 | 0 | 0 | 0 | 0 | 0 | 0 | 0 | 0 | 0 | 0 | 0 | 0 | 0 | 0 | 0 | 0 | 0 | 0 | 0 | 0 | 0
F13_Industrial_Paper and Printing_Existing_Space Heating_Natural Gas_ENERGY STAR Connected Thermostat_A_Achievable Technical Potential | F13 | Industrial | Paper and Printing | Existing | Space Heating | Natural Gas | ENERGY STAR Connected Thermostat | A | Purchases (Incremental) | Achievable Technical Potential | 0 | 0 | 0 | 0 | 0 | 2303.6802 | 2302.4159 | 2288.8377 | 2290.0751 | 2291.9687 | 2262.8631 | 2256.6794 | 2252.0974 | 2216.3349 | 2224.7969 | 2203.5806 | 2203.8666 | 2192.7744 | 2173.215 | 2175.7893 | 2166.7919 | 2158.3645 | 2150.5002 | 2143.1921 | 2136.4336 | 0 | 0 | 0 | 0 | 0 | 0
F14_Industrial_Paper and Printing_Existing_Space Heating_Natural Gas_ENERGY STAR Connected Thermostat_A_Achievable Technical Potential | F14 | Industrial | Paper and Printing | Existing | Space Heating | Natural Gas | ENERGY STAR Connected Thermostat | A | Purchases (Cumulative) | Achievable Technical Potential | 0 | 0 | 0 | 0 | 0 | 2303.6802 | 4606.0961 | 6894.9338 | 9185.0089 | 11476.9776 | 13739.8407 | 15996.5202 | 18248.6176 | 20464.9525 | 22689.7494 | 24893.33 | 27097.1965 | 29289.9709 | 31463.1859 | 33638.9752 | 35805.7671 | 37964.1316 | 40114.6317 | 42257.8238 | 44394.2574 | 44394.2574 | 44394.2574 | 44394.2574 | 44394.2574 | 44394.2574 | 44394.2574
F1_Industrial_Paper and Printing_Existing_Space Heating_Natural Gas_Destratification Fans (HVLS)_A_Achievable Technical Potential | F1 | Industrial | Paper and Printing | Existing | Space Heating | Natural Gas | Destratification Fans (HVLS) | A | Original Unit Energy Savings (kWh or therms) | Achievable Technical Potential | 0 | 0 | 0 | 0 | 0 | 0.015466 | 0.01539 | 0.015297 | 0.015198 | 0.015094 | 0.014989 | 0.014881 | 0.014774 | 0.014667 | 0.014552 | 0.014445 | 0.01434 | 0.014242 | 0.014151 | 0.014062 | 0.013978 | 0.013892 | 0.013815 | 0.013742 | 0.013672 | 0.013608 | 0.013548 | 0.013493 | 0 | 0 | 0
F2_Industrial_Paper and Printing_Existing_Space Heating_Natural Gas_Destratification Fans (HVLS)_A_Achievable Technical Potential | F2 | Industrial | Paper and Printing | Existing | Space Heating | Natural Gas | Destratification Fans (HVLS) | A | Original Unit Summer Peak Savings (kW) | Achievable Technical Potential | 0 | 0 | 0 | 0 | 0 | 0 | 0 | 0 | 0 | 0 | 0 | 0 | 0 | 0 | 0 | 0 | 0 | 0 | 0 | 0 | 0 | 0 | 0 | 0 | 0 | 0 | 0 | 0 | 0 | 0 | 0
F3_Industrial_Paper and Printing_Existing_Space Heating_Natural Gas_Destratification Fans (HVLS)_A_Achievable Technical Potential | F3 | Industrial | Paper and Printing | Existing | Space Heating | Natural Gas | Destratification Fans (HVLS) | A | Original Unit Winter Peak Savings (kW) | Achievable Technical Potential | 0 | 0 | 0 | 0 | 0 | 0 | 0 | 0 | 0 | 0 | 0 | 0 | 0 | 0 | 0 | 0 | 0 | 0 | 0 | 0 | 0 | 0 | 0 | 0 | 0 | 0 | 0 | 0 | 0 | 0 | 0
F4_Industrial_Paper and Printing_Existing_Space Heating_Natural Gas_Destratification Fans (HVLS)_A_Achievable Technical Potential | F4 | Industrial | Paper and Printing | Existing | Space Heating | Natural Gas | Destratification Fans (HVLS) | A | Standalone Impact on Baseline Energy (%) | Achievable Technical Potential | 0% | 0% | 0% | 0% | 0% | 0.06375% | 0.1275% | 0.192% | 0.2557% | 0.3192% | 0.3871% | 0.4519% | 0.5166% | 0.5886% | 0.6502% | 0.7202% | 0.7838% | 0.8515% | 0.923% | 0.9856% | 1.053% | 1.121% | 1.189% | 1.257% | 0.013247 | 0.013286 | 0.013321 | 0.013354 | 0 | 0 | 0
F5_Industrial_Paper and Printing_Existing_Space Heating_Natural Gas_Destratification Fans (HVLS)_A_Achievable Technical Potential | F5 | Industrial | Paper and Printing | Existing | Space Heating | Natural Gas | Destratification Fans (HVLS) | A | Standalone Impact on Baseline Summer Peak (%) | Achievable Technical Potential | 0% | 0% | 0% | 0% | 0% | 0% | 0% | 0% | 0% | 0% | 0% | 0% | 0% | 0% | 0% | 0% | 0% | 0% | 0% | 0% | 0% | 0% | 0% | 0% | 0 | 0 | 0 | 0 | 0 | 0 | 0
F6_Industrial_Paper and Printing_Existing_Space Heating_Natural Gas_Destratification Fans (HVLS)_A_Achievable Technical Potential | F6 | Industrial | Paper and Printing | Existing | Space Heating | Natural Gas | Destratification Fans (HVLS) | A | Standalone Impact on Baseline Winter Peak (%) | Achievable Technical Potential | 0% | 0% | 0% | 0% | 0% | 0% | 0% | 0% | 0% | 0% | 0% | 0% | 0% | 0% | 0% | 0% | 0% | 0% | 0% | 0% | 0% | 0% | 0% | 0% | 0 | 0 | 0 | 0 | 0 | 0 | 0
F7_Industrial_Paper and Printing_Existing_Space Heating_Natural Gas_Destratification Fans (HVLS)_A_Achievable Technical Potential | F7 | Industrial | Paper and Printing | Existing | Space Heating | Natural Gas | Destratification Fans (HVLS) | A | Incremental Energy Savings (MWh or mTherms) | Achievable Technical Potential | 0 | 0 | 0 | 0 | 0 | 0.035628 | 0.035435 | 0.035012 | 0.034804 | 0.034596 | 0.033919 | 0.033583 | 0.033273 | 0.032508 | 0.032375 | 0.031831 | 0.031603 | 0.03123 | 0.030753 | 0.030596 | 0.030288 | 0.029985 | 0.029709 | 0.029451 | 0.02921 | 0 | 0 | 0 | 0 | 0 | 0
F8_Industrial_Paper and Printing_Existing_Space Heating_Natural Gas_Destratification Fans (HVLS)_A_Achievable Technical Potential | F8 | Industrial | Paper and Printing | Existing | Space Heating | Natural Gas | Destratification Fans (HVLS) | A | Incremental Summer Peak Savings (MW) | Achievable Technical Potential | 0 | 0 | 0 | 0 | 0 | 0 | 0 | 0 | 0 | 0 | 0 | 0 | 0 | 0 | 0 | 0 | 0 | 0 | 0 | 0 | 0 | 0 | 0 | 0 | 0 | 0 | 0 | 0 | 0 | 0 | 0
F9_Industrial_Paper and Printing_Existing_Space Heating_Natural Gas_Destratification Fans (HVLS)_A_Achievable Technical Potential | F9 | Industrial | Paper and Printing | Existing | Space Heating | Natural Gas | Destratification Fans (HVLS) | A | Incremental Winter Peak Savings (MW) | Achievable Technical Potential | 0 | 0 | 0 | 0 | 0 | 0 | 0 | 0 | 0 | 0 | 0 | 0 | 0 | 0 | 0 | 0 | 0 | 0 | 0 | 0 | 0 | 0 | 0 | 0 | 0 | 0 | 0 | 0 | 0 | 0 | 0
F10_Industrial_Paper and Printing_Existing_Space Heating_Natural Gas_Destratification Fans (HVLS)_A_Achievable Technical Potential | F10 | Industrial | Paper and Printing | Existing | Space Heating | Natural Gas | Destratification Fans (HVLS) | A | Cumulative Energy Savings (MWh or mTherms) | Achievable Technical Potential | 0 | 0 | 0 | 0 | 0 | 0.035628 | 0.070889 | 0.10547 | 0.13959 | 0.17324 | 0.20595 | 0.23805 | 0.26961 | 0.30017 | 0.33018 | 0.35959 | 0.38857 | 0.41715 | 0.44523 | 0.47303 | 0.5005 | 0.52741 | 0.55418 | 0.5807 | 0.60697 | 0.60411 | 0.60146 | 0.59901 | 0 | 0 | 0
F11_Industrial_Paper and Printing_Existing_Space Heating_Natural Gas_Destratification Fans (HVLS)_A_Achievable Technical Potential | F11 | Industrial | Paper and Printing | Existing | Space Heating | Natural Gas | Destratification Fans (HVLS) | A | Cumulative Summer Peak Savings (MW) | Achievable Technical Potential | 0 | 0 | 0 | 0 | 0 | 0 | 0 | 0 | 0 | 0 | 0 | 0 | 0 | 0 | 0 | 0 | 0 | 0 | 0 | 0 | 0 | 0 | 0 | 0 | 0 | 0 | 0 | 0 | 0 | 0 | 0
F12_Industrial_Paper and Printing_Existing_Space Heating_Natural Gas_Destratification Fans (HVLS)_A_Achievable Technical Potential | F12 | Industrial | Paper and Printing | Existing | Space Heating | Natural Gas | Destratification Fans (HVLS) | A | Cumulative Winter Peak Savings (MW) | Achievable Technical Potential | 0 | 0 | 0 | 0 | 0 | 0 | 0 | 0 | 0 | 0 | 0 | 0 | 0 | 0 | 0 | 0 | 0 | 0 | 0 | 0 | 0 | 0 | 0 | 0 | 0 | 0 | 0 | 0 | 0 | 0 | 0
F13_Industrial_Paper and Printing_Existing_Space Heating_Natural Gas_Destratification Fans (HVLS)_A_Achievable Technical Potential | F13 | Industrial | Paper and Printing | Existing | Space Heating | Natural Gas | Destratification Fans (HVLS) | A | Purchases (Incremental) | Achievable Technical Potential | 0 | 0 | 0 | 0 | 0 | 2303.6802 | 2302.4159 | 2288.8377 | 2290.0751 | 2291.9687 | 2262.8631 | 2256.6794 | 2252.0974 | 2216.3349 | 2224.7969 | 2203.5806 | 2203.8666 | 2192.7744 | 2173.215 | 2175.7893 | 2166.7919 | 2158.3645 | 2150.5002 | 2143.1921 | 2136.4336 | 0 | 0 | 0 | 0 | 0 | 0
F14_Industrial_Paper and Printing_Existing_Space Heating_Natural Gas_Destratification Fans (HVLS)_A_Achievable Technical Potential | F14 | Industrial | Paper and Printing | Existing | Space Heating | Natural Gas | Destratification Fans (HVLS) | A | Purchases (Cumulative) | Achievable Technical Potential | 0 | 0 | 0 | 0 | 0 | 2303.6802 | 4606.0961 | 6894.9338 | 9185.0089 | 11476.9776 | 13739.8407 | 15996.5202 | 18248.6176 | 20464.9525 | 22689.7494 | 24893.33 | 27097.1965 | 29289.9709 | 31463.1859 | 33638.9752 | 35805.7671 | 37964.1316 | 40114.6317 | 42257.8238 | 44394.2574 | 44394.2574 | 44394.2574 | 44394.2574 | 44394.2574 | 44394.2574 | 44394.2574
F1_Industrial_Paper and Printing_Existing_Space Heating_Natural Gas_Gas Boiler - Insulate Steam Lines/Condensate Tank_A_Achievable Technical Potential | F1 | Industrial | Paper and Printing | Existing | Space Heating | Natural Gas | Gas Boiler - Insulate Steam Lines/Condensate Tank | A | Original Unit Energy Savings (kWh or therms) | Achievable Technical Potential | 0 | 0 | 0 | 0 | 0 | 1081.6254 | 1074.2963 | 1067.0135 | 1059.6922 | 1052.3918 | 1045.2967 | 1038.272 | 1031.3225 | 1024.4525 | 1017.1806 | 1010.5064 | 1003.9073 | 997.4167 | 991.0215 | 984.6123 | 978.4224 | 971.9802 | 965.7611 | 959.7372 | 953.6747 | 948.1426 | 943.0941 | 938.4869 | 934.2822 | 930.4445 | 926.9418
F2_Industrial_Paper and Printing_Existing_Space Heating_Natural Gas_Gas Boiler - Insulate Steam Lines/Condensate Tank_A_Achievable Technical Potential | F2 | Industrial | Paper and Printing | Existing | Space Heating | Natural Gas | Gas Boiler - Insulate Steam Lines/Condensate Tank | A | Original Unit Summer Peak Savings (kW) | Achievable Technical Potential | 0 | 0 | 0 | 0 | 0 | 0 | 0 | 0 | 0 | 0 | 0 | 0 | 0 | 0 | 0 | 0 | 0 | 0 | 0 | 0 | 0 | 0 | 0 | 0 | 0 | 0 | 0 | 0 | 0 | 0 | 0
F3_Industrial_Paper and Printing_Existing_Space Heating_Natural Gas_Gas Boiler - Insulate Steam Lines/Condensate Tank_A_Achievable Technical Potential | F3 | Industrial | Paper and Printing | Existing | Space Heating | Natural Gas | Gas Boiler - Insulate Steam Lines/Condensate Tank | A | Original Unit Winter Peak Savings (kW) | Achievable Technical Potential | 0 | 0 | 0 | 0 | 0 | 0 | 0 | 0 | 0 | 0 | 0 | 0 | 0 | 0 | 0 | 0 | 0 | 0 | 0 | 0 | 0 | 0 | 0 | 0 | 0 | 0 | 0 | 0 | 0 | 0 | 0
F4_Industrial_Paper and Printing_Existing_Space Heating_Natural Gas_Gas Boiler - Insulate Steam Lines/Condensate Tank_A_Achievable Technical Potential | F4 | Industrial | Paper and Printing | Existing | Space Heating | Natural Gas | Gas Boiler - Insulate Steam Lines/Condensate Tank | A | Standalone Impact on Baseline Energy (%) | Achievable Technical Potential | 0% | 0% | 0% | 0% | 0% | 0.005115% | 0.01021% | 0.01537% | 0.02045% | 0.02553% | 0.03097% | 0.03617% | 0.04137% | 0.04717% | 0.05214% | 0.0578% | 0.06296% | 0.06842% | 0.07416% | 0.07918% | 0.0846% | 0.09001% | 0.09538% | 0.1007% | 0.0010601 | 0.001062 | 0.0010639 | 0.0010656 | 0 | 0 | 0
F5_Industrial_Paper and Printing_Existing_Space Heating_Natural Gas_Gas Boiler - Insulate Steam Lines/Condensate Tank_A_Achievable Technical Potential | F5 | Industrial | Paper and Printing | Existing | Space Heating | Natural Gas | Gas Boiler - Insulate Steam Lines/Condensate Tank | A | Standalone Impact on Baseline Summer Peak (%) | Achievable Technical Potential | 0% | 0% | 0% | 0% | 0% | 0% | 0% | 0% | 0% | 0% | 0% | 0% | 0% | 0% | 0% | 0% | 0% | 0% | 0% | 0% | 0% | 0% | 0% | 0% | 0 | 0 | 0 | 0 | 0 | 0 | 0
F6_Industrial_Paper and Printing_Existing_Space Heating_Natural Gas_Gas Boiler - Insulate Steam Lines/Condensate Tank_A_Achievable Technical Potential | F6 | Industrial | Paper and Printing | Existing | Space Heating | Natural Gas | Gas Boiler - Insulate Steam Lines/Condensate Tank | A | Standalone Impact on Baseline Winter Peak (%) | Achievable Technical Potential | 0% | 0% | 0% | 0% | 0% | 0% | 0% | 0% | 0% | 0% | 0% | 0% | 0% | 0% | 0% | 0% | 0% | 0% | 0% | 0% | 0% | 0% | 0% | 0% | 0 | 0 | 0 | 0 | 0 | 0 | 0
F7_Industrial_Paper and Printing_Existing_Space Heating_Natural Gas_Gas Boiler - Insulate Steam Lines/Condensate Tank_A_Achievable Technical Potential | F7 | Industrial | Paper and Printing | Existing | Space Heating | Natural Gas | Gas Boiler - Insulate Steam Lines/Condensate Tank | A | Incremental Energy Savings (MWh or mTherms) | Achievable Technical Potential | 0 | 0 | 0 | 0 | 0 | 0.0028587 | 0.0028378 | 0.0028019 | 0.0027842 | 0.0027673 | 0.0027137 | 0.0026881 | 0.0026647 | 0.0026049 | 0.0025963 | 0.0025547 | 0.0025383 | 0.0025092 | 0.0024709 | 0.0024578 | 0.0024323 | 0.0024069 | 0.0023828 | 0.0023598 | 0.0023375 | 0 | 0 | 0 | 0 | 0 | 0
F8_Industrial_Paper and Printing_Existing_Space Heating_Natural Gas_Gas Boiler - Insulate Steam Lines/Condensate Tank_A_Achievable Technical Potential | F8 | Industrial | Paper and Printing | Existing | Space Heating | Natural Gas | Gas Boiler - Insulate Steam Lines/Condensate Tank | A | Incremental Summer Peak Savings (MW) | Achievable Technical Potential | 0 | 0 | 0 | 0 | 0 | 0 | 0 | 0 | 0 | 0 | 0 | 0 | 0 | 0 | 0 | 0 | 0 | 0 | 0 | 0 | 0 | 0 | 0 | 0 | 0 | 0 | 0 | 0 | 0 | 0 | 0
F9_Industrial_Paper and Printing_Existing_Space Heating_Natural Gas_Gas Boiler - Insulate Steam Lines/Condensate Tank_A_Achievable Technical Potential | F9 | Industrial | Paper and Printing | Existing | Space Heating | Natural Gas | Gas Boiler - Insulate Steam Lines/Condensate Tank | A | Incremental Winter Peak Savings (MW) | Achievable Technical Potential | 0 | 0 | 0 | 0 | 0 | 0 | 0 | 0 | 0 | 0 | 0 | 0 | 0 | 0 | 0 | 0 | 0 | 0 | 0 | 0 | 0 | 0 | 0 | 0 | 0 | 0 | 0 | 0 | 0 | 0 | 0
F10_Industrial_Paper and Printing_Existing_Space Heating_Natural Gas_Gas Boiler - Insulate Steam Lines/Condensate Tank_A_Achievable Technical Potential | F10 | Industrial | Paper and Printing | Existing | Space Heating | Natural Gas | Gas Boiler - Insulate Steam Lines/Condensate Tank | A | Cumulative Energy Savings (MWh or mTherms) | Achievable Technical Potential | 0 | 0 | 0 | 0 | 0 | 0.0028587 | 0.0056771 | 0.0084405 | 0.011167 | 0.013857 | 0.016478 | 0.019055 | 0.021592 | 0.024053 | 0.026479 | 0.02886 | 0.03121 | 0.033517 | 0.035773 | 0.038 | 0.040193 | 0.042335 | 0.044447 | 0.04653 | 0.048573 | 0.048292 | 0.048034 | 0.0478 | 0.047586 | 0.04739 | 0.047212
F11_Industrial_Paper and Printing_Existing_Space Heating_Natural Gas_Gas Boiler - Insulate Steam Lines/Condensate Tank_A_Achievable Technical Potential | F11 | Industrial | Paper and Printing | Existing | Space Heating | Natural Gas | Gas Boiler - Insulate Steam Lines/Condensate Tank | A | Cumulative Summer Peak Savings (MW) | Achievable Technical Potential | 0 | 0 | 0 | 0 | 0 | 0 | 0 | 0 | 0 | 0 | 0 | 0 | 0 | 0 | 0 | 0 | 0 | 0 | 0 | 0 | 0 | 0 | 0 | 0 | 0 | 0 | 0 | 0 | 0 | 0 | 0
F12_Industrial_Paper and Printing_Existing_Space Heating_Natural Gas_Gas Boiler - Insulate Steam Lines/Condensate Tank_A_Achievable Technical Potential | F12 | Industrial | Paper and Printing | Existing | Space Heating | Natural Gas | Gas Boiler - Insulate Steam Lines/Condensate Tank | A | Cumulative Winter Peak Savings (MW) | Achievable Technical Potential | 0 | 0 | 0 | 0 | 0 | 0 | 0 | 0 | 0 | 0 | 0 | 0 | 0 | 0 | 0 | 0 | 0 | 0 | 0 | 0 | 0 | 0 | 0 | 0 | 0 | 0 | 0 | 0 | 0 | 0 | 0
F13_Industrial_Paper and Printing_Existing_Space Heating_Natural Gas_Gas Boiler - Insulate Steam Lines/Condensate Tank_A_Achievable Technical Potential | F13 | Industrial | Paper and Printing | Existing | Space Heating | Natural Gas | Gas Boiler - Insulate Steam Lines/Condensate Tank | A | Purchases (Incremental) | Achievable Technical Potential | 0 | 0 | 0 | 0 | 0 | 0.002643 | 0.0026415 | 0.0026259 | 0.0026274 | 0.0026295 | 0.0025961 | 0.002589 | 0.0025838 | 0.0025428 | 0.0025525 | 0.0025281 | 0.0025285 | 0.0025157 | 0.0024933 | 0.0024962 | 0.0024859 | 0.0024763 | 0.0024672 | 0.0024588 | 0.0024511 | 0 | 0 | 0 | 0 | 0 | 0
F14_Industrial_Paper and Printing_Existing_Space Heating_Natural Gas_Gas Boiler - Insulate Steam Lines/Condensate Tank_A_Achievable Technical Potential | F14 | Industrial | Paper and Printing | Existing | Space Heating | Natural Gas | Gas Boiler - Insulate Steam Lines/Condensate Tank | A | Purchases (Cumulative) | Achievable Technical Potential | 0 | 0 | 0 | 0 | 0 | 0.002643 | 0.0052845 | 0.0079104 | 0.010538 | 0.013167 | 0.015763 | 0.018353 | 0.020936 | 0.023479 | 0.026032 | 0.02856 | 0.031088 | 0.033604 | 0.036097 | 0.038593 | 0.041079 | 0.043556 | 0.046023 | 0.048482 | 0.050933 | 0.050933 | 0.050933 | 0.050933 | 0.050933 | 0.050933 | 0.050933
F1_Industrial_Paper and Printing_Existing_Process_Natural Gas_Gas Boiler - Insulate Steam Lines/Condensate Tank_A_Achievable Technical Potential | F1 | Industrial | Paper and Printing | Existing | Process | Natural Gas | Gas Boiler - Insulate Steam Lines/Condensate Tank | A | Original Unit Energy Savings (kWh or therms) | Achievable Technical Potential | 0 | 0 | 0 | 0 | 0 | 604.3224 | 604.3224 | 604.3224 | 604.3224 | 604.3224 | 604.3224 | 604.3224 | 604.3224 | 604.3224 | 604.3224 | 604.3224 | 604.3224 | 604.3224 | 604.3224 | 604.3224 | 604.3224 | 604.3224 | 604.3224 | 604.3224 | 604.3224 | 604.3224 | 604.3224 | 604.3224 | 604.3224 | 604.3224 | 604.3224
F2_Industrial_Paper and Printing_Existing_Process_Natural Gas_Gas Boiler - Insulate Steam Lines/Condensate Tank_A_Achievable Technical Potential | F2 | Industrial | Paper and Printing | Existing | Process | Natural Gas | Gas Boiler - Insulate Steam Lines/Condensate Tank | A | Original Unit Summer Peak Savings (kW) | Achievable Technical Potential | 0 | 0 | 0 | 0 | 0 | 0 | 0 | 0 | 0 | 0 | 0 | 0 | 0 | 0 | 0 | 0 | 0 | 0 | 0 | 0 | 0 | 0 | 0 | 0 | 0 | 0 | 0 | 0 | 0 | 0 | 0
F3_Industrial_Paper and Printing_Existing_Process_Natural Gas_Gas Boiler - Insulate Steam Lines/Condensate Tank_A_Achievable Technical Potential | F3 | Industrial | Paper and Printing | Existing | Process | Natural Gas | Gas Boiler - Insulate Steam Lines/Condensate Tank | A | Original Unit Winter Peak Savings (kW) | Achievable Technical Potential | 0 | 0 | 0 | 0 | 0 | 0 | 0 | 0 | 0 | 0 | 0 | 0 | 0 | 0 | 0 | 0 | 0 | 0 | 0 | 0 | 0 | 0 | 0 | 0 | 0 | 0 | 0 | 0 | 0 | 0 | 0
F4_Industrial_Paper and Printing_Existing_Process_Natural Gas_Gas Boiler - Insulate Steam Lines/Condensate Tank_A_Achievable Technical Potential | F4 | Industrial | Paper and Printing | Existing | Process | Natural Gas | Gas Boiler - Insulate Steam Lines/Condensate Tank | A | Standalone Impact on Baseline Energy (%) | Achievable Technical Potential | 0% | 0% | 0% | 0% | 0% | 0.02427% | 0.04855% | 0.0731% | 0.09733% | 0.1215% | 0.1473% | 0.172% | 0.1966% | 0.2241% | 0.2475% | 0.2741% | 0.2984% | 0.3241% | 0.3513% | 0.3752% | 0.401% | 0.4268% | 0.4527% | 0.4785% | 0.0050426 | 0.0050573 | 0.0050708 | 0.0050831 | 0 | 0 | 0
F5_Industrial_Paper and Printing_Existing_Process_Natural Gas_Gas Boiler - Insulate Steam Lines/Condensate Tank_A_Achievable Technical Potential | F5 | Industrial | Paper and Printing | Existing | Process | Natural Gas | Gas Boiler - Insulate Steam Lines/Condensate Tank | A | Standalone Impact on Baseline Summer Peak (%) | Achievable Technical Potential | 0% | 0% | 0% | 0% | 0% | 0% | 0% | 0% | 0% | 0% | 0% | 0% | 0% | 0% | 0% | 0% | 0% | 0% | 0% | 0% | 0% | 0% | 0% | 0% | 0 | 0 | 0 | 0 | 0 | 0 | 0
F6_Industrial_Paper and Printing_Existing_Process_Natural Gas_Gas Boiler - Insulate Steam Lines/Condensate Tank_A_Achievable Technical Potential | F6 | Industrial | Paper and Printing | Existing | Process | Natural Gas | Gas Boiler - Insulate Steam Lines/Condensate Tank | A | Standalone Impact on Baseline Winter Peak (%) | Achievable Technical Potential | 0% | 0% | 0% | 0% | 0% | 0% | 0% | 0% | 0% | 0% | 0% | 0% | 0% | 0% | 0% | 0% | 0% | 0% | 0% | 0% | 0% | 0% | 0% | 0% | 0 | 0 | 0 | 0 | 0 | 0 | 0
F7_Industrial_Paper and Printing_Existing_Process_Natural Gas_Gas Boiler - Insulate Steam Lines/Condensate Tank_A_Achievable Technical Potential | F7 | Industrial | Paper and Printing | Existing | Process | Natural Gas | Gas Boiler - Insulate Steam Lines/Condensate Tank | A | Incremental Energy Savings (MWh or mTherms) | Achievable Technical Potential | 0 | 0 | 0 | 0 | 0 | 0.063733 | 0.063698 | 0.063323 | 0.063357 | 0.063409 | 0.062604 | 0.062433 | 0.062306 | 0.061317 | 0.061551 | 0.060964 | 0.060972 | 0.060665 | 0.060124 | 0.060195 | 0.059946 | 0.059713 | 0.059495 | 0.059293 | 0.059106 | 0 | 0 | 0 | 0 | 0 | 0
F8_Industrial_Paper and Printing_Existing_Process_Natural Gas_Gas Boiler - Insulate Steam Lines/Condensate Tank_A_Achievable Technical Potential | F8 | Industrial | Paper and Printing | Existing | Process | Natural Gas | Gas Boiler - Insulate Steam Lines/Condensate Tank | A | Incremental Summer Peak Savings (MW) | Achievable Technical Potential | 0 | 0 | 0 | 0 | 0 | 0 | 0 | 0 | 0 | 0 | 0 | 0 | 0 | 0 | 0 | 0 | 0 | 0 | 0 | 0 | 0 | 0 | 0 | 0 | 0 | 0 | 0 | 0 | 0 | 0 | 0
F9_Industrial_Paper and Printing_Existing_Process_Natural Gas_Gas Boiler - Insulate Steam Lines/Condensate Tank_A_Achievable Technical Potential | F9 | Industrial | Paper and Printing | Existing | Process | Natural Gas | Gas Boiler - Insulate Steam Lines/Condensate Tank | A | Incremental Winter Peak Savings (MW) | Achievable Technical Potential | 0 | 0 | 0 | 0 | 0 | 0 | 0 | 0 | 0 | 0 | 0 | 0 | 0 | 0 | 0 | 0 | 0 | 0 | 0 | 0 | 0 | 0 | 0 | 0 | 0 | 0 | 0 | 0 | 0 | 0 | 0
F10_Industrial_Paper and Printing_Existing_Process_Natural Gas_Gas Boiler - Insulate Steam Lines/Condensate Tank_A_Achievable Technical Potential | F10 | Industrial | Paper and Printing | Existing | Process | Natural Gas | Gas Boiler - Insulate Steam Lines/Condensate Tank | A | Cumulative Energy Savings (MWh or mTherms) | Achievable Technical Potential | 0 | 0 | 0 | 0 | 0 | 0.063733 | 0.12743 | 0.19075 | 0.25411 | 0.31752 | 0.38012 | 0.44256 | 0.50486 | 0.56618 | 0.62773 | 0.68869 | 0.74967 | 0.81033 | 0.87045 | 0.93065 | 0.9906 | 1.0503 | 1.1098 | 1.1691 | 1.2282 | 1.2282 | 1.2282 | 1.2282 | 1.2282 | 1.2282 | 1.2282
F11_Industrial_Paper and Printing_Existing_Process_Natural Gas_Gas Boiler - Insulate Steam Lines/Condensate Tank_A_Achievable Technical Potential | F11 | Industrial | Paper and Printing | Existing | Process | Natural Gas | Gas Boiler - Insulate Steam Lines/Condensate Tank | A | Cumulative Summer Peak Savings (MW) | Achievable Technical Potential | 0 | 0 | 0 | 0 | 0 | 0 | 0 | 0 | 0 | 0 | 0 | 0 | 0 | 0 | 0 | 0 | 0 | 0 | 0 | 0 | 0 | 0 | 0 | 0 | 0 | 0 | 0 | 0 | 0 | 0 | 0
F12_Industrial_Paper and Printing_Existing_Process_Natural Gas_Gas Boiler - Insulate Steam Lines/Condensate Tank_A_Achievable Technical Potential | F12 | Industrial | Paper and Printing | Existing | Process | Natural Gas | Gas Boiler - Insulate Steam Lines/Condensate Tank | A | Cumulative Winter Peak Savings (MW) | Achievable Technical Potential | 0 | 0 | 0 | 0 | 0 | 0 | 0 | 0 | 0 | 0 | 0 | 0 | 0 | 0 | 0 | 0 | 0 | 0 | 0 | 0 | 0 | 0 | 0 | 0 | 0 | 0 | 0 | 0 | 0 | 0 | 0
F13_Industrial_Paper and Printing_Existing_Process_Natural Gas_Gas Boiler - Insulate Steam Lines/Condensate Tank_A_Achievable Technical Potential | F13 | Industrial | Paper and Printing | Existing | Process | Natural Gas | Gas Boiler - Insulate Steam Lines/Condensate Tank | A | Purchases (Incremental) | Achievable Technical Potential | 0 | 0 | 0 | 0 | 0 | 0.10546 | 0.1054 | 0.10478 | 0.10484 | 0.10493 | 0.10359 | 0.10331 | 0.1031 | 0.10146 | 0.10185 | 0.10088 | 0.10089 | 0.10039 | 0.09949 | 0.099607 | 0.099196 | 0.09881 | 0.09845 | 0.098115 | 0.097806 | 0 | 0 | 0 | 0 | 0 | 0
F14_Industrial_Paper and Printing_Existing_Process_Natural Gas_Gas Boiler - Insulate Steam Lines/Condensate Tank_A_Achievable Technical Potential | F14 | Industrial | Paper and Printing | Existing | Process | Natural Gas | Gas Boiler - Insulate Steam Lines/Condensate Tank | A | Purchases (Cumulative) | Achievable Technical Potential | 0 | 0 | 0 | 0 | 0 | 0.10546 | 0.21087 | 0.31565 | 0.42049 | 0.52541 | 0.62901 | 0.73232 | 0.83542 | 0.93688 | 1.0387 | 1.1396 | 1.2405 | 1.3409 | 1.4404 | 1.54 | 1.6392 | 1.738 | 1.8364 | 1.9346 | 2.0324 | 2.0324 | 2.0324 | 2.0324 | 2.0324 | 2.0324 | 2.0324
F1_Industrial_Paper and Printing_Existing_Space Heating_Natural Gas_Gas Boiler - Insulate Hot Water Lines_A_Achievable Technical Potential | F1 | Industrial | Paper and Printing | Existing | Space Heating | Natural Gas | Gas Boiler - Insulate Hot Water Lines | A | Original Unit Energy Savings (kWh or therms) | Achievable Technical Potential | 0 | 0 | 0 | 0 | 0 | 1222.5768 | 1214.2927 | 1206.0609 | 1197.7855 | 1189.5337 | 1181.5141 | 1173.574 | 1165.7188 | 1157.9535 | 1149.7339 | 1142.19 | 1134.731 | 1127.3945 | 1120.166 | 1112.9215 | 1105.9251 | 1098.6433 | 1091.6137 | 1084.8048 | 1077.9524 | 1071.6993 | 1065.993 | 1060.7854 | 1056.0327 | 1051.695 | 1047.7358
F2_Industrial_Paper and Printing_Existing_Space Heating_Natural Gas_Gas Boiler - Insulate Hot Water Lines_A_Achievable Technical Potential | F2 | Industrial | Paper and Printing | Existing | Space Heating | Natural Gas | Gas Boiler - Insulate Hot Water Lines | A | Original Unit Summer Peak Savings (kW) | Achievable Technical Potential | 0 | 0 | 0 | 0 | 0 | 0 | 0 | 0 | 0 | 0 | 0 | 0 | 0 | 0 | 0 | 0 | 0 | 0 | 0 | 0 | 0 | 0 | 0 | 0 | 0 | 0 | 0 | 0 | 0 | 0 | 0
F3_Industrial_Paper and Printing_Existing_Space Heating_Natural Gas_Gas Boiler - Insulate Hot Water Lines_A_Achievable Technical Potential | F3 | Industrial | Paper and Printing | Existing | Space Heating | Natural Gas | Gas Boiler - Insulate Hot Water Lines | A | Original Unit Winter Peak Savings (kW) | Achievable Technical Potential | 0 | 0 | 0 | 0 | 0 | 0 | 0 | 0 | 0 | 0 | 0 | 0 | 0 | 0 | 0 | 0 | 0 | 0 | 0 | 0 | 0 | 0 | 0 | 0 | 0 | 0 | 0 | 0 | 0 | 0 | 0
F4_Industrial_Paper and Printing_Existing_Space Heating_Natural Gas_Gas Boiler - Insulate Hot Water Lines_A_Achievable Technical Potential | F4 | Industrial | Paper and Printing | Existing | Space Heating | Natural Gas | Gas Boiler - Insulate Hot Water Lines | A | Standalone Impact on Baseline Energy (%) | Achievable Technical Potential | 0% | 0% | 0% | 0% | 0% | 0.01156% | 0.02309% | 0.03474% | 0.04624% | 0.05772% | 0.07001% | 0.08177% | 0.09352% | 0.1066% | 0.1179% | 0.1307% | 0.1423% | 0.1547% | 0.1676% | 0.179% | 0.1912% | 0.2035% | 0.2156% | 0.2277% | 0.0023965 | 0.0024009 | 0.002405 | 0.0024089 | 0 | 0 | 0
F5_Industrial_Paper and Printing_Existing_Space Heating_Natural Gas_Gas Boiler - Insulate Hot Water Lines_A_Achievable Technical Potential | F5 | Industrial | Paper and Printing | Existing | Space Heating | Natural Gas | Gas Boiler - Insulate Hot Water Lines | A | Standalone Impact on Baseline Summer Peak (%) | Achievable Technical Potential | 0% | 0% | 0% | 0% | 0% | 0% | 0% | 0% | 0% | 0% | 0% | 0% | 0% | 0% | 0% | 0% | 0% | 0% | 0% | 0% | 0% | 0% | 0% | 0% | 0 | 0 | 0 | 0 | 0 | 0 | 0
F6_Industrial_Paper and Printing_Existing_Space Heating_Natural Gas_Gas Boiler - Insulate Hot Water Lines_A_Achievable Technical Potential | F6 | Industrial | Paper and Printing | Existing | Space Heating | Natural Gas | Gas Boiler - Insulate Hot Water Lines | A | Standalone Impact on Baseline Winter Peak (%) | Achievable Technical Potential | 0% | 0% | 0% | 0% | 0% | 0% | 0% | 0% | 0% | 0% | 0% | 0% | 0% | 0% | 0% | 0% | 0% | 0% | 0% | 0% | 0% | 0% | 0% | 0% | 0 | 0 | 0 | 0 | 0 | 0 | 0
F7_Industrial_Paper and Printing_Existing_Space Heating_Natural Gas_Gas Boiler - Insulate Hot Water Lines_A_Achievable Technical Potential | F7 | Industrial | Paper and Printing | Existing | Space Heating | Natural Gas | Gas Boiler - Insulate Hot Water Lines | A | Incremental Energy Savings (MWh or mTherms) | Achievable Technical Potential | 0 | 0 | 0 | 0 | 0 | 0.0064625 | 0.0064152 | 0.0063341 | 0.006294 | 0.0062558 | 0.0061348 | 0.0060769 | 0.006024 | 0.0058888 | 0.0058693 | 0.0057752 | 0.0057382 | 0.0056724 | 0.0055858 | 0.0055562 | 0.0054985 | 0.005441 | 0.0053865 | 0.0053347 | 0.0052843 | 0 | 0 | 0 | 0 | 0 | 0
F8_Industrial_Paper and Printing_Existing_Space Heating_Natural Gas_Gas Boiler - Insulate Hot Water Lines_A_Achievable Technical Potential | F8 | Industrial | Paper and Printing | Existing | Space Heating | Natural Gas | Gas Boiler - Insulate Hot Water Lines | A | Incremental Summer Peak Savings (MW) | Achievable Technical Potential | 0 | 0 | 0 | 0 | 0 | 0 | 0 | 0 | 0 | 0 | 0 | 0 | 0 | 0 | 0 | 0 | 0 | 0 | 0 | 0 | 0 | 0 | 0 | 0 | 0 | 0 | 0 | 0 | 0 | 0 | 0
F9_Industrial_Paper and Printing_Existing_Space Heating_Natural Gas_Gas Boiler - Insulate Hot Water Lines_A_Achievable Technical Potential | F9 | Industrial | Paper and Printing | Existing | Space Heating | Natural Gas | Gas Boiler - Insulate Hot Water Lines | A | Incremental Winter Peak Savings (MW) | Achievable Technical Potential | 0 | 0 | 0 | 0 | 0 | 0 | 0 | 0 | 0 | 0 | 0 | 0 | 0 | 0 | 0 | 0 | 0 | 0 | 0 | 0 | 0 | 0 | 0 | 0 | 0 | 0 | 0 | 0 | 0 | 0 | 0
F10_Industrial_Paper and Printing_Existing_Space Heating_Natural Gas_Gas Boiler - Insulate Hot Water Lines_A_Achievable Technical Potential | F10 | Industrial | Paper and Printing | Existing | Space Heating | Natural Gas | Gas Boiler - Insulate Hot Water Lines | A | Cumulative Energy Savings (MWh or mTherms) | Achievable Technical Potential | 0 | 0 | 0 | 0 | 0 | 0.0064625 | 0.012834 | 0.019081 | 0.025244 | 0.031326 | 0.03725 | 0.043076 | 0.048812 | 0.054375 | 0.059859 | 0.065241 | 0.070553 | 0.07577 | 0.08087 | 0.085903 | 0.090861 | 0.095704 | 0.10048 | 0.10519 | 0.10981 | 0.10917 | 0.10859 | 0.10806 | 0.10757 | 0.10713 | 0.10673
F11_Industrial_Paper and Printing_Existing_Space Heating_Natural Gas_Gas Boiler - Insulate Hot Water Lines_A_Achievable Technical Potential | F11 | Industrial | Paper and Printing | Existing | Space Heating | Natural Gas | Gas Boiler - Insulate Hot Water Lines | A | Cumulative Summer Peak Savings (MW) | Achievable Technical Potential | 0 | 0 | 0 | 0 | 0 | 0 | 0 | 0 | 0 | 0 | 0 | 0 | 0 | 0 | 0 | 0 | 0 | 0 | 0 | 0 | 0 | 0 | 0 | 0 | 0 | 0 | 0 | 0 | 0 | 0 | 0
F12_Industrial_Paper and Printing_Existing_Space Heating_Natural Gas_Gas Boiler - Insulate Hot Water Lines_A_Achievable Technical Potential | F12 | Industrial | Paper and Printing | Existing | Space Heating | Natural Gas | Gas Boiler - Insulate Hot Water Lines | A | Cumulative Winter Peak Savings (MW) | Achievable Technical Potential | 0 | 0 | 0 | 0 | 0 | 0 | 0 | 0 | 0 | 0 | 0 | 0 | 0 | 0 | 0 | 0 | 0 | 0 | 0 | 0 | 0 | 0 | 0 | 0 | 0 | 0 | 0 | 0 | 0 | 0 | 0
F13_Industrial_Paper and Printing_Existing_Space Heating_Natural Gas_Gas Boiler - Insulate Hot Water Lines_A_Achievable Technical Potential | F13 | Industrial | Paper and Printing | Existing | Space Heating | Natural Gas | Gas Boiler - Insulate Hot Water Lines | A | Purchases (Incremental) | Achievable Technical Potential | 0 | 0 | 0 | 0 | 0 | 0.0052859 | 0.005283 | 0.0052519 | 0.0052547 | 0.0052591 | 0.0051923 | 0.0051781 | 0.0051676 | 0.0050855 | 0.0051049 | 0.0050563 | 0.0050569 | 0.0050315 | 0.0049866 | 0.0049925 | 0.0049718 | 0.0049525 | 0.0049345 | 0.0049177 | 0.0049022 | 0 | 0 | 0 | 0 | 0 | 0
F14_Industrial_Paper and Printing_Existing_Space Heating_Natural Gas_Gas Boiler - Insulate Hot Water Lines_A_Achievable Technical Potential | F14 | Industrial | Paper and Printing | Existing | Space Heating | Natural Gas | Gas Boiler - Insulate Hot Water Lines | A | Purchases (Cumulative) | Achievable Technical Potential | 0 | 0 | 0 | 0 | 0 | 0.0052859 | 0.010569 | 0.015821 | 0.021076 | 0.026335 | 0.031527 | 0.036705 | 0.041873 | 0.046958 | 0.052063 | 0.057119 | 0.062176 | 0.067208 | 0.072194 | 0.077187 | 0.082159 | 0.087111 | 0.092046 | 0.096963 | 0.10187 | 0.10187 | 0.10187 | 0.10187 | 0.10187 | 0.10187 | 0.10187
F1_Industrial_Paper and Printing_Existing_Process_Natural Gas_Gas Boiler - Insulate Hot Water Lines_A_Achievable Technical Potential | F1 | Industrial | Paper and Printing | Existing | Process | Natural Gas | Gas Boiler - Insulate Hot Water Lines | A | Original Unit Energy Savings (kWh or therms) | Achievable Technical Potential | 0 | 0 | 0 | 0 | 0 | 683.0744 | 683.0744 | 683.0744 | 683.0744 | 683.0744 | 683.0744 | 683.0744 | 683.0744 | 683.0744 | 683.0744 | 683.0744 | 683.0744 | 683.0744 | 683.0744 | 683.0744 | 683.0744 | 683.0744 | 683.0744 | 683.0744 | 683.0744 | 683.0744 | 683.0744 | 683.0744 | 683.0744 | 683.0744 | 683.0744
F2_Industrial_Paper and Printing_Existing_Process_Natural Gas_Gas Boiler - Insulate Hot Water Lines_A_Achievable Technical Potential | F2 | Industrial | Paper and Printing | Existing | Process | Natural Gas | Gas Boiler - Insulate Hot Water Lines | A | Original Unit Summer Peak Savings (kW) | Achievable Technical Potential | 0 | 0 | 0 | 0 | 0 | 0 | 0 | 0 | 0 | 0 | 0 | 0 | 0 | 0 | 0 | 0 | 0 | 0 | 0 | 0 | 0 | 0 | 0 | 0 | 0 | 0 | 0 | 0 | 0 | 0 | 0
F3_Industrial_Paper and Printing_Existing_Process_Natural Gas_Gas Boiler - Insulate Hot Water Lines_A_Achievable Technical Potential | F3 | Industrial | Paper and Printing | Existing | Process | Natural Gas | Gas Boiler - Insulate Hot Water Lines | A | Original Unit Winter Peak Savings (kW) | Achievable Technical Potential | 0 | 0 | 0 | 0 | 0 | 0 | 0 | 0 | 0 | 0 | 0 | 0 | 0 | 0 | 0 | 0 | 0 | 0 | 0 | 0 | 0 | 0 | 0 | 0 | 0 | 0 | 0 | 0 | 0 | 0 | 0
F4_Industrial_Paper and Printing_Existing_Process_Natural Gas_Gas Boiler - Insulate Hot Water Lines_A_Achievable Technical Potential | F4 | Industrial | Paper and Printing | Existing | Process | Natural Gas | Gas Boiler - Insulate Hot Water Lines | A | Standalone Impact on Baseline Energy (%) | Achievable Technical Potential | 0% | 0% | 0% | 0% | 0% | 0.05486% | 0.1097% | 0.1653% | 0.22% | 0.2747% | 0.3331% | 0.3889% | 0.4445% | 0.5065% | 0.5595% | 0.6197% | 0.6745% | 0.7328% | 0.7942% | 0.8482% | 0.9065% | 0.9649% | 1.023% | 1.082% | 0.011399 | 0.011433 | 0.011463 | 0.011491 | 0 | 0 | 0
F5_Industrial_Paper and Printing_Existing_Process_Natural Gas_Gas Boiler - Insulate Hot Water Lines_A_Achievable Technical Potential | F5 | Industrial | Paper and Printing | Existing | Process | Natural Gas | Gas Boiler - Insulate Hot Water Lines | A | Standalone Impact on Baseline Summer Peak (%) | Achievable Technical Potential | 0% | 0% | 0% | 0% | 0% | 0% | 0% | 0% | 0% | 0% | 0% | 0% | 0% | 0% | 0% | 0% | 0% | 0% | 0% | 0% | 0% | 0% | 0% | 0% | 0 | 0 | 0 | 0 | 0 | 0 | 0
F6_Industrial_Paper and Printing_Existing_Process_Natural Gas_Gas Boiler - Insulate Hot Water Lines_A_Achievable Technical Potential | F6 | Industrial | Paper and Printing | Existing | Process | Natural Gas | Gas Boiler - Insulate Hot Water Lines | A | Standalone Impact on Baseline Winter Peak (%) | Achievable Technical Potential | 0% | 0% | 0% | 0% | 0% | 0% | 0% | 0% | 0% | 0% | 0% | 0% | 0% | 0% | 0% | 0% | 0% | 0% | 0% | 0% | 0% | 0% | 0% | 0% | 0 | 0 | 0 | 0 | 0 | 0 | 0
F7_Industrial_Paper and Printing_Existing_Process_Natural Gas_Gas Boiler - Insulate Hot Water Lines_A_Achievable Technical Potential | F7 | Industrial | Paper and Printing | Existing | Process | Natural Gas | Gas Boiler - Insulate Hot Water Lines | A | Incremental Energy Savings (MWh or mTherms) | Achievable Technical Potential | 0 | 0 | 0 | 0 | 0 | 0.14408 | 0.144 | 0.14315 | 0.14323 | 0.14334 | 0.14152 | 0.14114 | 0.14085 | 0.13861 | 0.13914 | 0.13782 | 0.13783 | 0.13714 | 0.13592 | 0.13608 | 0.13552 | 0.13499 | 0.1345 | 0.13404 | 0.13362 | 0 | 0 | 0 | 0 | 0 | 0
F8_Industrial_Paper and Printing_Existing_Process_Natural Gas_Gas Boiler - Insulate Hot Water Lines_A_Achievable Technical Potential | F8 | Industrial | Paper and Printing | Existing | Process | Natural Gas | Gas Boiler - Insulate Hot Water Lines | A | Incremental Summer Peak Savings (MW) | Achievable Technical Potential | 0 | 0 | 0 | 0 | 0 | 0 | 0 | 0 | 0 | 0 | 0 | 0 | 0 | 0 | 0 | 0 | 0 | 0 | 0 | 0 | 0 | 0 | 0 | 0 | 0 | 0 | 0 | 0 | 0 | 0 | 0
F9_Industrial_Paper and Printing_Existing_Process_Natural Gas_Gas Boiler - Insulate Hot Water Lines_A_Achievable Technical Potential | F9 | Industrial | Paper and Printing | Existing | Process | Natural Gas | Gas Boiler - Insulate Hot Water Lines | A | Incremental Winter Peak Savings (MW) | Achievable Technical Potential | 0 | 0 | 0 | 0 | 0 | 0 | 0 | 0 | 0 | 0 | 0 | 0 | 0 | 0 | 0 | 0 | 0 | 0 | 0 | 0 | 0 | 0 | 0 | 0 | 0 | 0 | 0 | 0 | 0 | 0 | 0
F10_Industrial_Paper and Printing_Existing_Process_Natural Gas_Gas Boiler - Insulate Hot Water Lines_A_Achievable Technical Potential | F10 | Industrial | Paper and Printing | Existing | Process | Natural Gas | Gas Boiler - Insulate Hot Water Lines | A | Cumulative Energy Savings (MWh or mTherms) | Achievable Technical Potential | 0 | 0 | 0 | 0 | 0 | 0.14408 | 0.28808 | 0.43122 | 0.57445 | 0.7178 | 0.85932 | 1.0005 | 1.1413 | 1.2799 | 1.4191 | 1.5569 | 1.6947 | 1.8319 | 1.9678 | 2.1039 | 2.2394 | 2.3744 | 2.5089 | 2.6429 | 2.7765 | 2.7765 | 2.7765 | 2.7765 | 2.7765 | 2.7765 | 2.7765
F11_Industrial_Paper and Printing_Existing_Process_Natural Gas_Gas Boiler - Insulate Hot Water Lines_A_Achievable Technical Potential | F11 | Industrial | Paper and Printing | Existing | Process | Natural Gas | Gas Boiler - Insulate Hot Water Lines | A | Cumulative Summer Peak Savings (MW) | Achievable Technical Potential | 0 | 0 | 0 | 0 | 0 | 0 | 0 | 0 | 0 | 0 | 0 | 0 | 0 | 0 | 0 | 0 | 0 | 0 | 0 | 0 | 0 | 0 | 0 | 0 | 0 | 0 | 0 | 0 | 0 | 0 | 0
F12_Industrial_Paper and Printing_Existing_Process_Natural Gas_Gas Boiler - Insulate Hot Water Lines_A_Achievable Technical Potential | F12 | Industrial | Paper and Printing | Existing | Process | Natural Gas | Gas Boiler - Insulate Hot Water Lines | A | Cumulative Winter Peak Savings (MW) | Achievable Technical Potential | 0 | 0 | 0 | 0 | 0 | 0 | 0 | 0 | 0 | 0 | 0 | 0 | 0 | 0 | 0 | 0 | 0 | 0 | 0 | 0 | 0 | 0 | 0 | 0 | 0 | 0 | 0 | 0 | 0 | 0 | 0
F13_Industrial_Paper and Printing_Existing_Process_Natural Gas_Gas Boiler - Insulate Hot Water Lines_A_Achievable Technical Potential | F13 | Industrial | Paper and Printing | Existing | Process | Natural Gas | Gas Boiler - Insulate Hot Water Lines | A | Purchases (Incremental) | Achievable Technical Potential | 0 | 0 | 0 | 0 | 0 | 0.21092 | 0.21081 | 0.20957 | 0.20968 | 0.20985 | 0.20719 | 0.20662 | 0.2062 | 0.20293 | 0.2037 | 0.20176 | 0.20179 | 0.20077 | 0.19898 | 0.19921 | 0.19839 | 0.19762 | 0.1969 | 0.19623 | 0.19561 | 0 | 0 | 0 | 0 | 0 | 0
F14_Industrial_Paper and Printing_Existing_Process_Natural Gas_Gas Boiler - Insulate Hot Water Lines_A_Achievable Technical Potential | F14 | Industrial | Paper and Printing | Existing | Process | Natural Gas | Gas Boiler - Insulate Hot Water Lines | A | Purchases (Cumulative) | Achievable Technical Potential | 0 | 0 | 0 | 0 | 0 | 0.21092 | 0.42173 | 0.6313 | 0.84098 | 1.0508 | 1.258 | 1.4646 | 1.6708 | 1.8738 | 2.0775 | 2.2792 | 2.481 | 2.6818 | 2.8808 | 3.08 | 3.2784 | 3.476 | 3.6729 | 3.8691 | 4.0647 | 4.0647 | 4.0647 | 4.0647 | 4.0647 | 4.0647 | 4.0647
F1_Industrial_Paper and Printing_Existing_Process_Natural Gas_Process - Insulate Heated Process Fluids_A_Achievable Technical Potential | F1 | Industrial | Paper and Printing | Existing | Process | Natural Gas | Process - Insulate Heated Process Fluids | A | Original Unit Energy Savings (kWh or therms) | Achievable Technical Potential | 0 | 0 | 0 | 0 | 0 | 559.2448 | 559.2448 | 559.2448 | 559.2448 | 559.2448 | 559.2448 | 559.2448 | 559.2448 | 559.2448 | 559.2448 | 559.2448 | 559.2448 | 559.2448 | 559.2448 | 559.2448 | 559.2448 | 559.2448 | 559.2448 | 559.2448 | 559.2448 | 559.2448 | 559.2448 | 559.2448 | 559.2448 | 559.2448 | 559.2448
F2_Industrial_Paper and Printing_Existing_Process_Natural Gas_Process - Insulate Heated Process Fluids_A_Achievable Technical Potential | F2 | Industrial | Paper and Printing | Existing | Process | Natural Gas | Process - Insulate Heated Process Fluids | A | Original Unit Summer Peak Savings (kW) | Achievable Technical Potential | 0 | 0 | 0 | 0 | 0 | 0 | 0 | 0 | 0 | 0 | 0 | 0 | 0 | 0 | 0 | 0 | 0 | 0 | 0 | 0 | 0 | 0 | 0 | 0 | 0 | 0 | 0 | 0 | 0 | 0 | 0
F3_Industrial_Paper and Printing_Existing_Process_Natural Gas_Process - Insulate Heated Process Fluids_A_Achievable Technical Potential | F3 | Industrial | Paper and Printing | Existing | Process | Natural Gas | Process - Insulate Heated Process Fluids | A | Original Unit Winter Peak Savings (kW) | Achievable Technical Potential | 0 | 0 | 0 | 0 | 0 | 0 | 0 | 0 | 0 | 0 | 0 | 0 | 0 | 0 | 0 | 0 | 0 | 0 | 0 | 0 | 0 | 0 | 0 | 0 | 0 | 0 | 0 | 0 | 0 | 0 | 0
F4_Industrial_Paper and Printing_Existing_Process_Natural Gas_Process - Insulate Heated Process Fluids_A_Achievable Technical Potential | F4 | Industrial | Paper and Printing | Existing | Process | Natural Gas | Process - Insulate Heated Process Fluids | A | Standalone Impact on Baseline Energy (%) | Achievable Technical Potential | 0% | 0% | 0% | 0% | 0% | 0.04912% | 0.09828% | 0.148% | 0.197% | 0.246% | 0.2934% | 0.3295% | 0.3585% | 0.3869% | 0.4036% | 0.4219% | 0.4335% | 0.4449% | 0.4564% | 0.4618% | 0.4684% | 0.4703% | 0.472% | 0.4736% | 0.0047512 | 0.0047651 | 0.0047778 | 0.0047895 | 0 | 0 | 0
F5_Industrial_Paper and Printing_Existing_Process_Natural Gas_Process - Insulate Heated Process Fluids_A_Achievable Technical Potential | F5 | Industrial | Paper and Printing | Existing | Process | Natural Gas | Process - Insulate Heated Process Fluids | A | Standalone Impact on Baseline Summer Peak (%) | Achievable Technical Potential | 0% | 0% | 0% | 0% | 0% | 0% | 0% | 0% | 0% | 0% | 0% | 0% | 0% | 0% | 0% | 0% | 0% | 0% | 0% | 0% | 0% | 0% | 0% | 0% | 0 | 0 | 0 | 0 | 0 | 0 | 0
F6_Industrial_Paper and Printing_Existing_Process_Natural Gas_Process - Insulate Heated Process Fluids_A_Achievable Technical Potential | F6 | Industrial | Paper and Printing | Existing | Process | Natural Gas | Process - Insulate Heated Process Fluids | A | Standalone Impact on Baseline Winter Peak (%) | Achievable Technical Potential | 0% | 0% | 0% | 0% | 0% | 0% | 0% | 0% | 0% | 0% | 0% | 0% | 0% | 0% | 0% | 0% | 0% | 0% | 0% | 0% | 0% | 0% | 0% | 0% | 0 | 0 | 0 | 0 | 0 | 0 | 0
F7_Industrial_Paper and Printing_Existing_Process_Natural Gas_Process - Insulate Heated Process Fluids_A_Achievable Technical Potential | F7 | Industrial | Paper and Printing | Existing | Process | Natural Gas | Process - Insulate Heated Process Fluids | A | Incremental Energy Savings (MWh or mTherms) | Achievable Technical Potential | 0 | 0 | 0 | 0 | 0 | 0.12902 | 0.12895 | 0.12819 | 0.12825 | 0.12836 | 0.11406 | 0.090997 | 0.07265 | 0.057197 | 0.045932 | 0.036395 | 0.02912 | 0.023179 | 0.018378 | 0.014719 | 0.011727 | 7.9675e-05 | 2.8352e-05 | 9.6325e-06 | 3.1311e-06 | 2.6537e-06 | 2.6467e-06 | 2.6402e-06 | 2.6345e-06 | 2.6294e-06 | 2.6249e-06
F8_Industrial_Paper and Printing_Existing_Process_Natural Gas_Process - Insulate Heated Process Fluids_A_Achievable Technical Potential | F8 | Industrial | Paper and Printing | Existing | Process | Natural Gas | Process - Insulate Heated Process Fluids | A | Incremental Summer Peak Savings (MW) | Achievable Technical Potential | 0 | 0 | 0 | 0 | 0 | 0 | 0 | 0 | 0 | 0 | 0 | 0 | 0 | 0 | 0 | 0 | 0 | 0 | 0 | 0 | 0 | 0 | 0 | 0 | 0 | 0 | 0 | 0 | 0 | 0 | 0
F9_Industrial_Paper and Printing_Existing_Process_Natural Gas_Process - Insulate Heated Process Fluids_A_Achievable Technical Potential | F9 | Industrial | Paper and Printing | Existing | Process | Natural Gas | Process - Insulate Heated Process Fluids | A | Incremental Winter Peak Savings (MW) | Achievable Technical Potential | 0 | 0 | 0 | 0 | 0 | 0 | 0 | 0 | 0 | 0 | 0 | 0 | 0 | 0 | 0 | 0 | 0 | 0 | 0 | 0 | 0 | 0 | 0 | 0 | 0 | 0 | 0 | 0 | 0 | 0 | 0
F10_Industrial_Paper and Printing_Existing_Process_Natural Gas_Process - Insulate Heated Process Fluids_A_Achievable Technical Potential | F10 | Industrial | Paper and Printing | Existing | Process | Natural Gas | Process - Insulate Heated Process Fluids | A | Cumulative Energy Savings (MWh or mTherms) | Achievable Technical Potential | 0 | 0 | 0 | 0 | 0 | 0.12902 | 0.25796 | 0.38615 | 0.5144 | 0.64276 | 0.75682 | 0.84782 | 0.92047 | 0.97766 | 1.0236 | 1.06 | 1.0891 | 1.1123 | 1.1307 | 1.1454 | 1.1571 | 1.1572 | 1.1572 | 1.1572 | 1.1572 | 1.1572 | 1.1572 | 1.1572 | 1.1572 | 1.1572 | 1.1573
F11_Industrial_Paper and Printing_Existing_Process_Natural Gas_Process - Insulate Heated Process Fluids_A_Achievable Technical Potential | F11 | Industrial | Paper and Printing | Existing | Process | Natural Gas | Process - Insulate Heated Process Fluids | A | Cumulative Summer Peak Savings (MW) | Achievable Technical Potential | 0 | 0 | 0 | 0 | 0 | 0 | 0 | 0 | 0 | 0 | 0 | 0 | 0 | 0 | 0 | 0 | 0 | 0 | 0 | 0 | 0 | 0 | 0 | 0 | 0 | 0 | 0 | 0 | 0 | 0 | 0
F12_Industrial_Paper and Printing_Existing_Process_Natural Gas_Process - Insulate Heated Process Fluids_A_Achievable Technical Potential | F12 | Industrial | Paper and Printing | Existing | Process | Natural Gas | Process - Insulate Heated Process Fluids | A | Cumulative Winter Peak Savings (MW) | Achievable Technical Potential | 0 | 0 | 0 | 0 | 0 | 0 | 0 | 0 | 0 | 0 | 0 | 0 | 0 | 0 | 0 | 0 | 0 | 0 | 0 | 0 | 0 | 0 | 0 | 0 | 0 | 0 | 0 | 0 | 0 | 0 | 0
F13_Industrial_Paper and Printing_Existing_Process_Natural Gas_Process - Insulate Heated Process Fluids_A_Achievable Technical Potential | F13 | Industrial | Paper and Printing | Existing | Process | Natural Gas | Process - Insulate Heated Process Fluids | A | Purchases (Incremental) | Achievable Technical Potential | 0 | 0 | 0 | 0 | 0 | 0.2307 | 0.23057 | 0.22921 | 0.22934 | 0.22953 | 0.20395 | 0.16271 | 0.12991 | 0.10227 | 0.082132 | 0.065079 | 0.05207 | 0.041446 | 0.032861 | 0.02632 | 0.020969 | 0.00014247 | 5.0697e-05 | 1.7224e-05 | 5.5989e-06 | 4.7452e-06 | 4.7325e-06 | 4.7211e-06 | 4.7108e-06 | 4.7016e-06 | 4.6936e-06
F14_Industrial_Paper and Printing_Existing_Process_Natural Gas_Process - Insulate Heated Process Fluids_A_Achievable Technical Potential | F14 | Industrial | Paper and Printing | Existing | Process | Natural Gas | Process - Insulate Heated Process Fluids | A | Purchases (Cumulative) | Achievable Technical Potential | 0 | 0 | 0 | 0 | 0 | 0.2307 | 0.46127 | 0.69048 | 0.91982 | 1.1493 | 1.3533 | 1.516 | 1.6459 | 1.7482 | 1.8303 | 1.8954 | 1.9475 | 1.9889 | 2.0218 | 2.0481 | 2.0691 | 2.0692 | 2.0693 | 2.0693 | 2.0693 | 2.0693 | 2.0693 | 2.0693 | 2.0693 | 2.0693 | 2.0693
F1_Industrial_Paper and Printing_Existing_Process_Natural Gas_Process Heat Recovery_A_Achievable Technical Potential | F1 | Industrial | Paper and Printing | Existing | Process | Natural Gas | Process Heat Recovery | A | Original Unit Energy Savings (kWh or therms) | Achievable Technical Potential | 0 | 0 | 0 | 0 | 0 | 73.39 | 73.39 | 73.39 | 73.39 | 73.39 | 73.39 | 73.39 | 73.39 | 73.39 | 73.39 | 73.39 | 73.39 | 73.39 | 73.39 | 73.39 | 73.39 | 73.39 | 73.39 | 73.39 | 73.39 | 73.39 | 73.39 | 73.39 | 0 | 0 | 0
F2_Industrial_Paper and Printing_Existing_Process_Natural Gas_Process Heat Recovery_A_Achievable Technical Potential | F2 | Industrial | Paper and Printing | Existing | Process | Natural Gas | Process Heat Recovery | A | Original Unit Summer Peak Savings (kW) | Achievable Technical Potential | 0 | 0 | 0 | 0 | 0 | 0 | 0 | 0 | 0 | 0 | 0 | 0 | 0 | 0 | 0 | 0 | 0 | 0 | 0 | 0 | 0 | 0 | 0 | 0 | 0 | 0 | 0 | 0 | 0 | 0 | 0
F3_Industrial_Paper and Printing_Existing_Process_Natural Gas_Process Heat Recovery_A_Achievable Technical Potential | F3 | Industrial | Paper and Printing | Existing | Process | Natural Gas | Process Heat Recovery | A | Original Unit Winter Peak Savings (kW) | Achievable Technical Potential | 0 | 0 | 0 | 0 | 0 | 0 | 0 | 0 | 0 | 0 | 0 | 0 | 0 | 0 | 0 | 0 | 0 | 0 | 0 | 0 | 0 | 0 | 0 | 0 | 0 | 0 | 0 | 0 | 0 | 0 | 0
F4_Industrial_Paper and Printing_Existing_Process_Natural Gas_Process Heat Recovery_A_Achievable Technical Potential | F4 | Industrial | Paper and Printing | Existing | Process | Natural Gas | Process Heat Recovery | A | Standalone Impact on Baseline Energy (%) | Achievable Technical Potential | 0% | 0% | 0% | 0% | 0% | 0.2321% | 0.4643% | 0.6991% | 0.9308% | 1.162% | 1.386% | 1.557% | 1.694% | 1.828% | 1.907% | 1.993% | 2.048% | 2.102% | 2.156% | 2.181% | 2.213% | 2.222% | 2.23% | 2.238% | 0.022446 | 0.022512 | 0.022572 | 0.022627 | 0 | 0 | 0
F5_Industrial_Paper and Printing_Existing_Process_Natural Gas_Process Heat Recovery_A_Achievable Technical Potential | F5 | Industrial | Paper and Printing | Existing | Process | Natural Gas | Process Heat Recovery | A | Standalone Impact on Baseline Summer Peak (%) | Achievable Technical Potential | 0% | 0% | 0% | 0% | 0% | 0% | 0% | 0% | 0% | 0% | 0% | 0% | 0% | 0% | 0% | 0% | 0% | 0% | 0% | 0% | 0% | 0% | 0% | 0% | 0 | 0 | 0 | 0 | 0 | 0 | 0
F6_Industrial_Paper and Printing_Existing_Process_Natural Gas_Process Heat Recovery_A_Achievable Technical Potential | F6 | Industrial | Paper and Printing | Existing | Process | Natural Gas | Process Heat Recovery | A | Standalone Impact on Baseline Winter Peak (%) | Achievable Technical Potential | 0% | 0% | 0% | 0% | 0% | 0% | 0% | 0% | 0% | 0% | 0% | 0% | 0% | 0% | 0% | 0% | 0% | 0% | 0% | 0% | 0% | 0% | 0% | 0% | 0 | 0 | 0 | 0 | 0 | 0 | 0
F7_Industrial_Paper and Printing_Existing_Process_Natural Gas_Process Heat Recovery_A_Achievable Technical Potential | F7 | Industrial | Paper and Printing | Existing | Process | Natural Gas | Process Heat Recovery | A | Incremental Energy Savings (MWh or mTherms) | Achievable Technical Potential | 0 | 0 | 0 | 0 | 0 | 0.60951 | 0.60918 | 0.60559 | 0.60591 | 0.60641 | 0.53884 | 0.4299 | 0.34322 | 0.27021 | 0.217 | 0.17194 | 0.13757 | 0.1095 | 0.086821 | 0.069539 | 0.055401 | 0.00037641 | 0.00013394 | 4.5507e-05 | 1.4792e-05 | 1.2537e-05 | 1.2504e-05 | 1.2473e-05 | 0 | 0 | 0
F8_Industrial_Paper and Printing_Existing_Process_Natural Gas_Process Heat Recovery_A_Achievable Technical Potential | F8 | Industrial | Paper and Printing | Existing | Process | Natural Gas | Process Heat Recovery | A | Incremental Summer Peak Savings (MW) | Achievable Technical Potential | 0 | 0 | 0 | 0 | 0 | 0 | 0 | 0 | 0 | 0 | 0 | 0 | 0 | 0 | 0 | 0 | 0 | 0 | 0 | 0 | 0 | 0 | 0 | 0 | 0 | 0 | 0 | 0 | 0 | 0 | 0
F9_Industrial_Paper and Printing_Existing_Process_Natural Gas_Process Heat Recovery_A_Achievable Technical Potential | F9 | Industrial | Paper and Printing | Existing | Process | Natural Gas | Process Heat Recovery | A | Incremental Winter Peak Savings (MW) | Achievable Technical Potential | 0 | 0 | 0 | 0 | 0 | 0 | 0 | 0 | 0 | 0 | 0 | 0 | 0 | 0 | 0 | 0 | 0 | 0 | 0 | 0 | 0 | 0 | 0 | 0 | 0 | 0 | 0 | 0 | 0 | 0 | 0
F10_Industrial_Paper and Printing_Existing_Process_Natural Gas_Process Heat Recovery_A_Achievable Technical Potential | F10 | Industrial | Paper and Printing | Existing | Process | Natural Gas | Process Heat Recovery | A | Cumulative Energy Savings (MWh or mTherms) | Achievable Technical Potential | 0 | 0 | 0 | 0 | 0 | 0.60951 | 1.2187 | 1.8243 | 2.4302 | 3.0366 | 3.5754 | 4.0053 | 4.3486 | 4.6188 | 4.8358 | 5.0077 | 5.1453 | 5.2548 | 5.3416 | 5.4111 | 5.4666 | 5.4669 | 5.4671 | 5.4671 | 5.4671 | 5.4671 | 5.4671 | 5.4672 | 0 | 0 | 0
F11_Industrial_Paper and Printing_Existing_Process_Natural Gas_Process Heat Recovery_A_Achievable Technical Potential | F11 | Industrial | Paper and Printing | Existing | Process | Natural Gas | Process Heat Recovery | A | Cumulative Summer Peak Savings (MW) | Achievable Technical Potential | 0 | 0 | 0 | 0 | 0 | 0 | 0 | 0 | 0 | 0 | 0 | 0 | 0 | 0 | 0 | 0 | 0 | 0 | 0 | 0 | 0 | 0 | 0 | 0 | 0 | 0 | 0 | 0 | 0 | 0 | 0
F12_Industrial_Paper and Printing_Existing_Process_Natural Gas_Process Heat Recovery_A_Achievable Technical Potential | F12 | Industrial | Paper and Printing | Existing | Process | Natural Gas | Process Heat Recovery | A | Cumulative Winter Peak Savings (MW) | Achievable Technical Potential | 0 | 0 | 0 | 0 | 0 | 0 | 0 | 0 | 0 | 0 | 0 | 0 | 0 | 0 | 0 | 0 | 0 | 0 | 0 | 0 | 0 | 0 | 0 | 0 | 0 | 0 | 0 | 0 | 0 | 0 | 0
F13_Industrial_Paper and Printing_Existing_Process_Natural Gas_Process Heat Recovery_A_Achievable Technical Potential | F13 | Industrial | Paper and Printing | Existing | Process | Natural Gas | Process Heat Recovery | A | Purchases (Incremental) | Achievable Technical Potential | 0 | 0 | 0 | 0 | 0 | 8.3051 | 8.3006 | 8.2516 | 8.2561 | 8.2629 | 7.3422 | 5.8577 | 4.6766 | 3.6819 | 2.9568 | 2.3429 | 1.8745 | 1.4921 | 1.183 | 0.94753 | 0.75489 | 0.0051289 | 0.0018251 | 0.00062007 | 0.00020156 | 0.00017083 | 0.00017037 | 0.00016996 | 9.3059e-07 | 9.3059e-07 | 9.3059e-07
F14_Industrial_Paper and Printing_Existing_Process_Natural Gas_Process Heat Recovery_A_Achievable Technical Potential | F14 | Industrial | Paper and Printing | Existing | Process | Natural Gas | Process Heat Recovery | A | Purchases (Cumulative) | Achievable Technical Potential | 0 | 0 | 0 | 0 | 0 | 8.3051 | 16.6057 | 24.8573 | 33.1134 | 41.3763 | 48.7185 | 54.5761 | 59.2528 | 62.9347 | 65.8914 | 68.2343 | 70.1088 | 71.6009 | 72.7839 | 73.7314 | 74.4863 | 74.4915 | 74.4933 | 74.4939 | 74.4941 | 74.4943 | 74.4944 | 74.4946 | 74.4946 | 74.4946 | 74.4946
F1_Industrial_Paper and Printing_Existing_Space Heating_Natural Gas_Building Automation System_A_Achievable Technical Potential | F1 | Industrial | Paper and Printing | Existing | Space Heating | Natural Gas | Building Automation System | A | Original Unit Energy Savings (kWh or therms) | Achievable Technical Potential | 0 | 0 | 0 | 0 | 0 | 0.015466 | 0.01539 | 0.015297 | 0.015198 | 0.015094 | 0.014989 | 0.014881 | 0.014774 | 0.014667 | 0.014552 | 0.014445 | 0.01434 | 0.014242 | 0.014151 | 0.014062 | 0.013978 | 0.013892 | 0.013815 | 0.013742 | 0.013672 | 0.013608 | 0.013548 | 0.013493 | 0 | 0 | 0
F2_Industrial_Paper and Printing_Existing_Space Heating_Natural Gas_Building Automation System_A_Achievable Technical Potential | F2 | Industrial | Paper and Printing | Existing | Space Heating | Natural Gas | Building Automation System | A | Original Unit Summer Peak Savings (kW) | Achievable Technical Potential | 0 | 0 | 0 | 0 | 0 | 0 | 0 | 0 | 0 | 0 | 0 | 0 | 0 | 0 | 0 | 0 | 0 | 0 | 0 | 0 | 0 | 0 | 0 | 0 | 0 | 0 | 0 | 0 | 0 | 0 | 0
F3_Industrial_Paper and Printing_Existing_Space Heating_Natural Gas_Building Automation System_A_Achievable Technical Potential | F3 | Industrial | Paper and Printing | Existing | Space Heating | Natural Gas | Building Automation System | A | Original Unit Winter Peak Savings (kW) | Achievable Technical Potential | 0 | 0 | 0 | 0 | 0 | 0 | 0 | 0 | 0 | 0 | 0 | 0 | 0 | 0 | 0 | 0 | 0 | 0 | 0 | 0 | 0 | 0 | 0 | 0 | 0 | 0 | 0 | 0 | 0 | 0 | 0
F4_Industrial_Paper and Printing_Existing_Space Heating_Natural Gas_Building Automation System_A_Achievable Technical Potential | F4 | Industrial | Paper and Printing | Existing | Space Heating | Natural Gas | Building Automation System | A | Standalone Impact on Baseline Energy (%) | Achievable Technical Potential | 0% | 0% | 0% | 0% | 0% | 0.01308% | 0.03923% | 0.08588% | 0.1613% | 0.2758% | 0.4435% | 0.668% | 0.9588% | 1.332% | 1.749% | 2.24% | 2.743% | 3.263% | 3.77% | 4.184% | 4.549% | 4.832% | 5.033% | 5.167% | 0.052602 | 0.052755 | 0.052896 | 0.053025 | 0 | 0 | 0
F5_Industrial_Paper and Printing_Existing_Space Heating_Natural Gas_Building Automation System_A_Achievable Technical Potential | F5 | Industrial | Paper and Printing | Existing | Space Heating | Natural Gas | Building Automation System | A | Standalone Impact on Baseline Summer Peak (%) | Achievable Technical Potential | 0% | 0% | 0% | 0% | 0% | 0% | 0% | 0% | 0% | 0% | 0% | 0% | 0% | 0% | 0% | 0% | 0% | 0% | 0% | 0% | 0% | 0% | 0% | 0% | 0 | 0 | 0 | 0 | 0 | 0 | 0
F6_Industrial_Paper and Printing_Existing_Space Heating_Natural Gas_Building Automation System_A_Achievable Technical Potential | F6 | Industrial | Paper and Printing | Existing | Space Heating | Natural Gas | Building Automation System | A | Standalone Impact on Baseline Winter Peak (%) | Achievable Technical Potential | 0% | 0% | 0% | 0% | 0% | 0% | 0% | 0% | 0% | 0% | 0% | 0% | 0% | 0% | 0% | 0% | 0% | 0% | 0% | 0% | 0% | 0% | 0% | 0% | 0 | 0 | 0 | 0 | 0 | 0 | 0
F7_Industrial_Paper and Printing_Existing_Space Heating_Natural Gas_Building Automation System_A_Achievable Technical Potential | F7 | Industrial | Paper and Printing | Existing | Space Heating | Natural Gas | Building Automation System | A | Incremental Energy Savings (MWh or mTherms) | Achievable Technical Potential | 0 | 0 | 0 | 0 | 0 | 0.0073092 | 0.014531 | 0.025493 | 0.041222 | 0.062194 | 0.087333 | 0.11762 | 0.15107 | 0.18255 | 0.21439 | 0.23649 | 0.24978 | 0.24786 | 0.23008 | 0.20126 | 0.16476 | 0.12474 | 0.085562 | 0.05419 | 0.035052 | 0 | 0 | 0 | 0 | 0 | 0
F8_Industrial_Paper and Printing_Existing_Space Heating_Natural Gas_Building Automation System_A_Achievable Technical Potential | F8 | Industrial | Paper and Printing | Existing | Space Heating | Natural Gas | Building Automation System | A | Incremental Summer Peak Savings (MW) | Achievable Technical Potential | 0 | 0 | 0 | 0 | 0 | 0 | 0 | 0 | 0 | 0 | 0 | 0 | 0 | 0 | 0 | 0 | 0 | 0 | 0 | 0 | 0 | 0 | 0 | 0 | 0 | 0 | 0 | 0 | 0 | 0 | 0
F9_Industrial_Paper and Printing_Existing_Space Heating_Natural Gas_Building Automation System_A_Achievable Technical Potential | F9 | Industrial | Paper and Printing | Existing | Space Heating | Natural Gas | Building Automation System | A | Incremental Winter Peak Savings (MW) | Achievable Technical Potential | 0 | 0 | 0 | 0 | 0 | 0 | 0 | 0 | 0 | 0 | 0 | 0 | 0 | 0 | 0 | 0 | 0 | 0 | 0 | 0 | 0 | 0 | 0 | 0 | 0 | 0 | 0 | 0 | 0 | 0 | 0
F10_Industrial_Paper and Printing_Existing_Space Heating_Natural Gas_Building Automation System_A_Achievable Technical Potential | F10 | Industrial | Paper and Printing | Existing | Space Heating | Natural Gas | Building Automation System | A | Cumulative Energy Savings (MWh or mTherms) | Achievable Technical Potential | 0 | 0 | 0 | 0 | 0 | 0.0073092 | 0.021805 | 0.047165 | 0.088082 | 0.14968 | 0.23597 | 0.35189 | 0.50042 | 0.67936 | 0.8884 | 1.1184 | 1.36 | 1.5986 | 1.8184 | 2.0083 | 2.1611 | 2.2725 | 2.3454 | 2.3872 | 2.4102 | 2.3988 | 2.3883 | 2.3786 | 0 | 0 | 0
F11_Industrial_Paper and Printing_Existing_Space Heating_Natural Gas_Building Automation System_A_Achievable Technical Potential | F11 | Industrial | Paper and Printing | Existing | Space Heating | Natural Gas | Building Automation System | A | Cumulative Summer Peak Savings (MW) | Achievable Technical Potential | 0 | 0 | 0 | 0 | 0 | 0 | 0 | 0 | 0 | 0 | 0 | 0 | 0 | 0 | 0 | 0 | 0 | 0 | 0 | 0 | 0 | 0 | 0 | 0 | 0 | 0 | 0 | 0 | 0 | 0 | 0
F12_Industrial_Paper and Printing_Existing_Space Heating_Natural Gas_Building Automation System_A_Achievable Technical Potential | F12 | Industrial | Paper and Printing | Existing | Space Heating | Natural Gas | Building Automation System | A | Cumulative Winter Peak Savings (MW) | Achievable Technical Potential | 0 | 0 | 0 | 0 | 0 | 0 | 0 | 0 | 0 | 0 | 0 | 0 | 0 | 0 | 0 | 0 | 0 | 0 | 0 | 0 | 0 | 0 | 0 | 0 | 0 | 0 | 0 | 0 | 0 | 0 | 0
F13_Industrial_Paper and Printing_Existing_Space Heating_Natural Gas_Building Automation System_A_Achievable Technical Potential | F13 | Industrial | Paper and Printing | Existing | Space Heating | Natural Gas | Building Automation System | A | Purchases (Incremental) | Achievable Technical Potential | 0 | 0 | 0 | 0 | 0 | 472.6041 | 944.186 | 1666.5585 | 2712.3514 | 4120.3748 | 5826.3172 | 7903.734 | 10225.2899 | 12446.0925 | 14732.9366 | 16371.7681 | 17418.739 | 17403.4247 | 16259.3252 | 14312.5173 | 11787.3477 | 8978.7963 | 6193.4405 | 3943.4734 | 2563.7204 | 0 | 0 | 0 | 0 | 0 | 0
F14_Industrial_Paper and Printing_Existing_Space Heating_Natural Gas_Building Automation System_A_Achievable Technical Potential | F14 | Industrial | Paper and Printing | Existing | Space Heating | Natural Gas | Building Automation System | A | Purchases (Cumulative) | Achievable Technical Potential | 0 | 0 | 0 | 0 | 0 | 472.6041 | 1416.7901 | 3083.3486 | 5795.6999 | 9916.0747 | 15742.392 | 23646.126 | 33871.4159 | 46317.5084 | 61050.445 | 77422.2131 | 94840.9521 | 112244.3767 | 128503.702 | 142816.2193 | 154603.567 | 163582.3633 | 169775.8038 | 173719.2772 | 176282.9976 | 176282.9976 | 176282.9976 | 176282.9976 | 176282.9976 | 176282.9976 | 176282.9976
F1_Industrial_Paper and Printing_Existing_Space Heating_Natural Gas_Steam System Efficiency Improvements_A_Achievable Technical Potential | F1 | Industrial | Paper and Printing | Existing | Space Heating | Natural Gas | Steam System Efficiency Improvements | A | Original Unit Energy Savings (kWh or therms) | Achievable Technical Potential | 0 | 0 | 0 | 0 | 0 | 0.13779 | 0.13686 | 0.13593 | 0.135 | 0.13407 | 0.13317 | 0.13227 | 0.13139 | 0.13051 | 0.12958 | 0.12873 | 0.12789 | 0.12707 | 0.12625 | 0.12544 | 0.12465 | 0.12383 | 0.12303 | 0.12227 | 0.12149 | 0.12079 | 0.12015 | 0.11956 | 0.11902 | 0.11854 | 0.11809
F2_Industrial_Paper and Printing_Existing_Space Heating_Natural Gas_Steam System Efficiency Improvements_A_Achievable Technical Potential | F2 | Industrial | Paper and Printing | Existing | Space Heating | Natural Gas | Steam System Efficiency Improvements | A | Original Unit Summer Peak Savings (kW) | Achievable Technical Potential | 0 | 0 | 0 | 0 | 0 | 0 | 0 | 0 | 0 | 0 | 0 | 0 | 0 | 0 | 0 | 0 | 0 | 0 | 0 | 0 | 0 | 0 | 0 | 0 | 0 | 0 | 0 | 0 | 0 | 0 | 0
F3_Industrial_Paper and Printing_Existing_Space Heating_Natural Gas_Steam System Efficiency Improvements_A_Achievable Technical Potential | F3 | Industrial | Paper and Printing | Existing | Space Heating | Natural Gas | Steam System Efficiency Improvements | A | Original Unit Winter Peak Savings (kW) | Achievable Technical Potential | 0 | 0 | 0 | 0 | 0 | 0 | 0 | 0 | 0 | 0 | 0 | 0 | 0 | 0 | 0 | 0 | 0 | 0 | 0 | 0 | 0 | 0 | 0 | 0 | 0 | 0 | 0 | 0 | 0 | 0 | 0
F4_Industrial_Paper and Printing_Existing_Space Heating_Natural Gas_Steam System Efficiency Improvements_A_Achievable Technical Potential | F4 | Industrial | Paper and Printing | Existing | Space Heating | Natural Gas | Steam System Efficiency Improvements | A | Standalone Impact on Baseline Energy (%) | Achievable Technical Potential | 0% | 0% | 0% | 0% | 0% | 0.0008258% | 0.002472% | 0.005409% | 0.01016% | 0.01736% | 0.02792% | 0.04208% | 0.06043% | 0.08401% | 0.1104% | 0.1415% | 0.1734% | 0.2063% | 0.2384% | 0.2645% | 0.2875% | 0.3052% | 0.3177% | 0.3258% | 0.0033128 | 0.0033188 | 0.0033245 | 0.0033299 | 0 | 0 | 0
F5_Industrial_Paper and Printing_Existing_Space Heating_Natural Gas_Steam System Efficiency Improvements_A_Achievable Technical Potential | F5 | Industrial | Paper and Printing | Existing | Space Heating | Natural Gas | Steam System Efficiency Improvements | A | Standalone Impact on Baseline Summer Peak (%) | Achievable Technical Potential | 0% | 0% | 0% | 0% | 0% | 0% | 0% | 0% | 0% | 0% | 0% | 0% | 0% | 0% | 0% | 0% | 0% | 0% | 0% | 0% | 0% | 0% | 0% | 0% | 0 | 0 | 0 | 0 | 0 | 0 | 0
F6_Industrial_Paper and Printing_Existing_Space Heating_Natural Gas_Steam System Efficiency Improvements_A_Achievable Technical Potential | F6 | Industrial | Paper and Printing | Existing | Space Heating | Natural Gas | Steam System Efficiency Improvements | A | Standalone Impact on Baseline Winter Peak (%) | Achievable Technical Potential | 0% | 0% | 0% | 0% | 0% | 0% | 0% | 0% | 0% | 0% | 0% | 0% | 0% | 0% | 0% | 0% | 0% | 0% | 0% | 0% | 0% | 0% | 0% | 0% | 0 | 0 | 0 | 0 | 0 | 0 | 0
F7_Industrial_Paper and Printing_Existing_Space Heating_Natural Gas_Steam System Efficiency Improvements_A_Achievable Technical Potential | F7 | Industrial | Paper and Printing | Existing | Space Heating | Natural Gas | Steam System Efficiency Improvements | A | Incremental Energy Savings (MWh or mTherms) | Achievable Technical Potential | 0 | 0 | 0 | 0 | 0 | 0.00046153 | 0.00091582 | 0.0016055 | 0.0025951 | 0.0039151 | 0.0054987 | 0.0074092 | 0.0095213 | 0.011512 | 0.01353 | 0.014937 | 0.015788 | 0.015672 | 0.014548 | 0.012724 | 0.010413 | 0.0078796 | 0.0054004 | 0.0034171 | 0.0022075 | 0 | 0 | 0 | 0 | 0 | 0
F8_Industrial_Paper and Printing_Existing_Space Heating_Natural Gas_Steam System Efficiency Improvements_A_Achievable Technical Potential | F8 | Industrial | Paper and Printing | Existing | Space Heating | Natural Gas | Steam System Efficiency Improvements | A | Incremental Summer Peak Savings (MW) | Achievable Technical Potential | 0 | 0 | 0 | 0 | 0 | 0 | 0 | 0 | 0 | 0 | 0 | 0 | 0 | 0 | 0 | 0 | 0 | 0 | 0 | 0 | 0 | 0 | 0 | 0 | 0 | 0 | 0 | 0 | 0 | 0 | 0
F9_Industrial_Paper and Printing_Existing_Space Heating_Natural Gas_Steam System Efficiency Improvements_A_Achievable Technical Potential | F9 | Industrial | Paper and Printing | Existing | Space Heating | Natural Gas | Steam System Efficiency Improvements | A | Incremental Winter Peak Savings (MW) | Achievable Technical Potential | 0 | 0 | 0 | 0 | 0 | 0 | 0 | 0 | 0 | 0 | 0 | 0 | 0 | 0 | 0 | 0 | 0 | 0 | 0 | 0 | 0 | 0 | 0 | 0 | 0 | 0 | 0 | 0 | 0 | 0 | 0
F10_Industrial_Paper and Printing_Existing_Space Heating_Natural Gas_Steam System Efficiency Improvements_A_Achievable Technical Potential | F10 | Industrial | Paper and Printing | Existing | Space Heating | Natural Gas | Steam System Efficiency Improvements | A | Cumulative Energy Savings (MWh or mTherms) | Achievable Technical Potential | 0 | 0 | 0 | 0 | 0 | 0.00046153 | 0.0013742 | 0.0029704 | 0.0055451 | 0.009422 | 0.014857 | 0.022167 | 0.031539 | 0.042841 | 0.056068 | 0.070637 | 0.085964 | 0.10108 | 0.11498 | 0.12696 | 0.13658 | 0.14356 | 0.14804 | 0.15053 | 0.15179 | 0.15091 | 0.1501 | 0.14937 | 0.1487 | 0.14809 | 0.14753
F11_Industrial_Paper and Printing_Existing_Space Heating_Natural Gas_Steam System Efficiency Improvements_A_Achievable Technical Potential | F11 | Industrial | Paper and Printing | Existing | Space Heating | Natural Gas | Steam System Efficiency Improvements | A | Cumulative Summer Peak Savings (MW) | Achievable Technical Potential | 0 | 0 | 0 | 0 | 0 | 0 | 0 | 0 | 0 | 0 | 0 | 0 | 0 | 0 | 0 | 0 | 0 | 0 | 0 | 0 | 0 | 0 | 0 | 0 | 0 | 0 | 0 | 0 | 0 | 0 | 0
F12_Industrial_Paper and Printing_Existing_Space Heating_Natural Gas_Steam System Efficiency Improvements_A_Achievable Technical Potential | F12 | Industrial | Paper and Printing | Existing | Space Heating | Natural Gas | Steam System Efficiency Improvements | A | Cumulative Winter Peak Savings (MW) | Achievable Technical Potential | 0 | 0 | 0 | 0 | 0 | 0 | 0 | 0 | 0 | 0 | 0 | 0 | 0 | 0 | 0 | 0 | 0 | 0 | 0 | 0 | 0 | 0 | 0 | 0 | 0 | 0 | 0 | 0 | 0 | 0 | 0
F13_Industrial_Paper and Printing_Existing_Space Heating_Natural Gas_Steam System Efficiency Improvements_A_Achievable Technical Potential | F13 | Industrial | Paper and Printing | Existing | Space Heating | Natural Gas | Steam System Efficiency Improvements | A | Purchases (Incremental) | Achievable Technical Potential | 0 | 0 | 0 | 0 | 0 | 3.3494 | 6.6916 | 11.8111 | 19.2228 | 29.2016 | 41.2918 | 56.0147 | 72.4679 | 88.207 | 104.4141 | 116.0287 | 123.4487 | 123.3402 | 115.2318 | 101.4346 | 83.5384 | 63.6338 | 43.8937 | 27.9479 | 18.1694 | 0 | 0 | 0 | 0 | 0 | 0
F14_Industrial_Paper and Printing_Existing_Space Heating_Natural Gas_Steam System Efficiency Improvements_A_Achievable Technical Potential | F14 | Industrial | Paper and Printing | Existing | Space Heating | Natural Gas | Steam System Efficiency Improvements | A | Purchases (Cumulative) | Achievable Technical Potential | 0 | 0 | 0 | 0 | 0 | 3.3494 | 10.041 | 21.8521 | 41.0748 | 70.2764 | 111.5683 | 167.583 | 240.0509 | 328.2578 | 432.672 | 548.7007 | 672.1494 | 795.4896 | 910.7215 | 1012.156 | 1095.6944 | 1159.3282 | 1203.2219 | 1231.1698 | 1249.3392 | 1249.3392 | 1249.3392 | 1249.3392 | 1249.3392 | 1249.3392 | 1249.3392
F1_Industrial_Paper and Printing_Existing_Process_Natural Gas_Steam System Efficiency Improvements_A_Achievable Technical Potential | F1 | Industrial | Paper and Printing | Existing | Process | Natural Gas | Steam System Efficiency Improvements | A | Original Unit Energy Savings (kWh or therms) | Achievable Technical Potential | 0 | 0 | 0 | 0 | 0 | 0.076988 | 0.076988 | 0.076988 | 0.076988 | 0.076988 | 0.076988 | 0.076988 | 0.076988 | 0.076988 | 0.076988 | 0.076988 | 0.076988 | 0.076988 | 0.076988 | 0.076988 | 0.076988 | 0.076988 | 0.076988 | 0.076988 | 0.076988 | 0.076988 | 0.076988 | 0.076988 | 0.076988 | 0.076988 | 0.076988
F2_Industrial_Paper and Printing_Existing_Process_Natural Gas_Steam System Efficiency Improvements_A_Achievable Technical Potential | F2 | Industrial | Paper and Printing | Existing | Process | Natural Gas | Steam System Efficiency Improvements | A | Original Unit Summer Peak Savings (kW) | Achievable Technical Potential | 0 | 0 | 0 | 0 | 0 | 0 | 0 | 0 | 0 | 0 | 0 | 0 | 0 | 0 | 0 | 0 | 0 | 0 | 0 | 0 | 0 | 0 | 0 | 0 | 0 | 0 | 0 | 0 | 0 | 0 | 0
F3_Industrial_Paper and Printing_Existing_Process_Natural Gas_Steam System Efficiency Improvements_A_Achievable Technical Potential | F3 | Industrial | Paper and Printing | Existing | Process | Natural Gas | Steam System Efficiency Improvements | A | Original Unit Winter Peak Savings (kW) | Achievable Technical Potential | 0 | 0 | 0 | 0 | 0 | 0 | 0 | 0 | 0 | 0 | 0 | 0 | 0 | 0 | 0 | 0 | 0 | 0 | 0 | 0 | 0 | 0 | 0 | 0 | 0 | 0 | 0 | 0 | 0 | 0 | 0
F4_Industrial_Paper and Printing_Existing_Process_Natural Gas_Steam System Efficiency Improvements_A_Achievable Technical Potential | F4 | Industrial | Paper and Printing | Existing | Process | Natural Gas | Steam System Efficiency Improvements | A | Standalone Impact on Baseline Energy (%) | Achievable Technical Potential | 0% | 0% | 0% | 0% | 0% | 9.514e-07% | 2.854e-06% | 6.247e-06% | 1.174e-05% | 2.006e-05% | 3.226e-05% | 4.859e-05% | 6.974e-05% | 9.691e-05% | 0.0001273% | 0.0001629% | 0.0001996% | 0.0002374% | 0.0002742% | 0.0003044% | 0.0003309% | 0.0003515% | 0.0003661% | 0.0003759% | 3.8264e-06 | 3.8375e-06 | 3.8478e-06 | 3.8571e-06 | 0 | 0 | 0
F5_Industrial_Paper and Printing_Existing_Process_Natural Gas_Steam System Efficiency Improvements_A_Achievable Technical Potential | F5 | Industrial | Paper and Printing | Existing | Process | Natural Gas | Steam System Efficiency Improvements | A | Standalone Impact on Baseline Summer Peak (%) | Achievable Technical Potential | 0% | 0% | 0% | 0% | 0% | 0% | 0% | 0% | 0% | 0% | 0% | 0% | 0% | 0% | 0% | 0% | 0% | 0% | 0% | 0% | 0% | 0% | 0% | 0% | 0 | 0 | 0 | 0 | 0 | 0 | 0
F6_Industrial_Paper and Printing_Existing_Process_Natural Gas_Steam System Efficiency Improvements_A_Achievable Technical Potential | F6 | Industrial | Paper and Printing | Existing | Process | Natural Gas | Steam System Efficiency Improvements | A | Standalone Impact on Baseline Winter Peak (%) | Achievable Technical Potential | 0% | 0% | 0% | 0% | 0% | 0% | 0% | 0% | 0% | 0% | 0% | 0% | 0% | 0% | 0% | 0% | 0% | 0% | 0% | 0% | 0% | 0% | 0% | 0% | 0 | 0 | 0 | 0 | 0 | 0 | 0
F7_Industrial_Paper and Printing_Existing_Process_Natural Gas_Steam System Efficiency Improvements_A_Achievable Technical Potential | F7 | Industrial | Paper and Printing | Existing | Process | Natural Gas | Steam System Efficiency Improvements | A | Incremental Energy Savings (MWh or mTherms) | Achievable Technical Potential | 0 | 0 | 0 | 0 | 0 | 2.4986e-06 | 4.9917e-06 | 8.8107e-06 | 1.434e-05 | 2.1784e-05 | 3.0802e-05 | 4.1785e-05 | 5.4059e-05 | 6.58e-05 | 7.789e-05 | 8.6554e-05 | 9.2089e-05 | 9.2008e-05 | 8.5959e-05 | 7.5667e-05 | 6.2317e-05 | 4.7469e-05 | 3.2743e-05 | 2.0848e-05 | 1.3554e-05 | 0 | 0 | 0 | 0 | 0 | 0
F8_Industrial_Paper and Printing_Existing_Process_Natural Gas_Steam System Efficiency Improvements_A_Achievable Technical Potential | F8 | Industrial | Paper and Printing | Existing | Process | Natural Gas | Steam System Efficiency Improvements | A | Incremental Summer Peak Savings (MW) | Achievable Technical Potential | 0 | 0 | 0 | 0 | 0 | 0 | 0 | 0 | 0 | 0 | 0 | 0 | 0 | 0 | 0 | 0 | 0 | 0 | 0 | 0 | 0 | 0 | 0 | 0 | 0 | 0 | 0 | 0 | 0 | 0 | 0
F9_Industrial_Paper and Printing_Existing_Process_Natural Gas_Steam System Efficiency Improvements_A_Achievable Technical Potential | F9 | Industrial | Paper and Printing | Existing | Process | Natural Gas | Steam System Efficiency Improvements | A | Incremental Winter Peak Savings (MW) | Achievable Technical Potential | 0 | 0 | 0 | 0 | 0 | 0 | 0 | 0 | 0 | 0 | 0 | 0 | 0 | 0 | 0 | 0 | 0 | 0 | 0 | 0 | 0 | 0 | 0 | 0 | 0 | 0 | 0 | 0 | 0 | 0 | 0
F10_Industrial_Paper and Printing_Existing_Process_Natural Gas_Steam System Efficiency Improvements_A_Achievable Technical Potential | F10 | Industrial | Paper and Printing | Existing | Process | Natural Gas | Steam System Efficiency Improvements | A | Cumulative Energy Savings (MWh or mTherms) | Achievable Technical Potential | 0 | 0 | 0 | 0 | 0 | 2.4986e-06 | 7.4903e-06 | 1.6301e-05 | 3.0641e-05 | 5.2424e-05 | 8.3227e-05 | 0.00012501 | 0.00017907 | 0.00024487 | 0.00032276 | 0.00040931 | 0.0005014 | 0.00059341 | 0.00067937 | 0.00075504 | 0.00081735 | 0.00086482 | 0.00089757 | 0.00091842 | 0.00093197 | 0.00093197 | 0.00093197 | 0.00093197 | 0.00093197 | 0.00093197 | 0.00093197
F11_Industrial_Paper and Printing_Existing_Process_Natural Gas_Steam System Efficiency Improvements_A_Achievable Technical Potential | F11 | Industrial | Paper and Printing | Existing | Process | Natural Gas | Steam System Efficiency Improvements | A | Cumulative Summer Peak Savings (MW) | Achievable Technical Potential | 0 | 0 | 0 | 0 | 0 | 0 | 0 | 0 | 0 | 0 | 0 | 0 | 0 | 0 | 0 | 0 | 0 | 0 | 0 | 0 | 0 | 0 | 0 | 0 | 0 | 0 | 0 | 0 | 0 | 0 | 0
F12_Industrial_Paper and Printing_Existing_Process_Natural Gas_Steam System Efficiency Improvements_A_Achievable Technical Potential | F12 | Industrial | Paper and Printing | Existing | Process | Natural Gas | Steam System Efficiency Improvements | A | Cumulative Winter Peak Savings (MW) | Achievable Technical Potential | 0 | 0 | 0 | 0 | 0 | 0 | 0 | 0 | 0 | 0 | 0 | 0 | 0 | 0 | 0 | 0 | 0 | 0 | 0 | 0 | 0 | 0 | 0 | 0 | 0 | 0 | 0 | 0 | 0 | 0 | 0
F13_Industrial_Paper and Printing_Existing_Process_Natural Gas_Steam System Efficiency Improvements_A_Achievable Technical Potential | F13 | Industrial | Paper and Printing | Existing | Process | Natural Gas | Steam System Efficiency Improvements | A | Purchases (Incremental) | Achievable Technical Potential | 0 | 0 | 0 | 0 | 0 | 0.032454 | 0.064837 | 0.11444 | 0.18626 | 0.28295 | 0.40009 | 0.54275 | 0.70217 | 0.85467 | 1.0117 | 1.1242 | 1.1961 | 1.1951 | 1.1165 | 0.98284 | 0.80944 | 0.61657 | 0.4253 | 0.2708 | 0.17605 | 0 | 0 | 0 | 0 | 0 | 0
F14_Industrial_Paper and Printing_Existing_Process_Natural Gas_Steam System Efficiency Improvements_A_Achievable Technical Potential | F14 | Industrial | Paper and Printing | Existing | Process | Natural Gas | Steam System Efficiency Improvements | A | Purchases (Cumulative) | Achievable Technical Potential | 0 | 0 | 0 | 0 | 0 | 0.032454 | 0.097291 | 0.21173 | 0.39799 | 0.68094 | 1.081 | 1.6238 | 2.3259 | 3.1806 | 4.1923 | 5.3166 | 6.5127 | 7.7078 | 8.8243 | 9.8072 | 10.6166 | 11.2332 | 11.6585 | 11.9293 | 12.1053 | 12.1053 | 12.1053 | 12.1053 | 12.1053 | 12.1053 | 12.1053
F1_Industrial_Paper and Printing_Existing_Space Heating_Natural Gas_Strategic Energy Management_A_Achievable Technical Potential | F1 | Industrial | Paper and Printing | Existing | Space Heating | Natural Gas | Strategic Energy Management | A | Original Unit Energy Savings (kWh or therms) | Achievable Technical Potential | 0 | 0 | 0 | 0 | 0 | 56.1445 | 55.8701 | 55.5306 | 55.1716 | 54.7957 | 54.4147 | 54.0231 | 53.6337 | 53.2458 | 52.8268 | 52.4395 | 52.0568 | 51.7018 | 51.3708 | 51.0483 | 50.7436 | 50.4323 | 50.1512 | 49.8857 | 49.6331 | 49.3993 | 49.1829 | 48.9826 | 0 | 0 | 0
F2_Industrial_Paper and Printing_Existing_Space Heating_Natural Gas_Strategic Energy Management_A_Achievable Technical Potential | F2 | Industrial | Paper and Printing | Existing | Space Heating | Natural Gas | Strategic Energy Management | A | Original Unit Summer Peak Savings (kW) | Achievable Technical Potential | 0 | 0 | 0 | 0 | 0 | 0 | 0 | 0 | 0 | 0 | 0 | 0 | 0 | 0 | 0 | 0 | 0 | 0 | 0 | 0 | 0 | 0 | 0 | 0 | 0 | 0 | 0 | 0 | 0 | 0 | 0
F3_Industrial_Paper and Printing_Existing_Space Heating_Natural Gas_Strategic Energy Management_A_Achievable Technical Potential | F3 | Industrial | Paper and Printing | Existing | Space Heating | Natural Gas | Strategic Energy Management | A | Original Unit Winter Peak Savings (kW) | Achievable Technical Potential | 0 | 0 | 0 | 0 | 0 | 0 | 0 | 0 | 0 | 0 | 0 | 0 | 0 | 0 | 0 | 0 | 0 | 0 | 0 | 0 | 0 | 0 | 0 | 0 | 0 | 0 | 0 | 0 | 0 | 0 | 0
F4_Industrial_Paper and Printing_Existing_Space Heating_Natural Gas_Strategic Energy Management_A_Achievable Technical Potential | F4 | Industrial | Paper and Printing | Existing | Space Heating | Natural Gas | Strategic Energy Management | A | Standalone Impact on Baseline Energy (%) | Achievable Technical Potential | 0% | 0% | 0% | 0% | 0% | 0.08224% | 0.1645% | 0.2477% | 0.3298% | 0.4118% | 0.4993% | 0.5829% | 0.6664% | 0.7594% | 0.8387% | 0.929% | 1.011% | 1.098% | 1.191% | 1.271% | 1.359% | 1.447% | 1.534% | 1.621% | 0.017089 | 0.017138 | 0.017184 | 0.017226 | 0 | 0 | 0
F5_Industrial_Paper and Printing_Existing_Space Heating_Natural Gas_Strategic Energy Management_A_Achievable Technical Potential | F5 | Industrial | Paper and Printing | Existing | Space Heating | Natural Gas | Strategic Energy Management | A | Standalone Impact on Baseline Summer Peak (%) | Achievable Technical Potential | 0% | 0% | 0% | 0% | 0% | 0% | 0% | 0% | 0% | 0% | 0% | 0% | 0% | 0% | 0% | 0% | 0% | 0% | 0% | 0% | 0% | 0% | 0% | 0% | 0 | 0 | 0 | 0 | 0 | 0 | 0
F6_Industrial_Paper and Printing_Existing_Space Heating_Natural Gas_Strategic Energy Management_A_Achievable Technical Potential | F6 | Industrial | Paper and Printing | Existing | Space Heating | Natural Gas | Strategic Energy Management | A | Standalone Impact on Baseline Winter Peak (%) | Achievable Technical Potential | 0% | 0% | 0% | 0% | 0% | 0% | 0% | 0% | 0% | 0% | 0% | 0% | 0% | 0% | 0% | 0% | 0% | 0% | 0% | 0% | 0% | 0% | 0% | 0% | 0 | 0 | 0 | 0 | 0 | 0 | 0
F7_Industrial_Paper and Printing_Existing_Space Heating_Natural Gas_Strategic Energy Management_A_Achievable Technical Potential | F7 | Industrial | Paper and Printing | Existing | Space Heating | Natural Gas | Strategic Energy Management | A | Incremental Energy Savings (MWh or mTherms) | Achievable Technical Potential | 0 | 0 | 0 | 0 | 0 | 0.045961 | 0.045711 | 0.045165 | 0.044897 | 0.044628 | 0.043755 | 0.043322 | 0.042922 | 0.041935 | 0.041764 | 0.041062 | 0.040768 | 0.040286 | 0.039671 | 0.039469 | 0.039071 | 0.03868 | 0.038325 | 0.037992 | 0.03768 | 0 | 0 | 0 | 0 | 0 | 0
F8_Industrial_Paper and Printing_Existing_Space Heating_Natural Gas_Strategic Energy Management_A_Achievable Technical Potential | F8 | Industrial | Paper and Printing | Existing | Space Heating | Natural Gas | Strategic Energy Management | A | Incremental Summer Peak Savings (MW) | Achievable Technical Potential | 0 | 0 | 0 | 0 | 0 | 0 | 0 | 0 | 0 | 0 | 0 | 0 | 0 | 0 | 0 | 0 | 0 | 0 | 0 | 0 | 0 | 0 | 0 | 0 | 0 | 0 | 0 | 0 | 0 | 0 | 0
F9_Industrial_Paper and Printing_Existing_Space Heating_Natural Gas_Strategic Energy Management_A_Achievable Technical Potential | F9 | Industrial | Paper and Printing | Existing | Space Heating | Natural Gas | Strategic Energy Management | A | Incremental Winter Peak Savings (MW) | Achievable Technical Potential | 0 | 0 | 0 | 0 | 0 | 0 | 0 | 0 | 0 | 0 | 0 | 0 | 0 | 0 | 0 | 0 | 0 | 0 | 0 | 0 | 0 | 0 | 0 | 0 | 0 | 0 | 0 | 0 | 0 | 0 | 0
F10_Industrial_Paper and Printing_Existing_Space Heating_Natural Gas_Strategic Energy Management_A_Achievable Technical Potential | F10 | Industrial | Paper and Printing | Existing | Space Heating | Natural Gas | Strategic Energy Management | A | Cumulative Energy Savings (MWh or mTherms) | Achievable Technical Potential | 0 | 0 | 0 | 0 | 0 | 0.045961 | 0.091447 | 0.13606 | 0.18007 | 0.22348 | 0.26568 | 0.30709 | 0.34779 | 0.38721 | 0.42593 | 0.46387 | 0.50125 | 0.53812 | 0.57435 | 0.61021 | 0.64564 | 0.68036 | 0.71489 | 0.7491 | 0.78299 | 0.7793 | 0.77588 | 0.77272 | 0 | 0 | 0
F11_Industrial_Paper and Printing_Existing_Space Heating_Natural Gas_Strategic Energy Management_A_Achievable Technical Potential | F11 | Industrial | Paper and Printing | Existing | Space Heating | Natural Gas | Strategic Energy Management | A | Cumulative Summer Peak Savings (MW) | Achievable Technical Potential | 0 | 0 | 0 | 0 | 0 | 0 | 0 | 0 | 0 | 0 | 0 | 0 | 0 | 0 | 0 | 0 | 0 | 0 | 0 | 0 | 0 | 0 | 0 | 0 | 0 | 0 | 0 | 0 | 0 | 0 | 0
F12_Industrial_Paper and Printing_Existing_Space Heating_Natural Gas_Strategic Energy Management_A_Achievable Technical Potential | F12 | Industrial | Paper and Printing | Existing | Space Heating | Natural Gas | Strategic Energy Management | A | Cumulative Winter Peak Savings (MW) | Achievable Technical Potential | 0 | 0 | 0 | 0 | 0 | 0 | 0 | 0 | 0 | 0 | 0 | 0 | 0 | 0 | 0 | 0 | 0 | 0 | 0 | 0 | 0 | 0 | 0 | 0 | 0 | 0 | 0 | 0 | 0 | 0 | 0
F13_Industrial_Paper and Printing_Existing_Space Heating_Natural Gas_Strategic Energy Management_A_Achievable Technical Potential | F13 | Industrial | Paper and Printing | Existing | Space Heating | Natural Gas | Strategic Energy Management | A | Purchases (Incremental) | Achievable Technical Potential | 0 | 0 | 0 | 0 | 0 | 0.81861 | 0.81816 | 0.81334 | 0.81378 | 0.81445 | 0.80411 | 0.80191 | 0.80028 | 0.78757 | 0.79058 | 0.78304 | 0.78314 | 0.7792 | 0.77225 | 0.77317 | 0.76997 | 0.76697 | 0.76418 | 0.76158 | 0.75918 | 0 | 0 | 0 | 0 | 0 | 0
F14_Industrial_Paper and Printing_Existing_Space Heating_Natural Gas_Strategic Energy Management_A_Achievable Technical Potential | F14 | Industrial | Paper and Printing | Existing | Space Heating | Natural Gas | Strategic Energy Management | A | Purchases (Cumulative) | Achievable Technical Potential | 0 | 0 | 0 | 0 | 0 | 0.81861 | 1.6368 | 2.4501 | 3.2639 | 4.0783 | 4.8824 | 5.6844 | 6.4846 | 7.2722 | 8.0628 | 8.8458 | 9.629 | 10.4082 | 11.1804 | 11.9536 | 12.7236 | 13.4905 | 14.2547 | 15.0163 | 15.7755 | 15.7755 | 15.7755 | 15.7755 | 15.7755 | 15.7755 | 15.7755
F1_Industrial_Paper and Printing_Existing_Process_Natural Gas_Strategic Energy Management_A_Achievable Technical Potential | F1 | Industrial | Paper and Printing | Existing | Process | Natural Gas | Strategic Energy Management | A | Original Unit Energy Savings (kWh or therms) | Achievable Technical Potential | 0 | 0 | 0 | 0 | 0 | 56.8877 | 56.8877 | 56.8877 | 56.8877 | 56.8877 | 56.8877 | 56.8877 | 56.8877 | 56.8877 | 56.8877 | 56.8877 | 56.8877 | 56.8877 | 56.8877 | 56.8877 | 56.8877 | 56.8877 | 56.8877 | 56.8877 | 56.8877 | 56.8877 | 56.8877 | 56.8877 | 0 | 0 | 0
F2_Industrial_Paper and Printing_Existing_Process_Natural Gas_Strategic Energy Management_A_Achievable Technical Potential | F2 | Industrial | Paper and Printing | Existing | Process | Natural Gas | Strategic Energy Management | A | Original Unit Summer Peak Savings (kW) | Achievable Technical Potential | 0 | 0 | 0 | 0 | 0 | 0 | 0 | 0 | 0 | 0 | 0 | 0 | 0 | 0 | 0 | 0 | 0 | 0 | 0 | 0 | 0 | 0 | 0 | 0 | 0 | 0 | 0 | 0 | 0 | 0 | 0
F3_Industrial_Paper and Printing_Existing_Process_Natural Gas_Strategic Energy Management_A_Achievable Technical Potential | F3 | Industrial | Paper and Printing | Existing | Process | Natural Gas | Strategic Energy Management | A | Original Unit Winter Peak Savings (kW) | Achievable Technical Potential | 0 | 0 | 0 | 0 | 0 | 0 | 0 | 0 | 0 | 0 | 0 | 0 | 0 | 0 | 0 | 0 | 0 | 0 | 0 | 0 | 0 | 0 | 0 | 0 | 0 | 0 | 0 | 0 | 0 | 0 | 0
F4_Industrial_Paper and Printing_Existing_Process_Natural Gas_Strategic Energy Management_A_Achievable Technical Potential | F4 | Industrial | Paper and Printing | Existing | Process | Natural Gas | Strategic Energy Management | A | Standalone Impact on Baseline Energy (%) | Achievable Technical Potential | 0% | 0% | 0% | 0% | 0% | 0.08224% | 0.1645% | 0.2477% | 0.3298% | 0.4118% | 0.4993% | 0.5829% | 0.6664% | 0.7594% | 0.8387% | 0.929% | 1.011% | 1.098% | 1.191% | 1.271% | 1.359% | 1.447% | 1.534% | 1.621% | 0.017089 | 0.017138 | 0.017184 | 0.017226 | 0 | 0 | 0
F5_Industrial_Paper and Printing_Existing_Process_Natural Gas_Strategic Energy Management_A_Achievable Technical Potential | F5 | Industrial | Paper and Printing | Existing | Process | Natural Gas | Strategic Energy Management | A | Standalone Impact on Baseline Summer Peak (%) | Achievable Technical Potential | 0% | 0% | 0% | 0% | 0% | 0% | 0% | 0% | 0% | 0% | 0% | 0% | 0% | 0% | 0% | 0% | 0% | 0% | 0% | 0% | 0% | 0% | 0% | 0% | 0 | 0 | 0 | 0 | 0 | 0 | 0
F6_Industrial_Paper and Printing_Existing_Process_Natural Gas_Strategic Energy Management_A_Achievable Technical Potential | F6 | Industrial | Paper and Printing | Existing | Process | Natural Gas | Strategic Energy Management | A | Standalone Impact on Baseline Winter Peak (%) | Achievable Technical Potential | 0% | 0% | 0% | 0% | 0% | 0% | 0% | 0% | 0% | 0% | 0% | 0% | 0% | 0% | 0% | 0% | 0% | 0% | 0% | 0% | 0% | 0% | 0% | 0% | 0 | 0 | 0 | 0 | 0 | 0 | 0
F7_Industrial_Paper and Printing_Existing_Process_Natural Gas_Strategic Energy Management_A_Achievable Technical Potential | F7 | Industrial | Paper and Printing | Existing | Process | Natural Gas | Strategic Energy Management | A | Incremental Energy Savings (MWh or mTherms) | Achievable Technical Potential | 0 | 0 | 0 | 0 | 0 | 0.21598 | 0.21586 | 0.21459 | 0.21471 | 0.21488 | 0.21216 | 0.21158 | 0.21115 | 0.20779 | 0.20859 | 0.2066 | 0.20662 | 0.20558 | 0.20375 | 0.20399 | 0.20315 | 0.20236 | 0.20162 | 0.20094 | 0.2003 | 0 | 0 | 0 | 0 | 0 | 0
F8_Industrial_Paper and Printing_Existing_Process_Natural Gas_Strategic Energy Management_A_Achievable Technical Potential | F8 | Industrial | Paper and Printing | Existing | Process | Natural Gas | Strategic Energy Management | A | Incremental Summer Peak Savings (MW) | Achievable Technical Potential | 0 | 0 | 0 | 0 | 0 | 0 | 0 | 0 | 0 | 0 | 0 | 0 | 0 | 0 | 0 | 0 | 0 | 0 | 0 | 0 | 0 | 0 | 0 | 0 | 0 | 0 | 0 | 0 | 0 | 0 | 0
F9_Industrial_Paper and Printing_Existing_Process_Natural Gas_Strategic Energy Management_A_Achievable Technical Potential | F9 | Industrial | Paper and Printing | Existing | Process | Natural Gas | Strategic Energy Management | A | Incremental Winter Peak Savings (MW) | Achievable Technical Potential | 0 | 0 | 0 | 0 | 0 | 0 | 0 | 0 | 0 | 0 | 0 | 0 | 0 | 0 | 0 | 0 | 0 | 0 | 0 | 0 | 0 | 0 | 0 | 0 | 0 | 0 | 0 | 0 | 0 | 0 | 0
F10_Industrial_Paper and Printing_Existing_Process_Natural Gas_Strategic Energy Management_A_Achievable Technical Potential | F10 | Industrial | Paper and Printing | Existing | Process | Natural Gas | Strategic Energy Management | A | Cumulative Energy Savings (MWh or mTherms) | Achievable Technical Potential | 0 | 0 | 0 | 0 | 0 | 0.21598 | 0.43185 | 0.64644 | 0.86114 | 1.076 | 1.2882 | 1.4998 | 1.7109 | 1.9187 | 2.1273 | 2.3339 | 2.5405 | 2.7461 | 2.9498 | 3.1538 | 3.357 | 3.5593 | 3.761 | 3.9619 | 4.1622 | 4.1622 | 4.1622 | 4.1622 | 0 | 0 | 0
F11_Industrial_Paper and Printing_Existing_Process_Natural Gas_Strategic Energy Management_A_Achievable Technical Potential | F11 | Industrial | Paper and Printing | Existing | Process | Natural Gas | Strategic Energy Management | A | Cumulative Summer Peak Savings (MW) | Achievable Technical Potential | 0 | 0 | 0 | 0 | 0 | 0 | 0 | 0 | 0 | 0 | 0 | 0 | 0 | 0 | 0 | 0 | 0 | 0 | 0 | 0 | 0 | 0 | 0 | 0 | 0 | 0 | 0 | 0 | 0 | 0 | 0
F12_Industrial_Paper and Printing_Existing_Process_Natural Gas_Strategic Energy Management_A_Achievable Technical Potential | F12 | Industrial | Paper and Printing | Existing | Process | Natural Gas | Strategic Energy Management | A | Cumulative Winter Peak Savings (MW) | Achievable Technical Potential | 0 | 0 | 0 | 0 | 0 | 0 | 0 | 0 | 0 | 0 | 0 | 0 | 0 | 0 | 0 | 0 | 0 | 0 | 0 | 0 | 0 | 0 | 0 | 0 | 0 | 0 | 0 | 0 | 0 | 0 | 0
F13_Industrial_Paper and Printing_Existing_Process_Natural Gas_Strategic Energy Management_A_Achievable Technical Potential | F13 | Industrial | Paper and Printing | Existing | Process | Natural Gas | Strategic Energy Management | A | Purchases (Incremental) | Achievable Technical Potential | 0 | 0 | 0 | 0 | 0 | 3.7966 | 3.7946 | 3.7722 | 3.7742 | 3.7773 | 3.7294 | 3.7192 | 3.7116 | 3.6527 | 3.6666 | 3.6317 | 3.6321 | 3.6139 | 3.5816 | 3.5859 | 3.571 | 3.5572 | 3.5442 | 3.5321 | 3.521 | 0 | 0 | 0 | 0 | 0 | 0
F14_Industrial_Paper and Printing_Existing_Process_Natural Gas_Strategic Energy Management_A_Achievable Technical Potential | F14 | Industrial | Paper and Printing | Existing | Process | Natural Gas | Strategic Energy Management | A | Purchases (Cumulative) | Achievable Technical Potential | 0 | 0 | 0 | 0 | 0 | 3.7966 | 7.5912 | 11.3634 | 15.1376 | 18.9149 | 22.6443 | 26.3635 | 30.0751 | 33.7278 | 37.3944 | 41.0261 | 44.6583 | 48.2721 | 51.8537 | 55.4396 | 59.0107 | 62.5678 | 66.112 | 69.6441 | 73.1651 | 73.1651 | 73.1651 | 73.1651 | 73.1651 | 73.1651 | 73.1651
F1_Industrial_Paper and Printing_Existing_Miscellaneous_Natural Gas_Strategic Energy Management_A_Achievable Technical Potential | F1 | Industrial | Paper and Printing | Existing | Miscellaneous | Natural Gas | Strategic Energy Management | A | Original Unit Energy Savings (kWh or therms) | Achievable Technical Potential | 0 | 0 | 0 | 0 | 0 | 18.0192 | 18.0192 | 18.0192 | 18.0192 | 18.0192 | 18.0192 | 18.0192 | 18.0192 | 18.0192 | 18.0192 | 18.0192 | 18.0192 | 18.0192 | 18.0192 | 18.0192 | 18.0192 | 18.0192 | 18.0192 | 18.0192 | 18.0192 | 18.0192 | 18.0192 | 18.0192 | 0 | 0 | 0
F2_Industrial_Paper and Printing_Existing_Miscellaneous_Natural Gas_Strategic Energy Management_A_Achievable Technical Potential | F2 | Industrial | Paper and Printing | Existing | Miscellaneous | Natural Gas | Strategic Energy Management | A | Original Unit Summer Peak Savings (kW) | Achievable Technical Potential | 0 | 0 | 0 | 0 | 0 | 0 | 0 | 0 | 0 | 0 | 0 | 0 | 0 | 0 | 0 | 0 | 0 | 0 | 0 | 0 | 0 | 0 | 0 | 0 | 0 | 0 | 0 | 0 | 0 | 0 | 0
F3_Industrial_Paper and Printing_Existing_Miscellaneous_Natural Gas_Strategic Energy Management_A_Achievable Technical Potential | F3 | Industrial | Paper and Printing | Existing | Miscellaneous | Natural Gas | Strategic Energy Management | A | Original Unit Winter Peak Savings (kW) | Achievable Technical Potential | 0 | 0 | 0 | 0 | 0 | 0 | 0 | 0 | 0 | 0 | 0 | 0 | 0 | 0 | 0 | 0 | 0 | 0 | 0 | 0 | 0 | 0 | 0 | 0 | 0 | 0 | 0 | 0 | 0 | 0 | 0
F4_Industrial_Paper and Printing_Existing_Miscellaneous_Natural Gas_Strategic Energy Management_A_Achievable Technical Potential | F4 | Industrial | Paper and Printing | Existing | Miscellaneous | Natural Gas | Strategic Energy Management | A | Standalone Impact on Baseline Energy (%) | Achievable Technical Potential | 0% | 0% | 0% | 0% | 0% | 0.08224% | 0.1645% | 0.2477% | 0.3298% | 0.4118% | 0.4993% | 0.5829% | 0.6664% | 0.7594% | 0.8387% | 0.929% | 1.011% | 1.098% | 1.191% | 1.271% | 1.359% | 1.447% | 1.534% | 1.621% | 0.017089 | 0.017138 | 0.017184 | 0.017226 | 0 | 0 | 0
F5_Industrial_Paper and Printing_Existing_Miscellaneous_Natural Gas_Strategic Energy Management_A_Achievable Technical Potential | F5 | Industrial | Paper and Printing | Existing | Miscellaneous | Natural Gas | Strategic Energy Management | A | Standalone Impact on Baseline Summer Peak (%) | Achievable Technical Potential | 0% | 0% | 0% | 0% | 0% | 0% | 0% | 0% | 0% | 0% | 0% | 0% | 0% | 0% | 0% | 0% | 0% | 0% | 0% | 0% | 0% | 0% | 0% | 0% | 0 | 0 | 0 | 0 | 0 | 0 | 0
F6_Industrial_Paper and Printing_Existing_Miscellaneous_Natural Gas_Strategic Energy Management_A_Achievable Technical Potential | F6 | Industrial | Paper and Printing | Existing | Miscellaneous | Natural Gas | Strategic Energy Management | A | Standalone Impact on Baseline Winter Peak (%) | Achievable Technical Potential | 0% | 0% | 0% | 0% | 0% | 0% | 0% | 0% | 0% | 0% | 0% | 0% | 0% | 0% | 0% | 0% | 0% | 0% | 0% | 0% | 0% | 0% | 0% | 0% | 0 | 0 | 0 | 0 | 0 | 0 | 0
F7_Industrial_Paper and Printing_Existing_Miscellaneous_Natural Gas_Strategic Energy Management_A_Achievable Technical Potential | F7 | Industrial | Paper and Printing | Existing | Miscellaneous | Natural Gas | Strategic Energy Management | A | Incremental Energy Savings (MWh or mTherms) | Achievable Technical Potential | 0 | 0 | 0 | 0 | 0 | 0.017103 | 0.017094 | 0.016993 | 0.017002 | 0.017016 | 0.0168 | 0.016754 | 0.01672 | 0.016455 | 0.016517 | 0.01636 | 0.016362 | 0.01628 | 0.016134 | 0.016154 | 0.016087 | 0.016024 | 0.015966 | 0.015912 | 0.015861 | 0 | 0 | 0 | 0 | 0 | 0
F8_Industrial_Paper and Printing_Existing_Miscellaneous_Natural Gas_Strategic Energy Management_A_Achievable Technical Potential | F8 | Industrial | Paper and Printing | Existing | Miscellaneous | Natural Gas | Strategic Energy Management | A | Incremental Summer Peak Savings (MW) | Achievable Technical Potential | 0 | 0 | 0 | 0 | 0 | 0 | 0 | 0 | 0 | 0 | 0 | 0 | 0 | 0 | 0 | 0 | 0 | 0 | 0 | 0 | 0 | 0 | 0 | 0 | 0 | 0 | 0 | 0 | 0 | 0 | 0
F9_Industrial_Paper and Printing_Existing_Miscellaneous_Natural Gas_Strategic Energy Management_A_Achievable Technical Potential | F9 | Industrial | Paper and Printing | Existing | Miscellaneous | Natural Gas | Strategic Energy Management | A | Incremental Winter Peak Savings (MW) | Achievable Technical Potential | 0 | 0 | 0 | 0 | 0 | 0 | 0 | 0 | 0 | 0 | 0 | 0 | 0 | 0 | 0 | 0 | 0 | 0 | 0 | 0 | 0 | 0 | 0 | 0 | 0 | 0 | 0 | 0 | 0 | 0 | 0
F10_Industrial_Paper and Printing_Existing_Miscellaneous_Natural Gas_Strategic Energy Management_A_Achievable Technical Potential | F10 | Industrial | Paper and Printing | Existing | Miscellaneous | Natural Gas | Strategic Energy Management | A | Cumulative Energy Savings (MWh or mTherms) | Achievable Technical Potential | 0 | 0 | 0 | 0 | 0 | 0.017103 | 0.034197 | 0.05119 | 0.068192 | 0.085208 | 0.10201 | 0.11876 | 0.13548 | 0.15194 | 0.16845 | 0.18481 | 0.20118 | 0.21746 | 0.23359 | 0.24974 | 0.26583 | 0.28186 | 0.29782 | 0.31373 | 0.32959 | 0.32959 | 0.32959 | 0.32959 | 0 | 0 | 0
F11_Industrial_Paper and Printing_Existing_Miscellaneous_Natural Gas_Strategic Energy Management_A_Achievable Technical Potential | F11 | Industrial | Paper and Printing | Existing | Miscellaneous | Natural Gas | Strategic Energy Management | A | Cumulative Summer Peak Savings (MW) | Achievable Technical Potential | 0 | 0 | 0 | 0 | 0 | 0 | 0 | 0 | 0 | 0 | 0 | 0 | 0 | 0 | 0 | 0 | 0 | 0 | 0 | 0 | 0 | 0 | 0 | 0 | 0 | 0 | 0 | 0 | 0 | 0 | 0
F12_Industrial_Paper and Printing_Existing_Miscellaneous_Natural Gas_Strategic Energy Management_A_Achievable Technical Potential | F12 | Industrial | Paper and Printing | Existing | Miscellaneous | Natural Gas | Strategic Energy Management | A | Cumulative Winter Peak Savings (MW) | Achievable Technical Potential | 0 | 0 | 0 | 0 | 0 | 0 | 0 | 0 | 0 | 0 | 0 | 0 | 0 | 0 | 0 | 0 | 0 | 0 | 0 | 0 | 0 | 0 | 0 | 0 | 0 | 0 | 0 | 0 | 0 | 0 | 0
F13_Industrial_Paper and Printing_Existing_Miscellaneous_Natural Gas_Strategic Energy Management_A_Achievable Technical Potential | F13 | Industrial | Paper and Printing | Existing | Miscellaneous | Natural Gas | Strategic Energy Management | A | Purchases (Incremental) | Achievable Technical Potential | 0 | 0 | 0 | 0 | 0 | 0.94916 | 0.94864 | 0.94305 | 0.94355 | 0.94434 | 0.93234 | 0.9298 | 0.92791 | 0.91317 | 0.91666 | 0.90792 | 0.90804 | 0.90347 | 0.89541 | 0.89647 | 0.89276 | 0.88929 | 0.88605 | 0.88304 | 0.88025 | 0 | 0 | 0 | 0 | 0 | 0
F14_Industrial_Paper and Printing_Existing_Miscellaneous_Natural Gas_Strategic Energy Management_A_Achievable Technical Potential | F14 | Industrial | Paper and Printing | Existing | Miscellaneous | Natural Gas | Strategic Energy Management | A | Purchases (Cumulative) | Achievable Technical Potential | 0 | 0 | 0 | 0 | 0 | 0.94916 | 1.8978 | 2.8408 | 3.7844 | 4.7287 | 5.6611 | 6.5909 | 7.5188 | 8.432 | 9.3486 | 10.2565 | 11.1646 | 12.068 | 12.9634 | 13.8599 | 14.7527 | 15.642 | 16.528 | 17.411 | 18.2913 | 18.2913 | 18.2913 | 18.2913 | 18.2913 | 18.2913 | 18.2913
F1_Industrial_Paper and Printing_Existing_Space Heating_Natural Gas_Commissioning_A_Achievable Technical Potential | F1 | Industrial | Paper and Printing | Existing | Space Heating | Natural Gas | Commissioning | A | Original Unit Energy Savings (kWh or therms) | Achievable Technical Potential | 0 | 0 | 0 | 0 | 0 | 67.5661 | 67.2358 | 66.8272 | 66.3952 | 65.9429 | 65.4843 | 65.0131 | 64.5444 | 64.0777 | 63.5734 | 63.1073 | 62.6468 | 62.2196 | 61.8212 | 61.4331 | 61.0664 | 60.6917 | 60.3535 | 60.034 | 59.73 | 59.4487 | 59.1883 | 58.9472 | 0 | 0 | 0
F2_Industrial_Paper and Printing_Existing_Space Heating_Natural Gas_Commissioning_A_Achievable Technical Potential | F2 | Industrial | Paper and Printing | Existing | Space Heating | Natural Gas | Commissioning | A | Original Unit Summer Peak Savings (kW) | Achievable Technical Potential | 0 | 0 | 0 | 0 | 0 | 0 | 0 | 0 | 0 | 0 | 0 | 0 | 0 | 0 | 0 | 0 | 0 | 0 | 0 | 0 | 0 | 0 | 0 | 0 | 0 | 0 | 0 | 0 | 0 | 0 | 0
F3_Industrial_Paper and Printing_Existing_Space Heating_Natural Gas_Commissioning_A_Achievable Technical Potential | F3 | Industrial | Paper and Printing | Existing | Space Heating | Natural Gas | Commissioning | A | Original Unit Winter Peak Savings (kW) | Achievable Technical Potential | 0 | 0 | 0 | 0 | 0 | 0 | 0 | 0 | 0 | 0 | 0 | 0 | 0 | 0 | 0 | 0 | 0 | 0 | 0 | 0 | 0 | 0 | 0 | 0 | 0 | 0 | 0 | 0 | 0 | 0 | 0
F4_Industrial_Paper and Printing_Existing_Space Heating_Natural Gas_Commissioning_A_Achievable Technical Potential | F4 | Industrial | Paper and Printing | Existing | Space Heating | Natural Gas | Commissioning | A | Standalone Impact on Baseline Energy (%) | Achievable Technical Potential | 0% | 0% | 0% | 0% | 0% | 0% | 0% | 0% | 0% | 0% | 0% | 0% | 0% | 0% | 0% | 0% | 0% | 0% | 0% | 0% | 0% | 0% | 0% | 0% | 0 | 0 | 0 | 0 | 0 | 0 | 0
F5_Industrial_Paper and Printing_Existing_Space Heating_Natural Gas_Commissioning_A_Achievable Technical Potential | F5 | Industrial | Paper and Printing | Existing | Space Heating | Natural Gas | Commissioning | A | Standalone Impact on Baseline Summer Peak (%) | Achievable Technical Potential | 0% | 0% | 0% | 0% | 0% | 0% | 0% | 0% | 0% | 0% | 0% | 0% | 0% | 0% | 0% | 0% | 0% | 0% | 0% | 0% | 0% | 0% | 0% | 0% | 0 | 0 | 0 | 0 | 0 | 0 | 0
F6_Industrial_Paper and Printing_Existing_Space Heating_Natural Gas_Commissioning_A_Achievable Technical Potential | F6 | Industrial | Paper and Printing | Existing | Space Heating | Natural Gas | Commissioning | A | Standalone Impact on Baseline Winter Peak (%) | Achievable Technical Potential | 0% | 0% | 0% | 0% | 0% | 0% | 0% | 0% | 0% | 0% | 0% | 0% | 0% | 0% | 0% | 0% | 0% | 0% | 0% | 0% | 0% | 0% | 0% | 0% | 0 | 0 | 0 | 0 | 0 | 0 | 0
F7_Industrial_Paper and Printing_Existing_Space Heating_Natural Gas_Commissioning_A_Achievable Technical Potential | F7 | Industrial | Paper and Printing | Existing | Space Heating | Natural Gas | Commissioning | A | Incremental Energy Savings (MWh or mTherms) | Achievable Technical Potential | 0 | 0 | 0 | 0 | 0 | 0 | 0 | 0 | 0 | 0 | 0 | 0 | 0 | 0 | 0 | 0 | 0 | 0 | 0 | 0 | 0 | 0 | 0 | 0 | 0 | 0 | 0 | 0 | 0 | 0 | 0
F8_Industrial_Paper and Printing_Existing_Space Heating_Natural Gas_Commissioning_A_Achievable Technical Potential | F8 | Industrial | Paper and Printing | Existing | Space Heating | Natural Gas | Commissioning | A | Incremental Summer Peak Savings (MW) | Achievable Technical Potential | 0 | 0 | 0 | 0 | 0 | 0 | 0 | 0 | 0 | 0 | 0 | 0 | 0 | 0 | 0 | 0 | 0 | 0 | 0 | 0 | 0 | 0 | 0 | 0 | 0 | 0 | 0 | 0 | 0 | 0 | 0
F9_Industrial_Paper and Printing_Existing_Space Heating_Natural Gas_Commissioning_A_Achievable Technical Potential | F9 | Industrial | Paper and Printing | Existing | Space Heating | Natural Gas | Commissioning | A | Incremental Winter Peak Savings (MW) | Achievable Technical Potential | 0 | 0 | 0 | 0 | 0 | 0 | 0 | 0 | 0 | 0 | 0 | 0 | 0 | 0 | 0 | 0 | 0 | 0 | 0 | 0 | 0 | 0 | 0 | 0 | 0 | 0 | 0 | 0 | 0 | 0 | 0
F10_Industrial_Paper and Printing_Existing_Space Heating_Natural Gas_Commissioning_A_Achievable Technical Potential | F10 | Industrial | Paper and Printing | Existing | Space Heating | Natural Gas | Commissioning | A | Cumulative Energy Savings (MWh or mTherms) | Achievable Technical Potential | 0 | 0 | 0 | 0 | 0 | 0 | 0 | 0 | 0 | 0 | 0 | 0 | 0 | 0 | 0 | 0 | 0 | 0 | 0 | 0 | 0 | 0 | 0 | 0 | 0 | 0 | 0 | 0 | 0 | 0 | 0
F11_Industrial_Paper and Printing_Existing_Space Heating_Natural Gas_Commissioning_A_Achievable Technical Potential | F11 | Industrial | Paper and Printing | Existing | Space Heating | Natural Gas | Commissioning | A | Cumulative Summer Peak Savings (MW) | Achievable Technical Potential | 0 | 0 | 0 | 0 | 0 | 0 | 0 | 0 | 0 | 0 | 0 | 0 | 0 | 0 | 0 | 0 | 0 | 0 | 0 | 0 | 0 | 0 | 0 | 0 | 0 | 0 | 0 | 0 | 0 | 0 | 0
F12_Industrial_Paper and Printing_Existing_Space Heating_Natural Gas_Commissioning_A_Achievable Technical Potential | F12 | Industrial | Paper and Printing | Existing | Space Heating | Natural Gas | Commissioning | A | Cumulative Winter Peak Savings (MW) | Achievable Technical Potential | 0 | 0 | 0 | 0 | 0 | 0 | 0 | 0 | 0 | 0 | 0 | 0 | 0 | 0 | 0 | 0 | 0 | 0 | 0 | 0 | 0 | 0 | 0 | 0 | 0 | 0 | 0 | 0 | 0 | 0 | 0
F13_Industrial_Paper and Printing_Existing_Space Heating_Natural Gas_Commissioning_A_Achievable Technical Potential | F13 | Industrial | Paper and Printing | Existing | Space Heating | Natural Gas | Commissioning | A | Purchases (Incremental) | Achievable Technical Potential | 0 | 0 | 0 | 0 | 0 | 0 | 0 | 0 | 0 | 0 | 0 | 0 | 0 | 0 | 0 | 0 | 0 | 0 | 0 | 0 | 0 | 0 | 0 | 0 | 0 | 0 | 0 | 0 | 0 | 0 | 0
F14_Industrial_Paper and Printing_Existing_Space Heating_Natural Gas_Commissioning_A_Achievable Technical Potential | F14 | Industrial | Paper and Printing | Existing | Space Heating | Natural Gas | Commissioning | A | Purchases (Cumulative) | Achievable Technical Potential | 0 | 0 | 0 | 0 | 0 | 0 | 0 | 0 | 0 | 0 | 0 | 0 | 0 | 0 | 0 | 0 | 0 | 0 | 0 | 0 | 0 | 0 | 0 | 0 | 0 | 0 | 0 | 0 | 0 | 0 | 0
F1_Industrial_Paper and Printing_Existing_Process_Natural Gas_Commissioning_A_Achievable Technical Potential | F1 | Industrial | Paper and Printing | Existing | Process | Natural Gas | Commissioning | A | Original Unit Energy Savings (kWh or therms) | Achievable Technical Potential | 0 | 0 | 0 | 0 | 0 | 317.5129 | 317.5129 | 317.5129 | 317.5129 | 317.5129 | 317.5129 | 317.5129 | 317.5129 | 317.5129 | 317.5129 | 317.5129 | 317.5129 | 317.5129 | 317.5129 | 317.5129 | 317.5129 | 317.5129 | 317.5129 | 317.5129 | 317.5129 | 317.5129 | 317.5129 | 317.5129 | 0 | 0 | 0
F2_Industrial_Paper and Printing_Existing_Process_Natural Gas_Commissioning_A_Achievable Technical Potential | F2 | Industrial | Paper and Printing | Existing | Process | Natural Gas | Commissioning | A | Original Unit Summer Peak Savings (kW) | Achievable Technical Potential | 0 | 0 | 0 | 0 | 0 | 0 | 0 | 0 | 0 | 0 | 0 | 0 | 0 | 0 | 0 | 0 | 0 | 0 | 0 | 0 | 0 | 0 | 0 | 0 | 0 | 0 | 0 | 0 | 0 | 0 | 0
F3_Industrial_Paper and Printing_Existing_Process_Natural Gas_Commissioning_A_Achievable Technical Potential | F3 | Industrial | Paper and Printing | Existing | Process | Natural Gas | Commissioning | A | Original Unit Winter Peak Savings (kW) | Achievable Technical Potential | 0 | 0 | 0 | 0 | 0 | 0 | 0 | 0 | 0 | 0 | 0 | 0 | 0 | 0 | 0 | 0 | 0 | 0 | 0 | 0 | 0 | 0 | 0 | 0 | 0 | 0 | 0 | 0 | 0 | 0 | 0
F4_Industrial_Paper and Printing_Existing_Process_Natural Gas_Commissioning_A_Achievable Technical Potential | F4 | Industrial | Paper and Printing | Existing | Process | Natural Gas | Commissioning | A | Standalone Impact on Baseline Energy (%) | Achievable Technical Potential | 0% | 0% | 0% | 0% | 0% | 0% | 0% | 0% | 0% | 0% | 0% | 0% | 0% | 0% | 0% | 0% | 0% | 0% | 0% | 0% | 0% | 0% | 0% | 0% | 0 | 0 | 0 | 0 | 0 | 0 | 0
F5_Industrial_Paper and Printing_Existing_Process_Natural Gas_Commissioning_A_Achievable Technical Potential | F5 | Industrial | Paper and Printing | Existing | Process | Natural Gas | Commissioning | A | Standalone Impact on Baseline Summer Peak (%) | Achievable Technical Potential | 0% | 0% | 0% | 0% | 0% | 0% | 0% | 0% | 0% | 0% | 0% | 0% | 0% | 0% | 0% | 0% | 0% | 0% | 0% | 0% | 0% | 0% | 0% | 0% | 0 | 0 | 0 | 0 | 0 | 0 | 0
F6_Industrial_Paper and Printing_Existing_Process_Natural Gas_Commissioning_A_Achievable Technical Potential | F6 | Industrial | Paper and Printing | Existing | Process | Natural Gas | Commissioning | A | Standalone Impact on Baseline Winter Peak (%) | Achievable Technical Potential | 0% | 0% | 0% | 0% | 0% | 0% | 0% | 0% | 0% | 0% | 0% | 0% | 0% | 0% | 0% | 0% | 0% | 0% | 0% | 0% | 0% | 0% | 0% | 0% | 0 | 0 | 0 | 0 | 0 | 0 | 0
F7_Industrial_Paper and Printing_Existing_Process_Natural Gas_Commissioning_A_Achievable Technical Potential | F7 | Industrial | Paper and Printing | Existing | Process | Natural Gas | Commissioning | A | Incremental Energy Savings (MWh or mTherms) | Achievable Technical Potential | 0 | 0 | 0 | 0 | 0 | 0 | 0 | 0 | 0 | 0 | 0 | 0 | 0 | 0 | 0 | 0 | 0 | 0 | 0 | 0 | 0 | 0 | 0 | 0 | 0 | 0 | 0 | 0 | 0 | 0 | 0
F8_Industrial_Paper and Printing_Existing_Process_Natural Gas_Commissioning_A_Achievable Technical Potential | F8 | Industrial | Paper and Printing | Existing | Process | Natural Gas | Commissioning | A | Incremental Summer Peak Savings (MW) | Achievable Technical Potential | 0 | 0 | 0 | 0 | 0 | 0 | 0 | 0 | 0 | 0 | 0 | 0 | 0 | 0 | 0 | 0 | 0 | 0 | 0 | 0 | 0 | 0 | 0 | 0 | 0 | 0 | 0 | 0 | 0 | 0 | 0
F9_Industrial_Paper and Printing_Existing_Process_Natural Gas_Commissioning_A_Achievable Technical Potential | F9 | Industrial | Paper and Printing | Existing | Process | Natural Gas | Commissioning | A | Incremental Winter Peak Savings (MW) | Achievable Technical Potential | 0 | 0 | 0 | 0 | 0 | 0 | 0 | 0 | 0 | 0 | 0 | 0 | 0 | 0 | 0 | 0 | 0 | 0 | 0 | 0 | 0 | 0 | 0 | 0 | 0 | 0 | 0 | 0 | 0 | 0 | 0
F10_Industrial_Paper and Printing_Existing_Process_Natural Gas_Commissioning_A_Achievable Technical Potential | F10 | Industrial | Paper and Printing | Existing | Process | Natural Gas | Commissioning | A | Cumulative Energy Savings (MWh or mTherms) | Achievable Technical Potential | 0 | 0 | 0 | 0 | 0 | 0 | 0 | 0 | 0 | 0 | 0 | 0 | 0 | 0 | 0 | 0 | 0 | 0 | 0 | 0 | 0 | 0 | 0 | 0 | 0 | 0 | 0 | 0 | 0 | 0 | 0
F11_Industrial_Paper and Printing_Existing_Process_Natural Gas_Commissioning_A_Achievable Technical Potential | F11 | Industrial | Paper and Printing | Existing | Process | Natural Gas | Commissioning | A | Cumulative Summer Peak Savings (MW) | Achievable Technical Potential | 0 | 0 | 0 | 0 | 0 | 0 | 0 | 0 | 0 | 0 | 0 | 0 | 0 | 0 | 0 | 0 | 0 | 0 | 0 | 0 | 0 | 0 | 0 | 0 | 0 | 0 | 0 | 0 | 0 | 0 | 0
F12_Industrial_Paper and Printing_Existing_Process_Natural Gas_Commissioning_A_Achievable Technical Potential | F12 | Industrial | Paper and Printing | Existing | Process | Natural Gas | Commissioning | A | Cumulative Winter Peak Savings (MW) | Achievable Technical Potential | 0 | 0 | 0 | 0 | 0 | 0 | 0 | 0 | 0 | 0 | 0 | 0 | 0 | 0 | 0 | 0 | 0 | 0 | 0 | 0 | 0 | 0 | 0 | 0 | 0 | 0 | 0 | 0 | 0 | 0 | 0
F13_Industrial_Paper and Printing_Existing_Process_Natural Gas_Commissioning_A_Achievable Technical Potential | F13 | Industrial | Paper and Printing | Existing | Process | Natural Gas | Commissioning | A | Purchases (Incremental) | Achievable Technical Potential | 0 | 0 | 0 | 0 | 0 | 0 | 0 | 0 | 0 | 0 | 0 | 0 | 0 | 0 | 0 | 0 | 0 | 0 | 0 | 0 | 0 | 0 | 0 | 0 | 0 | 0 | 0 | 0 | 0 | 0 | 0
F14_Industrial_Paper and Printing_Existing_Process_Natural Gas_Commissioning_A_Achievable Technical Potential | F14 | Industrial | Paper and Printing | Existing | Process | Natural Gas | Commissioning | A | Purchases (Cumulative) | Achievable Technical Potential | 0 | 0 | 0 | 0 | 0 | 0 | 0 | 0 | 0 | 0 | 0 | 0 | 0 | 0 | 0 | 0 | 0 | 0 | 0 | 0 | 0 | 0 | 0 | 0 | 0 | 0 | 0 | 0 | 0 | 0 | 0
F1_Industrial_Paper and Printing_Existing_Space Heating_Natural Gas_Retrocommissioning_A_Achievable Technical Potential | F1 | Industrial | Paper and Printing | Existing | Space Heating | Natural Gas | Retrocommissioning | A | Original Unit Energy Savings (kWh or therms) | Achievable Technical Potential | 0 | 0 | 0 | 0 | 0 | 9.3845 | 9.3386 | 9.2818 | 9.2218 | 9.159 | 9.0953 | 9.0299 | 8.9648 | 8.8999 | 8.8299 | 8.7652 | 8.7012 | 8.6419 | 8.5865 | 8.5326 | 8.4817 | 8.4297 | 8.3827 | 8.3383 | 8.2961 | 8.257 | 8.2208 | 8.1873 | 0 | 0 | 0
F2_Industrial_Paper and Printing_Existing_Space Heating_Natural Gas_Retrocommissioning_A_Achievable Technical Potential | F2 | Industrial | Paper and Printing | Existing | Space Heating | Natural Gas | Retrocommissioning | A | Original Unit Summer Peak Savings (kW) | Achievable Technical Potential | 0 | 0 | 0 | 0 | 0 | 0 | 0 | 0 | 0 | 0 | 0 | 0 | 0 | 0 | 0 | 0 | 0 | 0 | 0 | 0 | 0 | 0 | 0 | 0 | 0 | 0 | 0 | 0 | 0 | 0 | 0
F3_Industrial_Paper and Printing_Existing_Space Heating_Natural Gas_Retrocommissioning_A_Achievable Technical Potential | F3 | Industrial | Paper and Printing | Existing | Space Heating | Natural Gas | Retrocommissioning | A | Original Unit Winter Peak Savings (kW) | Achievable Technical Potential | 0 | 0 | 0 | 0 | 0 | 0 | 0 | 0 | 0 | 0 | 0 | 0 | 0 | 0 | 0 | 0 | 0 | 0 | 0 | 0 | 0 | 0 | 0 | 0 | 0 | 0 | 0 | 0 | 0 | 0 | 0
F4_Industrial_Paper and Printing_Existing_Space Heating_Natural Gas_Retrocommissioning_A_Achievable Technical Potential | F4 | Industrial | Paper and Printing | Existing | Space Heating | Natural Gas | Retrocommissioning | A | Standalone Impact on Baseline Energy (%) | Achievable Technical Potential | 0% | 0% | 0% | 0% | 0% | 0.0124% | 0.0248% | 0.03734% | 0.04972% | 0.06207% | 0.07527% | 0.08787% | 0.1004% | 0.1145% | 0.1264% | 0.14% | 0.1524% | 0.1656% | 0.1795% | 0.1917% | 0.2048% | 0.218% | 0.2312% | 0.2444% | 0.0025759 | 0.0025834 | 0.0025903 | 0.0025966 | 0 | 0 | 0
F5_Industrial_Paper and Printing_Existing_Space Heating_Natural Gas_Retrocommissioning_A_Achievable Technical Potential | F5 | Industrial | Paper and Printing | Existing | Space Heating | Natural Gas | Retrocommissioning | A | Standalone Impact on Baseline Summer Peak (%) | Achievable Technical Potential | 0% | 0% | 0% | 0% | 0% | 0% | 0% | 0% | 0% | 0% | 0% | 0% | 0% | 0% | 0% | 0% | 0% | 0% | 0% | 0% | 0% | 0% | 0% | 0% | 0 | 0 | 0 | 0 | 0 | 0 | 0
F6_Industrial_Paper and Printing_Existing_Space Heating_Natural Gas_Retrocommissioning_A_Achievable Technical Potential | F6 | Industrial | Paper and Printing | Existing | Space Heating | Natural Gas | Retrocommissioning | A | Standalone Impact on Baseline Winter Peak (%) | Achievable Technical Potential | 0% | 0% | 0% | 0% | 0% | 0% | 0% | 0% | 0% | 0% | 0% | 0% | 0% | 0% | 0% | 0% | 0% | 0% | 0% | 0% | 0% | 0% | 0% | 0% | 0 | 0 | 0 | 0 | 0 | 0 | 0
F7_Industrial_Paper and Printing_Existing_Space Heating_Natural Gas_Retrocommissioning_A_Achievable Technical Potential | F7 | Industrial | Paper and Printing | Existing | Space Heating | Natural Gas | Retrocommissioning | A | Incremental Energy Savings (MWh or mTherms) | Achievable Technical Potential | 0 | 0 | 0 | 0 | 0 | 0.0069279 | 0.0068903 | 0.006808 | 0.0067677 | 0.0067271 | 0.0065955 | 0.0065302 | 0.0064699 | 0.0063211 | 0.0062953 | 0.0061896 | 0.0061452 | 0.0060726 | 0.0059799 | 0.0059494 | 0.0058894 | 0.0058305 | 0.0057769 | 0.0057268 | 0.0056798 | 0 | 0 | 0 | 0 | 0 | 0
F8_Industrial_Paper and Printing_Existing_Space Heating_Natural Gas_Retrocommissioning_A_Achievable Technical Potential | F8 | Industrial | Paper and Printing | Existing | Space Heating | Natural Gas | Retrocommissioning | A | Incremental Summer Peak Savings (MW) | Achievable Technical Potential | 0 | 0 | 0 | 0 | 0 | 0 | 0 | 0 | 0 | 0 | 0 | 0 | 0 | 0 | 0 | 0 | 0 | 0 | 0 | 0 | 0 | 0 | 0 | 0 | 0 | 0 | 0 | 0 | 0 | 0 | 0
F9_Industrial_Paper and Printing_Existing_Space Heating_Natural Gas_Retrocommissioning_A_Achievable Technical Potential | F9 | Industrial | Paper and Printing | Existing | Space Heating | Natural Gas | Retrocommissioning | A | Incremental Winter Peak Savings (MW) | Achievable Technical Potential | 0 | 0 | 0 | 0 | 0 | 0 | 0 | 0 | 0 | 0 | 0 | 0 | 0 | 0 | 0 | 0 | 0 | 0 | 0 | 0 | 0 | 0 | 0 | 0 | 0 | 0 | 0 | 0 | 0 | 0 | 0
F10_Industrial_Paper and Printing_Existing_Space Heating_Natural Gas_Retrocommissioning_A_Achievable Technical Potential | F10 | Industrial | Paper and Printing | Existing | Space Heating | Natural Gas | Retrocommissioning | A | Cumulative Energy Savings (MWh or mTherms) | Achievable Technical Potential | 0 | 0 | 0 | 0 | 0 | 0.0069279 | 0.013784 | 0.020509 | 0.027144 | 0.033686 | 0.040047 | 0.046289 | 0.052425 | 0.058367 | 0.064203 | 0.069922 | 0.075557 | 0.081115 | 0.086575 | 0.091981 | 0.097321 | 0.10255 | 0.10776 | 0.11292 | 0.11802 | 0.11747 | 0.11695 | 0.11648 | 0 | 0 | 0
F11_Industrial_Paper and Printing_Existing_Space Heating_Natural Gas_Retrocommissioning_A_Achievable Technical Potential | F11 | Industrial | Paper and Printing | Existing | Space Heating | Natural Gas | Retrocommissioning | A | Cumulative Summer Peak Savings (MW) | Achievable Technical Potential | 0 | 0 | 0 | 0 | 0 | 0 | 0 | 0 | 0 | 0 | 0 | 0 | 0 | 0 | 0 | 0 | 0 | 0 | 0 | 0 | 0 | 0 | 0 | 0 | 0 | 0 | 0 | 0 | 0 | 0 | 0
F12_Industrial_Paper and Printing_Existing_Space Heating_Natural Gas_Retrocommissioning_A_Achievable Technical Potential | F12 | Industrial | Paper and Printing | Existing | Space Heating | Natural Gas | Retrocommissioning | A | Cumulative Winter Peak Savings (MW) | Achievable Technical Potential | 0 | 0 | 0 | 0 | 0 | 0 | 0 | 0 | 0 | 0 | 0 | 0 | 0 | 0 | 0 | 0 | 0 | 0 | 0 | 0 | 0 | 0 | 0 | 0 | 0 | 0 | 0 | 0 | 0 | 0 | 0
F13_Industrial_Paper and Printing_Existing_Space Heating_Natural Gas_Retrocommissioning_A_Achievable Technical Potential | F13 | Industrial | Paper and Printing | Existing | Space Heating | Natural Gas | Retrocommissioning | A | Purchases (Incremental) | Achievable Technical Potential | 0 | 0 | 0 | 0 | 0 | 0.73824 | 0.73783 | 0.73348 | 0.73388 | 0.73448 | 0.72516 | 0.72317 | 0.72171 | 0.71025 | 0.71296 | 0.70616 | 0.70625 | 0.7027 | 0.69643 | 0.69725 | 0.69437 | 0.69167 | 0.68915 | 0.68681 | 0.68464 | 0 | 0 | 0 | 0 | 0 | 0
F14_Industrial_Paper and Printing_Existing_Space Heating_Natural Gas_Retrocommissioning_A_Achievable Technical Potential | F14 | Industrial | Paper and Printing | Existing | Space Heating | Natural Gas | Retrocommissioning | A | Purchases (Cumulative) | Achievable Technical Potential | 0 | 0 | 0 | 0 | 0 | 0.73824 | 1.4761 | 2.2095 | 2.9434 | 3.6779 | 4.4031 | 5.1262 | 5.8479 | 6.5582 | 7.2711 | 7.9773 | 8.6836 | 9.3862 | 10.0827 | 10.7799 | 11.4743 | 12.166 | 12.8551 | 13.5419 | 14.2266 | 14.2266 | 14.2266 | 14.2266 | 14.2266 | 14.2266 | 14.2266
F1_Industrial_Paper and Printing_Existing_Process_Natural Gas_Retrocommissioning_A_Achievable Technical Potential | F1 | Industrial | Paper and Printing | Existing | Process | Natural Gas | Retrocommissioning | A | Original Unit Energy Savings (kWh or therms) | Achievable Technical Potential | 0 | 0 | 0 | 0 | 0 | 0 | 0 | 0 | 0 | 0 | 0 | 0 | 0 | 0 | 0 | 0 | 0 | 0 | 0 | 0 | 0 | 0 | 0 | 0 | 0 | 0 | 0 | 0 | 0 | 0 | 0
F2_Industrial_Paper and Printing_Existing_Process_Natural Gas_Retrocommissioning_A_Achievable Technical Potential | F2 | Industrial | Paper and Printing | Existing | Process | Natural Gas | Retrocommissioning | A | Original Unit Summer Peak Savings (kW) | Achievable Technical Potential | 0 | 0 | 0 | 0 | 0 | 0 | 0 | 0 | 0 | 0 | 0 | 0 | 0 | 0 | 0 | 0 | 0 | 0 | 0 | 0 | 0 | 0 | 0 | 0 | 0 | 0 | 0 | 0 | 0 | 0 | 0
F3_Industrial_Paper and Printing_Existing_Process_Natural Gas_Retrocommissioning_A_Achievable Technical Potential | F3 | Industrial | Paper and Printing | Existing | Process | Natural Gas | Retrocommissioning | A | Original Unit Winter Peak Savings (kW) | Achievable Technical Potential | 0 | 0 | 0 | 0 | 0 | 0 | 0 | 0 | 0 | 0 | 0 | 0 | 0 | 0 | 0 | 0 | 0 | 0 | 0 | 0 | 0 | 0 | 0 | 0 | 0 | 0 | 0 | 0 | 0 | 0 | 0
F4_Industrial_Paper and Printing_Existing_Process_Natural Gas_Retrocommissioning_A_Achievable Technical Potential | F4 | Industrial | Paper and Printing | Existing | Process | Natural Gas | Retrocommissioning | A | Standalone Impact on Baseline Energy (%) | Achievable Technical Potential | 0% | 0% | 0% | 0% | 0% | 0% | 0% | 0% | 0% | 0% | 0% | 0% | 0% | 0% | 0% | 0% | 0% | 0% | 0% | 0% | 0% | 0% | 0% | 0% | 0 | 0 | 0 | 0 | 0 | 0 | 0
F5_Industrial_Paper and Printing_Existing_Process_Natural Gas_Retrocommissioning_A_Achievable Technical Potential | F5 | Industrial | Paper and Printing | Existing | Process | Natural Gas | Retrocommissioning | A | Standalone Impact on Baseline Summer Peak (%) | Achievable Technical Potential | 0% | 0% | 0% | 0% | 0% | 0% | 0% | 0% | 0% | 0% | 0% | 0% | 0% | 0% | 0% | 0% | 0% | 0% | 0% | 0% | 0% | 0% | 0% | 0% | 0 | 0 | 0 | 0 | 0 | 0 | 0
F6_Industrial_Paper and Printing_Existing_Process_Natural Gas_Retrocommissioning_A_Achievable Technical Potential | F6 | Industrial | Paper and Printing | Existing | Process | Natural Gas | Retrocommissioning | A | Standalone Impact on Baseline Winter Peak (%) | Achievable Technical Potential | 0% | 0% | 0% | 0% | 0% | 0% | 0% | 0% | 0% | 0% | 0% | 0% | 0% | 0% | 0% | 0% | 0% | 0% | 0% | 0% | 0% | 0% | 0% | 0% | 0 | 0 | 0 | 0 | 0 | 0 | 0
F7_Industrial_Paper and Printing_Existing_Process_Natural Gas_Retrocommissioning_A_Achievable Technical Potential | F7 | Industrial | Paper and Printing | Existing | Process | Natural Gas | Retrocommissioning | A | Incremental Energy Savings (MWh or mTherms) | Achievable Technical Potential | 0 | 0 | 0 | 0 | 0 | 0 | 0 | 0 | 0 | 0 | 0 | 0 | 0 | 0 | 0 | 0 | 0 | 0 | 0 | 0 | 0 | 0 | 0 | 0 | 0 | 0 | 0 | 0 | 0 | 0 | 0
F8_Industrial_Paper and Printing_Existing_Process_Natural Gas_Retrocommissioning_A_Achievable Technical Potential | F8 | Industrial | Paper and Printing | Existing | Process | Natural Gas | Retrocommissioning | A | Incremental Summer Peak Savings (MW) | Achievable Technical Potential | 0 | 0 | 0 | 0 | 0 | 0 | 0 | 0 | 0 | 0 | 0 | 0 | 0 | 0 | 0 | 0 | 0 | 0 | 0 | 0 | 0 | 0 | 0 | 0 | 0 | 0 | 0 | 0 | 0 | 0 | 0
F9_Industrial_Paper and Printing_Existing_Process_Natural Gas_Retrocommissioning_A_Achievable Technical Potential | F9 | Industrial | Paper and Printing | Existing | Process | Natural Gas | Retrocommissioning | A | Incremental Winter Peak Savings (MW) | Achievable Technical Potential | 0 | 0 | 0 | 0 | 0 | 0 | 0 | 0 | 0 | 0 | 0 | 0 | 0 | 0 | 0 | 0 | 0 | 0 | 0 | 0 | 0 | 0 | 0 | 0 | 0 | 0 | 0 | 0 | 0 | 0 | 0
F10_Industrial_Paper and Printing_Existing_Process_Natural Gas_Retrocommissioning_A_Achievable Technical Potential | F10 | Industrial | Paper and Printing | Existing | Process | Natural Gas | Retrocommissioning | A | Cumulative Energy Savings (MWh or mTherms) | Achievable Technical Potential | 0 | 0 | 0 | 0 | 0 | 0 | 0 | 0 | 0 | 0 | 0 | 0 | 0 | 0 | 0 | 0 | 0 | 0 | 0 | 0 | 0 | 0 | 0 | 0 | 0 | 0 | 0 | 0 | 0 | 0 | 0
F11_Industrial_Paper and Printing_Existing_Process_Natural Gas_Retrocommissioning_A_Achievable Technical Potential | F11 | Industrial | Paper and Printing | Existing | Process | Natural Gas | Retrocommissioning | A | Cumulative Summer Peak Savings (MW) | Achievable Technical Potential | 0 | 0 | 0 | 0 | 0 | 0 | 0 | 0 | 0 | 0 | 0 | 0 | 0 | 0 | 0 | 0 | 0 | 0 | 0 | 0 | 0 | 0 | 0 | 0 | 0 | 0 | 0 | 0 | 0 | 0 | 0
F12_Industrial_Paper and Printing_Existing_Process_Natural Gas_Retrocommissioning_A_Achievable Technical Potential | F12 | Industrial | Paper and Printing | Existing | Process | Natural Gas | Retrocommissioning | A | Cumulative Winter Peak Savings (MW) | Achievable Technical Potential | 0 | 0 | 0 | 0 | 0 | 0 | 0 | 0 | 0 | 0 | 0 | 0 | 0 | 0 | 0 | 0 | 0 | 0 | 0 | 0 | 0 | 0 | 0 | 0 | 0 | 0 | 0 | 0 | 0 | 0 | 0
F13_Industrial_Paper and Printing_Existing_Process_Natural Gas_Retrocommissioning_A_Achievable Technical Potential | F13 | Industrial | Paper and Printing | Existing | Process | Natural Gas | Retrocommissioning | A | Purchases (Incremental) | Achievable Technical Potential | 0 | 0 | 0 | 0 | 0 | 0.73824 | 0.73783 | 0.73348 | 0.73388 | 0.73448 | 0.72516 | 0.72317 | 0.72171 | 0.71025 | 0.71296 | 0.70616 | 0.70625 | 0.7027 | 0.69643 | 0.69725 | 0.69437 | 0.69167 | 0.68915 | 0.68681 | 0.68464 | 0 | 0 | 0 | 0 | 0 | 0
F14_Industrial_Paper and Printing_Existing_Process_Natural Gas_Retrocommissioning_A_Achievable Technical Potential | F14 | Industrial | Paper and Printing | Existing | Process | Natural Gas | Retrocommissioning | A | Purchases (Cumulative) | Achievable Technical Potential | 0 | 0 | 0 | 0 | 0 | 0.73824 | 1.4761 | 2.2095 | 2.9434 | 3.6779 | 4.4031 | 5.1262 | 5.8479 | 6.5582 | 7.2711 | 7.9773 | 8.6836 | 9.3862 | 10.0827 | 10.7799 | 11.4743 | 12.166 | 12.8551 | 13.5419 | 14.2266 | 14.2266 | 14.2266 | 14.2266 | 14.2266 | 14.2266 | 14.2266
F1_Industrial_Paper and Printing_New_Space Heating_Natural Gas_Insulation - Roof/Ceiling_A_Achievable Technical Potential | F1 | Industrial | Paper and Printing | New | Space Heating | Natural Gas | Insulation - Roof/Ceiling | A | Original Unit Energy Savings (kWh or therms) | Achievable Technical Potential | 0 | 0 | 0 | 0 | 0 | 0.093892 | 0.092679 | 0.091794 | 0.091122 | 0.090592 | 0.090164 | 0.089662 | 0.089136 | 0.088616 | 0.088114 | 0.08772 | 0.087409 | 0.087162 | 0.08677 | 0.086483 | 0.086275 | 0.086113 | 0.086113 | 0.086113 | 0.086113 | 0.086113 | 0.086113 | 0.086113 | 0 | 0 | 0
F2_Industrial_Paper and Printing_New_Space Heating_Natural Gas_Insulation - Roof/Ceiling_A_Achievable Technical Potential | F2 | Industrial | Paper and Printing | New | Space Heating | Natural Gas | Insulation - Roof/Ceiling | A | Original Unit Summer Peak Savings (kW) | Achievable Technical Potential | 0 | 0 | 0 | 0 | 0 | 0 | 0 | 0 | 0 | 0 | 0 | 0 | 0 | 0 | 0 | 0 | 0 | 0 | 0 | 0 | 0 | 0 | 0 | 0 | 0 | 0 | 0 | 0 | 0 | 0 | 0
F3_Industrial_Paper and Printing_New_Space Heating_Natural Gas_Insulation - Roof/Ceiling_A_Achievable Technical Potential | F3 | Industrial | Paper and Printing | New | Space Heating | Natural Gas | Insulation - Roof/Ceiling | A | Original Unit Winter Peak Savings (kW) | Achievable Technical Potential | 0 | 0 | 0 | 0 | 0 | 0 | 0 | 0 | 0 | 0 | 0 | 0 | 0 | 0 | 0 | 0 | 0 | 0 | 0 | 0 | 0 | 0 | 0 | 0 | 0 | 0 | 0 | 0 | 0 | 0 | 0
F4_Industrial_Paper and Printing_New_Space Heating_Natural Gas_Insulation - Roof/Ceiling_A_Achievable Technical Potential | F4 | Industrial | Paper and Printing | New | Space Heating | Natural Gas | Insulation - Roof/Ceiling | A | Standalone Impact on Baseline Energy (%) | Achievable Technical Potential | 0% | 0% | 0% | 0% | 0% | 0% | 0% | 0% | 0% | 0% | 0% | 0% | 0% | 0% | 0% | 0% | 0% | 0% | 0% | 0% | 0% | 0% | 0% | 0% | 0 | 0 | 0 | 0 | 0 | 0 | 0
F5_Industrial_Paper and Printing_New_Space Heating_Natural Gas_Insulation - Roof/Ceiling_A_Achievable Technical Potential | F5 | Industrial | Paper and Printing | New | Space Heating | Natural Gas | Insulation - Roof/Ceiling | A | Standalone Impact on Baseline Summer Peak (%) | Achievable Technical Potential | 0% | 0% | 0% | 0% | 0% | 0% | 0% | 0% | 0% | 0% | 0% | 0% | 0% | 0% | 0% | 0% | 0% | 0% | 0% | 0% | 0% | 0% | 0% | 0% | 0 | 0 | 0 | 0 | 0 | 0 | 0
F6_Industrial_Paper and Printing_New_Space Heating_Natural Gas_Insulation - Roof/Ceiling_A_Achievable Technical Potential | F6 | Industrial | Paper and Printing | New | Space Heating | Natural Gas | Insulation - Roof/Ceiling | A | Standalone Impact on Baseline Winter Peak (%) | Achievable Technical Potential | 0% | 0% | 0% | 0% | 0% | 0% | 0% | 0% | 0% | 0% | 0% | 0% | 0% | 0% | 0% | 0% | 0% | 0% | 0% | 0% | 0% | 0% | 0% | 0% | 0 | 0 | 0 | 0 | 0 | 0 | 0
F7_Industrial_Paper and Printing_New_Space Heating_Natural Gas_Insulation - Roof/Ceiling_A_Achievable Technical Potential | F7 | Industrial | Paper and Printing | New | Space Heating | Natural Gas | Insulation - Roof/Ceiling | A | Incremental Energy Savings (MWh or mTherms) | Achievable Technical Potential | 0 | 0 | 0 | 0 | 0 | 0 | 0 | 0 | 0 | 0 | 0 | 0 | 0 | 0 | 0 | 0 | 0 | 0 | 0 | 0 | 0 | 0 | 0 | 0 | 0 | 0 | 0 | 0 | 0 | 0 | 0
F8_Industrial_Paper and Printing_New_Space Heating_Natural Gas_Insulation - Roof/Ceiling_A_Achievable Technical Potential | F8 | Industrial | Paper and Printing | New | Space Heating | Natural Gas | Insulation - Roof/Ceiling | A | Incremental Summer Peak Savings (MW) | Achievable Technical Potential | 0 | 0 | 0 | 0 | 0 | 0 | 0 | 0 | 0 | 0 | 0 | 0 | 0 | 0 | 0 | 0 | 0 | 0 | 0 | 0 | 0 | 0 | 0 | 0 | 0 | 0 | 0 | 0 | 0 | 0 | 0
F9_Industrial_Paper and Printing_New_Space Heating_Natural Gas_Insulation - Roof/Ceiling_A_Achievable Technical Potential | F9 | Industrial | Paper and Printing | New | Space Heating | Natural Gas | Insulation - Roof/Ceiling | A | Incremental Winter Peak Savings (MW) | Achievable Technical Potential | 0 | 0 | 0 | 0 | 0 | 0 | 0 | 0 | 0 | 0 | 0 | 0 | 0 | 0 | 0 | 0 | 0 | 0 | 0 | 0 | 0 | 0 | 0 | 0 | 0 | 0 | 0 | 0 | 0 | 0 | 0
F10_Industrial_Paper and Printing_New_Space Heating_Natural Gas_Insulation - Roof/Ceiling_A_Achievable Technical Potential | F10 | Industrial | Paper and Printing | New | Space Heating | Natural Gas | Insulation - Roof/Ceiling | A | Cumulative Energy Savings (MWh or mTherms) | Achievable Technical Potential | 0 | 0 | 0 | 0 | 0 | 0 | 0 | 0 | 0 | 0 | 0 | 0 | 0 | 0 | 0 | 0 | 0 | 0 | 0 | 0 | 0 | 0 | 0 | 0 | 0 | 0 | 0 | 0 | 0 | 0 | 0
F11_Industrial_Paper and Printing_New_Space Heating_Natural Gas_Insulation - Roof/Ceiling_A_Achievable Technical Potential | F11 | Industrial | Paper and Printing | New | Space Heating | Natural Gas | Insulation - Roof/Ceiling | A | Cumulative Summer Peak Savings (MW) | Achievable Technical Potential | 0 | 0 | 0 | 0 | 0 | 0 | 0 | 0 | 0 | 0 | 0 | 0 | 0 | 0 | 0 | 0 | 0 | 0 | 0 | 0 | 0 | 0 | 0 | 0 | 0 | 0 | 0 | 0 | 0 | 0 | 0
F12_Industrial_Paper and Printing_New_Space Heating_Natural Gas_Insulation - Roof/Ceiling_A_Achievable Technical Potential | F12 | Industrial | Paper and Printing | New | Space Heating | Natural Gas | Insulation - Roof/Ceiling | A | Cumulative Winter Peak Savings (MW) | Achievable Technical Potential | 0 | 0 | 0 | 0 | 0 | 0 | 0 | 0 | 0 | 0 | 0 | 0 | 0 | 0 | 0 | 0 | 0 | 0 | 0 | 0 | 0 | 0 | 0 | 0 | 0 | 0 | 0 | 0 | 0 | 0 | 0
F13_Industrial_Paper and Printing_New_Space Heating_Natural Gas_Insulation - Roof/Ceiling_A_Achievable Technical Potential | F13 | Industrial | Paper and Printing | New | Space Heating | Natural Gas | Insulation - Roof/Ceiling | A | Purchases (Incremental) | Achievable Technical Potential | 0 | 0 | 0 | 0 | 0 | 0 | 0 | 0 | 0 | 0 | 0 | 0 | 0 | 0 | 0 | 0 | 0 | 0 | 0 | 0 | 0 | 0 | 0 | 0 | 0 | 0 | 0 | 0 | 0 | 0 | 0
F14_Industrial_Paper and Printing_New_Space Heating_Natural Gas_Insulation - Roof/Ceiling_A_Achievable Technical Potential | F14 | Industrial | Paper and Printing | New | Space Heating | Natural Gas | Insulation - Roof/Ceiling | A | Purchases (Cumulative) | Achievable Technical Potential | 0 | 0 | 0 | 0 | 0 | 0 | 0 | 0 | 0 | 0 | 0 | 0 | 0 | 0 | 0 | 0 | 0 | 0 | 0 | 0 | 0 | 0 | 0 | 0 | 0 | 0 | 0 | 0 | 0 | 0 | 0
F1_Industrial_Paper and Printing_New_Space Heating_Natural Gas_Insulation - Wall Cavity_A_Achievable Technical Potential | F1 | Industrial | Paper and Printing | New | Space Heating | Natural Gas | Insulation - Wall Cavity | A | Original Unit Energy Savings (kWh or therms) | Achievable Technical Potential | 0 | 0 | 0 | 0 | 0 | 0.016909 | 0.016691 | 0.016531 | 0.01641 | 0.016315 | 0.016238 | 0.016147 | 0.016053 | 0.015959 | 0.015869 | 0.015798 | 0.015742 | 0.015697 | 0.015627 | 0.015575 | 0.015537 | 0.015508 | 0.015508 | 0.015508 | 0.015508 | 0.015508 | 0.015508 | 0.015508 | 0 | 0 | 0
F2_Industrial_Paper and Printing_New_Space Heating_Natural Gas_Insulation - Wall Cavity_A_Achievable Technical Potential | F2 | Industrial | Paper and Printing | New | Space Heating | Natural Gas | Insulation - Wall Cavity | A | Original Unit Summer Peak Savings (kW) | Achievable Technical Potential | 0 | 0 | 0 | 0 | 0 | 0 | 0 | 0 | 0 | 0 | 0 | 0 | 0 | 0 | 0 | 0 | 0 | 0 | 0 | 0 | 0 | 0 | 0 | 0 | 0 | 0 | 0 | 0 | 0 | 0 | 0
F3_Industrial_Paper and Printing_New_Space Heating_Natural Gas_Insulation - Wall Cavity_A_Achievable Technical Potential | F3 | Industrial | Paper and Printing | New | Space Heating | Natural Gas | Insulation - Wall Cavity | A | Original Unit Winter Peak Savings (kW) | Achievable Technical Potential | 0 | 0 | 0 | 0 | 0 | 0 | 0 | 0 | 0 | 0 | 0 | 0 | 0 | 0 | 0 | 0 | 0 | 0 | 0 | 0 | 0 | 0 | 0 | 0 | 0 | 0 | 0 | 0 | 0 | 0 | 0
F4_Industrial_Paper and Printing_New_Space Heating_Natural Gas_Insulation - Wall Cavity_A_Achievable Technical Potential | F4 | Industrial | Paper and Printing | New | Space Heating | Natural Gas | Insulation - Wall Cavity | A | Standalone Impact on Baseline Energy (%) | Achievable Technical Potential | 0% | 0% | 0% | 0% | 0% | 0% | 0% | 0% | 0% | 0% | 0% | 0% | 0% | 0% | 0% | 0% | 0% | 0% | 0% | 0% | 0% | 0% | 0% | 0% | 0 | 0 | 0 | 0 | 0 | 0 | 0
F5_Industrial_Paper and Printing_New_Space Heating_Natural Gas_Insulation - Wall Cavity_A_Achievable Technical Potential | F5 | Industrial | Paper and Printing | New | Space Heating | Natural Gas | Insulation - Wall Cavity | A | Standalone Impact on Baseline Summer Peak (%) | Achievable Technical Potential | 0% | 0% | 0% | 0% | 0% | 0% | 0% | 0% | 0% | 0% | 0% | 0% | 0% | 0% | 0% | 0% | 0% | 0% | 0% | 0% | 0% | 0% | 0% | 0% | 0 | 0 | 0 | 0 | 0 | 0 | 0
F6_Industrial_Paper and Printing_New_Space Heating_Natural Gas_Insulation - Wall Cavity_A_Achievable Technical Potential | F6 | Industrial | Paper and Printing | New | Space Heating | Natural Gas | Insulation - Wall Cavity | A | Standalone Impact on Baseline Winter Peak (%) | Achievable Technical Potential | 0% | 0% | 0% | 0% | 0% | 0% | 0% | 0% | 0% | 0% | 0% | 0% | 0% | 0% | 0% | 0% | 0% | 0% | 0% | 0% | 0% | 0% | 0% | 0% | 0 | 0 | 0 | 0 | 0 | 0 | 0
F7_Industrial_Paper and Printing_New_Space Heating_Natural Gas_Insulation - Wall Cavity_A_Achievable Technical Potential | F7 | Industrial | Paper and Printing | New | Space Heating | Natural Gas | Insulation - Wall Cavity | A | Incremental Energy Savings (MWh or mTherms) | Achievable Technical Potential | 0 | 0 | 0 | 0 | 0 | 0 | 0 | 0 | 0 | 0 | 0 | 0 | 0 | 0 | 0 | 0 | 0 | 0 | 0 | 0 | 0 | 0 | 0 | 0 | 0 | 0 | 0 | 0 | 0 | 0 | 0
F8_Industrial_Paper and Printing_New_Space Heating_Natural Gas_Insulation - Wall Cavity_A_Achievable Technical Potential | F8 | Industrial | Paper and Printing | New | Space Heating | Natural Gas | Insulation - Wall Cavity | A | Incremental Summer Peak Savings (MW) | Achievable Technical Potential | 0 | 0 | 0 | 0 | 0 | 0 | 0 | 0 | 0 | 0 | 0 | 0 | 0 | 0 | 0 | 0 | 0 | 0 | 0 | 0 | 0 | 0 | 0 | 0 | 0 | 0 | 0 | 0 | 0 | 0 | 0
F9_Industrial_Paper and Printing_New_Space Heating_Natural Gas_Insulation - Wall Cavity_A_Achievable Technical Potential | F9 | Industrial | Paper and Printing | New | Space Heating | Natural Gas | Insulation - Wall Cavity | A | Incremental Winter Peak Savings (MW) | Achievable Technical Potential | 0 | 0 | 0 | 0 | 0 | 0 | 0 | 0 | 0 | 0 | 0 | 0 | 0 | 0 | 0 | 0 | 0 | 0 | 0 | 0 | 0 | 0 | 0 | 0 | 0 | 0 | 0 | 0 | 0 | 0 | 0
F10_Industrial_Paper and Printing_New_Space Heating_Natural Gas_Insulation - Wall Cavity_A_Achievable Technical Potential | F10 | Industrial | Paper and Printing | New | Space Heating | Natural Gas | Insulation - Wall Cavity | A | Cumulative Energy Savings (MWh or mTherms) | Achievable Technical Potential | 0 | 0 | 0 | 0 | 0 | 0 | 0 | 0 | 0 | 0 | 0 | 0 | 0 | 0 | 0 | 0 | 0 | 0 | 0 | 0 | 0 | 0 | 0 | 0 | 0 | 0 | 0 | 0 | 0 | 0 | 0
F11_Industrial_Paper and Printing_New_Space Heating_Natural Gas_Insulation - Wall Cavity_A_Achievable Technical Potential | F11 | Industrial | Paper and Printing | New | Space Heating | Natural Gas | Insulation - Wall Cavity | A | Cumulative Summer Peak Savings (MW) | Achievable Technical Potential | 0 | 0 | 0 | 0 | 0 | 0 | 0 | 0 | 0 | 0 | 0 | 0 | 0 | 0 | 0 | 0 | 0 | 0 | 0 | 0 | 0 | 0 | 0 | 0 | 0 | 0 | 0 | 0 | 0 | 0 | 0
F12_Industrial_Paper and Printing_New_Space Heating_Natural Gas_Insulation - Wall Cavity_A_Achievable Technical Potential | F12 | Industrial | Paper and Printing | New | Space Heating | Natural Gas | Insulation - Wall Cavity | A | Cumulative Winter Peak Savings (MW) | Achievable Technical Potential | 0 | 0 | 0 | 0 | 0 | 0 | 0 | 0 | 0 | 0 | 0 | 0 | 0 | 0 | 0 | 0 | 0 | 0 | 0 | 0 | 0 | 0 | 0 | 0 | 0 | 0 | 0 | 0 | 0 | 0 | 0
F13_Industrial_Paper and Printing_New_Space Heating_Natural Gas_Insulation - Wall Cavity_A_Achievable Technical Potential | F13 | Industrial | Paper and Printing | New | Space Heating | Natural Gas | Insulation - Wall Cavity | A | Purchases (Incremental) | Achievable Technical Potential | 0 | 0 | 0 | 0 | 0 | 0 | 0 | 0 | 0 | 0 | 0 | 0 | 0 | 0 | 0 | 0 | 0 | 0 | 0 | 0 | 0 | 0 | 0 | 0 | 0 | 0 | 0 | 0 | 0 | 0 | 0
F14_Industrial_Paper and Printing_New_Space Heating_Natural Gas_Insulation - Wall Cavity_A_Achievable Technical Potential | F14 | Industrial | Paper and Printing | New | Space Heating | Natural Gas | Insulation - Wall Cavity | A | Purchases (Cumulative) | Achievable Technical Potential | 0 | 0 | 0 | 0 | 0 | 0 | 0 | 0 | 0 | 0 | 0 | 0 | 0 | 0 | 0 | 0 | 0 | 0 | 0 | 0 | 0 | 0 | 0 | 0 | 0 | 0 | 0 | 0 | 0 | 0 | 0
F1_Industrial_Paper and Printing_New_Space Heating_Natural Gas_Insulation - Ducting_A_Achievable Technical Potential | F1 | Industrial | Paper and Printing | New | Space Heating | Natural Gas | Insulation - Ducting | A | Original Unit Energy Savings (kWh or therms) | Achievable Technical Potential | 0 | 0 | 0 | 0 | 0 | 0 | 0 | 0 | 0 | 0 | 0 | 0 | 0 | 0 | 0 | 0 | 0 | 0 | 0 | 0 | 0 | 0 | 0 | 0 | 0 | 0 | 0 | 0 | 0 | 0 | 0
F2_Industrial_Paper and Printing_New_Space Heating_Natural Gas_Insulation - Ducting_A_Achievable Technical Potential | F2 | Industrial | Paper and Printing | New | Space Heating | Natural Gas | Insulation - Ducting | A | Original Unit Summer Peak Savings (kW) | Achievable Technical Potential | 0 | 0 | 0 | 0 | 0 | 0 | 0 | 0 | 0 | 0 | 0 | 0 | 0 | 0 | 0 | 0 | 0 | 0 | 0 | 0 | 0 | 0 | 0 | 0 | 0 | 0 | 0 | 0 | 0 | 0 | 0
F3_Industrial_Paper and Printing_New_Space Heating_Natural Gas_Insulation - Ducting_A_Achievable Technical Potential | F3 | Industrial | Paper and Printing | New | Space Heating | Natural Gas | Insulation - Ducting | A | Original Unit Winter Peak Savings (kW) | Achievable Technical Potential | 0 | 0 | 0 | 0 | 0 | 0 | 0 | 0 | 0 | 0 | 0 | 0 | 0 | 0 | 0 | 0 | 0 | 0 | 0 | 0 | 0 | 0 | 0 | 0 | 0 | 0 | 0 | 0 | 0 | 0 | 0
F4_Industrial_Paper and Printing_New_Space Heating_Natural Gas_Insulation - Ducting_A_Achievable Technical Potential | F4 | Industrial | Paper and Printing | New | Space Heating | Natural Gas | Insulation - Ducting | A | Standalone Impact on Baseline Energy (%) | Achievable Technical Potential | 0% | 0% | 0% | 0% | 0% | 0% | 0% | 0% | 0% | 0% | 0% | 0% | 0% | 0% | 0% | 0% | 0% | 0% | 0% | 0% | 0% | 0% | 0% | 0% | 0 | 0 | 0 | 0 | 0 | 0 | 0
F5_Industrial_Paper and Printing_New_Space Heating_Natural Gas_Insulation - Ducting_A_Achievable Technical Potential | F5 | Industrial | Paper and Printing | New | Space Heating | Natural Gas | Insulation - Ducting | A | Standalone Impact on Baseline Summer Peak (%) | Achievable Technical Potential | 0% | 0% | 0% | 0% | 0% | 0% | 0% | 0% | 0% | 0% | 0% | 0% | 0% | 0% | 0% | 0% | 0% | 0% | 0% | 0% | 0% | 0% | 0% | 0% | 0 | 0 | 0 | 0 | 0 | 0 | 0
F6_Industrial_Paper and Printing_New_Space Heating_Natural Gas_Insulation - Ducting_A_Achievable Technical Potential | F6 | Industrial | Paper and Printing | New | Space Heating | Natural Gas | Insulation - Ducting | A | Standalone Impact on Baseline Winter Peak (%) | Achievable Technical Potential | 0% | 0% | 0% | 0% | 0% | 0% | 0% | 0% | 0% | 0% | 0% | 0% | 0% | 0% | 0% | 0% | 0% | 0% | 0% | 0% | 0% | 0% | 0% | 0% | 0 | 0 | 0 | 0 | 0 | 0 | 0
F7_Industrial_Paper and Printing_New_Space Heating_Natural Gas_Insulation - Ducting_A_Achievable Technical Potential | F7 | Industrial | Paper and Printing | New | Space Heating | Natural Gas | Insulation - Ducting | A | Incremental Energy Savings (MWh or mTherms) | Achievable Technical Potential | 0 | 0 | 0 | 0 | 0 | 0 | 0 | 0 | 0 | 0 | 0 | 0 | 0 | 0 | 0 | 0 | 0 | 0 | 0 | 0 | 0 | 0 | 0 | 0 | 0 | 0 | 0 | 0 | 0 | 0 | 0
F8_Industrial_Paper and Printing_New_Space Heating_Natural Gas_Insulation - Ducting_A_Achievable Technical Potential | F8 | Industrial | Paper and Printing | New | Space Heating | Natural Gas | Insulation - Ducting | A | Incremental Summer Peak Savings (MW) | Achievable Technical Potential | 0 | 0 | 0 | 0 | 0 | 0 | 0 | 0 | 0 | 0 | 0 | 0 | 0 | 0 | 0 | 0 | 0 | 0 | 0 | 0 | 0 | 0 | 0 | 0 | 0 | 0 | 0 | 0 | 0 | 0 | 0
F9_Industrial_Paper and Printing_New_Space Heating_Natural Gas_Insulation - Ducting_A_Achievable Technical Potential | F9 | Industrial | Paper and Printing | New | Space Heating | Natural Gas | Insulation - Ducting | A | Incremental Winter Peak Savings (MW) | Achievable Technical Potential | 0 | 0 | 0 | 0 | 0 | 0 | 0 | 0 | 0 | 0 | 0 | 0 | 0 | 0 | 0 | 0 | 0 | 0 | 0 | 0 | 0 | 0 | 0 | 0 | 0 | 0 | 0 | 0 | 0 | 0 | 0
F10_Industrial_Paper and Printing_New_Space Heating_Natural Gas_Insulation - Ducting_A_Achievable Technical Potential | F10 | Industrial | Paper and Printing | New | Space Heating | Natural Gas | Insulation - Ducting | A | Cumulative Energy Savings (MWh or mTherms) | Achievable Technical Potential | 0 | 0 | 0 | 0 | 0 | 0 | 0 | 0 | 0 | 0 | 0 | 0 | 0 | 0 | 0 | 0 | 0 | 0 | 0 | 0 | 0 | 0 | 0 | 0 | 0 | 0 | 0 | 0 | 0 | 0 | 0
F11_Industrial_Paper and Printing_New_Space Heating_Natural Gas_Insulation - Ducting_A_Achievable Technical Potential | F11 | Industrial | Paper and Printing | New | Space Heating | Natural Gas | Insulation - Ducting | A | Cumulative Summer Peak Savings (MW) | Achievable Technical Potential | 0 | 0 | 0 | 0 | 0 | 0 | 0 | 0 | 0 | 0 | 0 | 0 | 0 | 0 | 0 | 0 | 0 | 0 | 0 | 0 | 0 | 0 | 0 | 0 | 0 | 0 | 0 | 0 | 0 | 0 | 0
F12_Industrial_Paper and Printing_New_Space Heating_Natural Gas_Insulation - Ducting_A_Achievable Technical Potential | F12 | Industrial | Paper and Printing | New | Space Heating | Natural Gas | Insulation - Ducting | A | Cumulative Winter Peak Savings (MW) | Achievable Technical Potential | 0 | 0 | 0 | 0 | 0 | 0 | 0 | 0 | 0 | 0 | 0 | 0 | 0 | 0 | 0 | 0 | 0 | 0 | 0 | 0 | 0 | 0 | 0 | 0 | 0 | 0 | 0 | 0 | 0 | 0 | 0
F13_Industrial_Paper and Printing_New_Space Heating_Natural Gas_Insulation - Ducting_A_Achievable Technical Potential | F13 | Industrial | Paper and Printing | New | Space Heating | Natural Gas | Insulation - Ducting | A | Purchases (Incremental) | Achievable Technical Potential | 0 | 0 | 0 | 0 | 0 | 0 | 0 | 0 | 0 | 0 | 0 | 0 | 0 | 0 | 0 | 0 | 0 | 0 | 0 | 0 | 0 | 0 | 0 | 0 | 0 | 0 | 0 | 0 | 0 | 0 | 0
F14_Industrial_Paper and Printing_New_Space Heating_Natural Gas_Insulation - Ducting_A_Achievable Technical Potential | F14 | Industrial | Paper and Printing | New | Space Heating | Natural Gas | Insulation - Ducting | A | Purchases (Cumulative) | Achievable Technical Potential | 0 | 0 | 0 | 0 | 0 | 0 | 0 | 0 | 0 | 0 | 0 | 0 | 0 | 0 | 0 | 0 | 0 | 0 | 0 | 0 | 0 | 0 | 0 | 0 | 0 | 0 | 0 | 0 | 0 | 0 | 0
F1_Industrial_Paper and Printing_New_Space Heating_Natural Gas_HVAC - Duct Repair and Sealing_A_Achievable Technical Potential | F1 | Industrial | Paper and Printing | New | Space Heating | Natural Gas | HVAC - Duct Repair and Sealing | A | Original Unit Energy Savings (kWh or therms) | Achievable Technical Potential | 0 | 0 | 0 | 0 | 0 | 0 | 0 | 0 | 0 | 0 | 0 | 0 | 0 | 0 | 0 | 0 | 0 | 0 | 0 | 0 | 0 | 0 | 0 | 0 | 0 | 0 | 0 | 0 | 0 | 0 | 0
F2_Industrial_Paper and Printing_New_Space Heating_Natural Gas_HVAC - Duct Repair and Sealing_A_Achievable Technical Potential | F2 | Industrial | Paper and Printing | New | Space Heating | Natural Gas | HVAC - Duct Repair and Sealing | A | Original Unit Summer Peak Savings (kW) | Achievable Technical Potential | 0 | 0 | 0 | 0 | 0 | 0 | 0 | 0 | 0 | 0 | 0 | 0 | 0 | 0 | 0 | 0 | 0 | 0 | 0 | 0 | 0 | 0 | 0 | 0 | 0 | 0 | 0 | 0 | 0 | 0 | 0
F3_Industrial_Paper and Printing_New_Space Heating_Natural Gas_HVAC - Duct Repair and Sealing_A_Achievable Technical Potential | F3 | Industrial | Paper and Printing | New | Space Heating | Natural Gas | HVAC - Duct Repair and Sealing | A | Original Unit Winter Peak Savings (kW) | Achievable Technical Potential | 0 | 0 | 0 | 0 | 0 | 0 | 0 | 0 | 0 | 0 | 0 | 0 | 0 | 0 | 0 | 0 | 0 | 0 | 0 | 0 | 0 | 0 | 0 | 0 | 0 | 0 | 0 | 0 | 0 | 0 | 0
F4_Industrial_Paper and Printing_New_Space Heating_Natural Gas_HVAC - Duct Repair and Sealing_A_Achievable Technical Potential | F4 | Industrial | Paper and Printing | New | Space Heating | Natural Gas | HVAC - Duct Repair and Sealing | A | Standalone Impact on Baseline Energy (%) | Achievable Technical Potential | 0% | 0% | 0% | 0% | 0% | 0% | 0% | 0% | 0% | 0% | 0% | 0% | 0% | 0% | 0% | 0% | 0% | 0% | 0% | 0% | 0% | 0% | 0% | 0% | 0 | 0 | 0 | 0 | 0 | 0 | 0
F5_Industrial_Paper and Printing_New_Space Heating_Natural Gas_HVAC - Duct Repair and Sealing_A_Achievable Technical Potential | F5 | Industrial | Paper and Printing | New | Space Heating | Natural Gas | HVAC - Duct Repair and Sealing | A | Standalone Impact on Baseline Summer Peak (%) | Achievable Technical Potential | 0% | 0% | 0% | 0% | 0% | 0% | 0% | 0% | 0% | 0% | 0% | 0% | 0% | 0% | 0% | 0% | 0% | 0% | 0% | 0% | 0% | 0% | 0% | 0% | 0 | 0 | 0 | 0 | 0 | 0 | 0
F6_Industrial_Paper and Printing_New_Space Heating_Natural Gas_HVAC - Duct Repair and Sealing_A_Achievable Technical Potential | F6 | Industrial | Paper and Printing | New | Space Heating | Natural Gas | HVAC - Duct Repair and Sealing | A | Standalone Impact on Baseline Winter Peak (%) | Achievable Technical Potential | 0% | 0% | 0% | 0% | 0% | 0% | 0% | 0% | 0% | 0% | 0% | 0% | 0% | 0% | 0% | 0% | 0% | 0% | 0% | 0% | 0% | 0% | 0% | 0% | 0 | 0 | 0 | 0 | 0 | 0 | 0
F7_Industrial_Paper and Printing_New_Space Heating_Natural Gas_HVAC - Duct Repair and Sealing_A_Achievable Technical Potential | F7 | Industrial | Paper and Printing | New | Space Heating | Natural Gas | HVAC - Duct Repair and Sealing | A | Incremental Energy Savings (MWh or mTherms) | Achievable Technical Potential | 0 | 0 | 0 | 0 | 0 | 0 | 0 | 0 | 0 | 0 | 0 | 0 | 0 | 0 | 0 | 0 | 0 | 0 | 0 | 0 | 0 | 0 | 0 | 0 | 0 | 0 | 0 | 0 | 0 | 0 | 0
F8_Industrial_Paper and Printing_New_Space Heating_Natural Gas_HVAC - Duct Repair and Sealing_A_Achievable Technical Potential | F8 | Industrial | Paper and Printing | New | Space Heating | Natural Gas | HVAC - Duct Repair and Sealing | A | Incremental Summer Peak Savings (MW) | Achievable Technical Potential | 0 | 0 | 0 | 0 | 0 | 0 | 0 | 0 | 0 | 0 | 0 | 0 | 0 | 0 | 0 | 0 | 0 | 0 | 0 | 0 | 0 | 0 | 0 | 0 | 0 | 0 | 0 | 0 | 0 | 0 | 0
F9_Industrial_Paper and Printing_New_Space Heating_Natural Gas_HVAC - Duct Repair and Sealing_A_Achievable Technical Potential | F9 | Industrial | Paper and Printing | New | Space Heating | Natural Gas | HVAC - Duct Repair and Sealing | A | Incremental Winter Peak Savings (MW) | Achievable Technical Potential | 0 | 0 | 0 | 0 | 0 | 0 | 0 | 0 | 0 | 0 | 0 | 0 | 0 | 0 | 0 | 0 | 0 | 0 | 0 | 0 | 0 | 0 | 0 | 0 | 0 | 0 | 0 | 0 | 0 | 0 | 0
F10_Industrial_Paper and Printing_New_Space Heating_Natural Gas_HVAC - Duct Repair and Sealing_A_Achievable Technical Potential | F10 | Industrial | Paper and Printing | New | Space Heating | Natural Gas | HVAC - Duct Repair and Sealing | A | Cumulative Energy Savings (MWh or mTherms) | Achievable Technical Potential | 0 | 0 | 0 | 0 | 0 | 0 | 0 | 0 | 0 | 0 | 0 | 0 | 0 | 0 | 0 | 0 | 0 | 0 | 0 | 0 | 0 | 0 | 0 | 0 | 0 | 0 | 0 | 0 | 0 | 0 | 0
F11_Industrial_Paper and Printing_New_Space Heating_Natural Gas_HVAC - Duct Repair and Sealing_A_Achievable Technical Potential | F11 | Industrial | Paper and Printing | New | Space Heating | Natural Gas | HVAC - Duct Repair and Sealing | A | Cumulative Summer Peak Savings (MW) | Achievable Technical Potential | 0 | 0 | 0 | 0 | 0 | 0 | 0 | 0 | 0 | 0 | 0 | 0 | 0 | 0 | 0 | 0 | 0 | 0 | 0 | 0 | 0 | 0 | 0 | 0 | 0 | 0 | 0 | 0 | 0 | 0 | 0
F12_Industrial_Paper and Printing_New_Space Heating_Natural Gas_HVAC - Duct Repair and Sealing_A_Achievable Technical Potential | F12 | Industrial | Paper and Printing | New | Space Heating | Natural Gas | HVAC - Duct Repair and Sealing | A | Cumulative Winter Peak Savings (MW) | Achievable Technical Potential | 0 | 0 | 0 | 0 | 0 | 0 | 0 | 0 | 0 | 0 | 0 | 0 | 0 | 0 | 0 | 0 | 0 | 0 | 0 | 0 | 0 | 0 | 0 | 0 | 0 | 0 | 0 | 0 | 0 | 0 | 0
F13_Industrial_Paper and Printing_New_Space Heating_Natural Gas_HVAC - Duct Repair and Sealing_A_Achievable Technical Potential | F13 | Industrial | Paper and Printing | New | Space Heating | Natural Gas | HVAC - Duct Repair and Sealing | A | Purchases (Incremental) | Achievable Technical Potential | 0 | 0 | 0 | 0 | 0 | 0 | 0 | 0 | 0 | 0 | 0 | 0 | 0 | 0 | 0 | 0 | 0 | 0 | 0 | 0 | 0 | 0 | 0 | 0 | 0 | 0 | 0 | 0 | 0 | 0 | 0
F14_Industrial_Paper and Printing_New_Space Heating_Natural Gas_HVAC - Duct Repair and Sealing_A_Achievable Technical Potential | F14 | Industrial | Paper and Printing | New | Space Heating | Natural Gas | HVAC - Duct Repair and Sealing | A | Purchases (Cumulative) | Achievable Technical Potential | 0 | 0 | 0 | 0 | 0 | 0 | 0 | 0 | 0 | 0 | 0 | 0 | 0 | 0 | 0 | 0 | 0 | 0 | 0 | 0 | 0 | 0 | 0 | 0 | 0 | 0 | 0 | 0 | 0 | 0 | 0
F1_Industrial_Paper and Printing_New_Space Heating_Natural Gas_Windows - High Efficiency_A_Achievable Technical Potential | F1 | Industrial | Paper and Printing | New | Space Heating | Natural Gas | Windows - High Efficiency | A | Original Unit Energy Savings (kWh or therms) | Achievable Technical Potential | 0 | 0 | 0 | 0 | 0 | 0.0053664 | 0.005297 | 0.0052464 | 0.0052081 | 0.0051778 | 0.0051533 | 0.0051246 | 0.0050945 | 0.0050648 | 0.0050361 | 0.0050136 | 0.0049958 | 0.0049817 | 0.0049593 | 0.0049429 | 0.004931 | 0.0049217 | 0.0049217 | 0.0049217 | 0.0049217 | 0.0049217 | 0.0049217 | 0.0049217 | 0 | 0 | 0
F2_Industrial_Paper and Printing_New_Space Heating_Natural Gas_Windows - High Efficiency_A_Achievable Technical Potential | F2 | Industrial | Paper and Printing | New | Space Heating | Natural Gas | Windows - High Efficiency | A | Original Unit Summer Peak Savings (kW) | Achievable Technical Potential | 0 | 0 | 0 | 0 | 0 | 0 | 0 | 0 | 0 | 0 | 0 | 0 | 0 | 0 | 0 | 0 | 0 | 0 | 0 | 0 | 0 | 0 | 0 | 0 | 0 | 0 | 0 | 0 | 0 | 0 | 0
F3_Industrial_Paper and Printing_New_Space Heating_Natural Gas_Windows - High Efficiency_A_Achievable Technical Potential | F3 | Industrial | Paper and Printing | New | Space Heating | Natural Gas | Windows - High Efficiency | A | Original Unit Winter Peak Savings (kW) | Achievable Technical Potential | 0 | 0 | 0 | 0 | 0 | 0 | 0 | 0 | 0 | 0 | 0 | 0 | 0 | 0 | 0 | 0 | 0 | 0 | 0 | 0 | 0 | 0 | 0 | 0 | 0 | 0 | 0 | 0 | 0 | 0 | 0
F4_Industrial_Paper and Printing_New_Space Heating_Natural Gas_Windows - High Efficiency_A_Achievable Technical Potential | F4 | Industrial | Paper and Printing | New | Space Heating | Natural Gas | Windows - High Efficiency | A | Standalone Impact on Baseline Energy (%) | Achievable Technical Potential | 0% | 0% | 0% | 0% | 0% | 0% | 0% | 0% | 0% | 0% | 0% | 0% | 0% | 0% | 0% | 0% | 0% | 0% | 0% | 0% | 0% | 0% | 0% | 0% | 0 | 0 | 0 | 0 | 0 | 0 | 0
F5_Industrial_Paper and Printing_New_Space Heating_Natural Gas_Windows - High Efficiency_A_Achievable Technical Potential | F5 | Industrial | Paper and Printing | New | Space Heating | Natural Gas | Windows - High Efficiency | A | Standalone Impact on Baseline Summer Peak (%) | Achievable Technical Potential | 0% | 0% | 0% | 0% | 0% | 0% | 0% | 0% | 0% | 0% | 0% | 0% | 0% | 0% | 0% | 0% | 0% | 0% | 0% | 0% | 0% | 0% | 0% | 0% | 0 | 0 | 0 | 0 | 0 | 0 | 0
F6_Industrial_Paper and Printing_New_Space Heating_Natural Gas_Windows - High Efficiency_A_Achievable Technical Potential | F6 | Industrial | Paper and Printing | New | Space Heating | Natural Gas | Windows - High Efficiency | A | Standalone Impact on Baseline Winter Peak (%) | Achievable Technical Potential | 0% | 0% | 0% | 0% | 0% | 0% | 0% | 0% | 0% | 0% | 0% | 0% | 0% | 0% | 0% | 0% | 0% | 0% | 0% | 0% | 0% | 0% | 0% | 0% | 0 | 0 | 0 | 0 | 0 | 0 | 0
F7_Industrial_Paper and Printing_New_Space Heating_Natural Gas_Windows - High Efficiency_A_Achievable Technical Potential | F7 | Industrial | Paper and Printing | New | Space Heating | Natural Gas | Windows - High Efficiency | A | Incremental Energy Savings (MWh or mTherms) | Achievable Technical Potential | 0 | 0 | 0 | 0 | 0 | 0 | 0 | 0 | 0 | 0 | 0 | 0 | 0 | 0 | 0 | 0 | 0 | 0 | 0 | 0 | 0 | 0 | 0 | 0 | 0 | 0 | 0 | 0 | 0 | 0 | 0
F8_Industrial_Paper and Printing_New_Space Heating_Natural Gas_Windows - High Efficiency_A_Achievable Technical Potential | F8 | Industrial | Paper and Printing | New | Space Heating | Natural Gas | Windows - High Efficiency | A | Incremental Summer Peak Savings (MW) | Achievable Technical Potential | 0 | 0 | 0 | 0 | 0 | 0 | 0 | 0 | 0 | 0 | 0 | 0 | 0 | 0 | 0 | 0 | 0 | 0 | 0 | 0 | 0 | 0 | 0 | 0 | 0 | 0 | 0 | 0 | 0 | 0 | 0
F9_Industrial_Paper and Printing_New_Space Heating_Natural Gas_Windows - High Efficiency_A_Achievable Technical Potential | F9 | Industrial | Paper and Printing | New | Space Heating | Natural Gas | Windows - High Efficiency | A | Incremental Winter Peak Savings (MW) | Achievable Technical Potential | 0 | 0 | 0 | 0 | 0 | 0 | 0 | 0 | 0 | 0 | 0 | 0 | 0 | 0 | 0 | 0 | 0 | 0 | 0 | 0 | 0 | 0 | 0 | 0 | 0 | 0 | 0 | 0 | 0 | 0 | 0
F10_Industrial_Paper and Printing_New_Space Heating_Natural Gas_Windows - High Efficiency_A_Achievable Technical Potential | F10 | Industrial | Paper and Printing | New | Space Heating | Natural Gas | Windows - High Efficiency | A | Cumulative Energy Savings (MWh or mTherms) | Achievable Technical Potential | 0 | 0 | 0 | 0 | 0 | 0 | 0 | 0 | 0 | 0 | 0 | 0 | 0 | 0 | 0 | 0 | 0 | 0 | 0 | 0 | 0 | 0 | 0 | 0 | 0 | 0 | 0 | 0 | 0 | 0 | 0
F11_Industrial_Paper and Printing_New_Space Heating_Natural Gas_Windows - High Efficiency_A_Achievable Technical Potential | F11 | Industrial | Paper and Printing | New | Space Heating | Natural Gas | Windows - High Efficiency | A | Cumulative Summer Peak Savings (MW) | Achievable Technical Potential | 0 | 0 | 0 | 0 | 0 | 0 | 0 | 0 | 0 | 0 | 0 | 0 | 0 | 0 | 0 | 0 | 0 | 0 | 0 | 0 | 0 | 0 | 0 | 0 | 0 | 0 | 0 | 0 | 0 | 0 | 0
F12_Industrial_Paper and Printing_New_Space Heating_Natural Gas_Windows - High Efficiency_A_Achievable Technical Potential | F12 | Industrial | Paper and Printing | New | Space Heating | Natural Gas | Windows - High Efficiency | A | Cumulative Winter Peak Savings (MW) | Achievable Technical Potential | 0 | 0 | 0 | 0 | 0 | 0 | 0 | 0 | 0 | 0 | 0 | 0 | 0 | 0 | 0 | 0 | 0 | 0 | 0 | 0 | 0 | 0 | 0 | 0 | 0 | 0 | 0 | 0 | 0 | 0 | 0
F13_Industrial_Paper and Printing_New_Space Heating_Natural Gas_Windows - High Efficiency_A_Achievable Technical Potential | F13 | Industrial | Paper and Printing | New | Space Heating | Natural Gas | Windows - High Efficiency | A | Purchases (Incremental) | Achievable Technical Potential | 0 | 0 | 0 | 0 | 0 | 0 | 0 | 0 | 0 | 0 | 0 | 0 | 0 | 0 | 0 | 0 | 0 | 0 | 0 | 0 | 0 | 0 | 0 | 0 | 0 | 0 | 0 | 0 | 0 | 0 | 0
F14_Industrial_Paper and Printing_New_Space Heating_Natural Gas_Windows - High Efficiency_A_Achievable Technical Potential | F14 | Industrial | Paper and Printing | New | Space Heating | Natural Gas | Windows - High Efficiency | A | Purchases (Cumulative) | Achievable Technical Potential | 0 | 0 | 0 | 0 | 0 | 0 | 0 | 0 | 0 | 0 | 0 | 0 | 0 | 0 | 0 | 0 | 0 | 0 | 0 | 0 | 0 | 0 | 0 | 0 | 0 | 0 | 0 | 0 | 0 | 0 | 0
F1_Industrial_Paper and Printing_New_Space Heating_Natural Gas_Gas Boiler - Maintenance_A_Achievable Technical Potential | F1 | Industrial | Paper and Printing | New | Space Heating | Natural Gas | Gas Boiler - Maintenance | A | Original Unit Energy Savings (kWh or therms) | Achievable Technical Potential | 0 | 0 | 0 | 0 | 0 | 0 | 0 | 0 | 0 | 0 | 0 | 0 | 0 | 0 | 0 | 0 | 0 | 0 | 0 | 0 | 0 | 0 | 0 | 0 | 0 | 0 | 0 | 0 | 0 | 0 | 0
F2_Industrial_Paper and Printing_New_Space Heating_Natural Gas_Gas Boiler - Maintenance_A_Achievable Technical Potential | F2 | Industrial | Paper and Printing | New | Space Heating | Natural Gas | Gas Boiler - Maintenance | A | Original Unit Summer Peak Savings (kW) | Achievable Technical Potential | 0 | 0 | 0 | 0 | 0 | 0 | 0 | 0 | 0 | 0 | 0 | 0 | 0 | 0 | 0 | 0 | 0 | 0 | 0 | 0 | 0 | 0 | 0 | 0 | 0 | 0 | 0 | 0 | 0 | 0 | 0
F3_Industrial_Paper and Printing_New_Space Heating_Natural Gas_Gas Boiler - Maintenance_A_Achievable Technical Potential | F3 | Industrial | Paper and Printing | New | Space Heating | Natural Gas | Gas Boiler - Maintenance | A | Original Unit Winter Peak Savings (kW) | Achievable Technical Potential | 0 | 0 | 0 | 0 | 0 | 0 | 0 | 0 | 0 | 0 | 0 | 0 | 0 | 0 | 0 | 0 | 0 | 0 | 0 | 0 | 0 | 0 | 0 | 0 | 0 | 0 | 0 | 0 | 0 | 0 | 0
F4_Industrial_Paper and Printing_New_Space Heating_Natural Gas_Gas Boiler - Maintenance_A_Achievable Technical Potential | F4 | Industrial | Paper and Printing | New | Space Heating | Natural Gas | Gas Boiler - Maintenance | A | Standalone Impact on Baseline Energy (%) | Achievable Technical Potential | 0% | 0% | 0% | 0% | 0% | 0% | 0% | 0% | 0% | 0% | 0% | 0% | 0% | 0% | 0% | 0% | 0% | 0% | 0% | 0% | 0% | 0% | 0% | 0% | 0 | 0 | 0 | 0 | 0 | 0 | 0
F5_Industrial_Paper and Printing_New_Space Heating_Natural Gas_Gas Boiler - Maintenance_A_Achievable Technical Potential | F5 | Industrial | Paper and Printing | New | Space Heating | Natural Gas | Gas Boiler - Maintenance | A | Standalone Impact on Baseline Summer Peak (%) | Achievable Technical Potential | 0% | 0% | 0% | 0% | 0% | 0% | 0% | 0% | 0% | 0% | 0% | 0% | 0% | 0% | 0% | 0% | 0% | 0% | 0% | 0% | 0% | 0% | 0% | 0% | 0 | 0 | 0 | 0 | 0 | 0 | 0
F6_Industrial_Paper and Printing_New_Space Heating_Natural Gas_Gas Boiler - Maintenance_A_Achievable Technical Potential | F6 | Industrial | Paper and Printing | New | Space Heating | Natural Gas | Gas Boiler - Maintenance | A | Standalone Impact on Baseline Winter Peak (%) | Achievable Technical Potential | 0% | 0% | 0% | 0% | 0% | 0% | 0% | 0% | 0% | 0% | 0% | 0% | 0% | 0% | 0% | 0% | 0% | 0% | 0% | 0% | 0% | 0% | 0% | 0% | 0 | 0 | 0 | 0 | 0 | 0 | 0
F7_Industrial_Paper and Printing_New_Space Heating_Natural Gas_Gas Boiler - Maintenance_A_Achievable Technical Potential | F7 | Industrial | Paper and Printing | New | Space Heating | Natural Gas | Gas Boiler - Maintenance | A | Incremental Energy Savings (MWh or mTherms) | Achievable Technical Potential | 0 | 0 | 0 | 0 | 0 | 0 | 0 | 0 | 0 | 0 | 0 | 0 | 0 | 0 | 0 | 0 | 0 | 0 | 0 | 0 | 0 | 0 | 0 | 0 | 0 | 0 | 0 | 0 | 0 | 0 | 0
F8_Industrial_Paper and Printing_New_Space Heating_Natural Gas_Gas Boiler - Maintenance_A_Achievable Technical Potential | F8 | Industrial | Paper and Printing | New | Space Heating | Natural Gas | Gas Boiler - Maintenance | A | Incremental Summer Peak Savings (MW) | Achievable Technical Potential | 0 | 0 | 0 | 0 | 0 | 0 | 0 | 0 | 0 | 0 | 0 | 0 | 0 | 0 | 0 | 0 | 0 | 0 | 0 | 0 | 0 | 0 | 0 | 0 | 0 | 0 | 0 | 0 | 0 | 0 | 0
F9_Industrial_Paper and Printing_New_Space Heating_Natural Gas_Gas Boiler - Maintenance_A_Achievable Technical Potential | F9 | Industrial | Paper and Printing | New | Space Heating | Natural Gas | Gas Boiler - Maintenance | A | Incremental Winter Peak Savings (MW) | Achievable Technical Potential | 0 | 0 | 0 | 0 | 0 | 0 | 0 | 0 | 0 | 0 | 0 | 0 | 0 | 0 | 0 | 0 | 0 | 0 | 0 | 0 | 0 | 0 | 0 | 0 | 0 | 0 | 0 | 0 | 0 | 0 | 0
F10_Industrial_Paper and Printing_New_Space Heating_Natural Gas_Gas Boiler - Maintenance_A_Achievable Technical Potential | F10 | Industrial | Paper and Printing | New | Space Heating | Natural Gas | Gas Boiler - Maintenance | A | Cumulative Energy Savings (MWh or mTherms) | Achievable Technical Potential | 0 | 0 | 0 | 0 | 0 | 0 | 0 | 0 | 0 | 0 | 0 | 0 | 0 | 0 | 0 | 0 | 0 | 0 | 0 | 0 | 0 | 0 | 0 | 0 | 0 | 0 | 0 | 0 | 0 | 0 | 0
F11_Industrial_Paper and Printing_New_Space Heating_Natural Gas_Gas Boiler - Maintenance_A_Achievable Technical Potential | F11 | Industrial | Paper and Printing | New | Space Heating | Natural Gas | Gas Boiler - Maintenance | A | Cumulative Summer Peak Savings (MW) | Achievable Technical Potential | 0 | 0 | 0 | 0 | 0 | 0 | 0 | 0 | 0 | 0 | 0 | 0 | 0 | 0 | 0 | 0 | 0 | 0 | 0 | 0 | 0 | 0 | 0 | 0 | 0 | 0 | 0 | 0 | 0 | 0 | 0
F12_Industrial_Paper and Printing_New_Space Heating_Natural Gas_Gas Boiler - Maintenance_A_Achievable Technical Potential | F12 | Industrial | Paper and Printing | New | Space Heating | Natural Gas | Gas Boiler - Maintenance | A | Cumulative Winter Peak Savings (MW) | Achievable Technical Potential | 0 | 0 | 0 | 0 | 0 | 0 | 0 | 0 | 0 | 0 | 0 | 0 | 0 | 0 | 0 | 0 | 0 | 0 | 0 | 0 | 0 | 0 | 0 | 0 | 0 | 0 | 0 | 0 | 0 | 0 | 0
F13_Industrial_Paper and Printing_New_Space Heating_Natural Gas_Gas Boiler - Maintenance_A_Achievable Technical Potential | F13 | Industrial | Paper and Printing | New | Space Heating | Natural Gas | Gas Boiler - Maintenance | A | Purchases (Incremental) | Achievable Technical Potential | 0 | 0 | 0 | 0 | 0 | 0 | 0 | 0 | 0 | 0 | 0 | 0 | 0 | 0 | 0 | 0 | 0 | 0 | 0 | 0 | 0 | 0 | 0 | 0 | 0 | 0 | 0 | 0 | 0 | 0 | 0
F14_Industrial_Paper and Printing_New_Space Heating_Natural Gas_Gas Boiler - Maintenance_A_Achievable Technical Potential | F14 | Industrial | Paper and Printing | New | Space Heating | Natural Gas | Gas Boiler - Maintenance | A | Purchases (Cumulative) | Achievable Technical Potential | 0 | 0 | 0 | 0 | 0 | 0 | 0 | 0 | 0 | 0 | 0 | 0 | 0 | 0 | 0 | 0 | 0 | 0 | 0 | 0 | 0 | 0 | 0 | 0 | 0 | 0 | 0 | 0 | 0 | 0 | 0
F1_Industrial_Paper and Printing_New_Process_Natural Gas_Gas Boiler - Maintenance_A_Achievable Technical Potential | F1 | Industrial | Paper and Printing | New | Process | Natural Gas | Gas Boiler - Maintenance | A | Original Unit Energy Savings (kWh or therms) | Achievable Technical Potential | 0 | 0 | 0 | 0 | 0 | 55.8015 | 55.8015 | 55.8015 | 55.8015 | 55.8015 | 55.8015 | 55.8015 | 55.8015 | 55.8015 | 55.8015 | 55.8015 | 55.8015 | 55.8015 | 55.8015 | 55.8015 | 55.8015 | 55.8015 | 55.8015 | 55.8015 | 55.8015 | 55.8015 | 55.8015 | 55.8015 | 55.8015 | 55.8015 | 55.8015
F2_Industrial_Paper and Printing_New_Process_Natural Gas_Gas Boiler - Maintenance_A_Achievable Technical Potential | F2 | Industrial | Paper and Printing | New | Process | Natural Gas | Gas Boiler - Maintenance | A | Original Unit Summer Peak Savings (kW) | Achievable Technical Potential | 0 | 0 | 0 | 0 | 0 | 0 | 0 | 0 | 0 | 0 | 0 | 0 | 0 | 0 | 0 | 0 | 0 | 0 | 0 | 0 | 0 | 0 | 0 | 0 | 0 | 0 | 0 | 0 | 0 | 0 | 0
F3_Industrial_Paper and Printing_New_Process_Natural Gas_Gas Boiler - Maintenance_A_Achievable Technical Potential | F3 | Industrial | Paper and Printing | New | Process | Natural Gas | Gas Boiler - Maintenance | A | Original Unit Winter Peak Savings (kW) | Achievable Technical Potential | 0 | 0 | 0 | 0 | 0 | 0 | 0 | 0 | 0 | 0 | 0 | 0 | 0 | 0 | 0 | 0 | 0 | 0 | 0 | 0 | 0 | 0 | 0 | 0 | 0 | 0 | 0 | 0 | 0 | 0 | 0
F4_Industrial_Paper and Printing_New_Process_Natural Gas_Gas Boiler - Maintenance_A_Achievable Technical Potential | F4 | Industrial | Paper and Printing | New | Process | Natural Gas | Gas Boiler - Maintenance | A | Standalone Impact on Baseline Energy (%) | Achievable Technical Potential | 0% | 0% | 0% | 0% | 0% | 0.009913% | 0.01532% | 0.01806% | 0.01593% | 0.01424% | 0.01288% | 0.01177% | 0.01083% | 0.01004% | 0.009364% | 0.008772% | 0.008254% | 0.007795% | 0.007385% | 0.00702% | 0.006689% | 0.006389% | 0.006115% | 0.005865% | 5.6355e-05 | 5.4237e-05 | 5.2279e-05 | 5.0462e-05 | 0 | 0 | 0
F5_Industrial_Paper and Printing_New_Process_Natural Gas_Gas Boiler - Maintenance_A_Achievable Technical Potential | F5 | Industrial | Paper and Printing | New | Process | Natural Gas | Gas Boiler - Maintenance | A | Standalone Impact on Baseline Summer Peak (%) | Achievable Technical Potential | 0% | 0% | 0% | 0% | 0% | 0% | 0% | 0% | 0% | 0% | 0% | 0% | 0% | 0% | 0% | 0% | 0% | 0% | 0% | 0% | 0% | 0% | 0% | 0% | 0 | 0 | 0 | 0 | 0 | 0 | 0
F6_Industrial_Paper and Printing_New_Process_Natural Gas_Gas Boiler - Maintenance_A_Achievable Technical Potential | F6 | Industrial | Paper and Printing | New | Process | Natural Gas | Gas Boiler - Maintenance | A | Standalone Impact on Baseline Winter Peak (%) | Achievable Technical Potential | 0% | 0% | 0% | 0% | 0% | 0% | 0% | 0% | 0% | 0% | 0% | 0% | 0% | 0% | 0% | 0% | 0% | 0% | 0% | 0% | 0% | 0% | 0% | 0% | 0 | 0 | 0 | 0 | 0 | 0 | 0
F7_Industrial_Paper and Printing_New_Process_Natural Gas_Gas Boiler - Maintenance_A_Achievable Technical Potential | F7 | Industrial | Paper and Printing | New | Process | Natural Gas | Gas Boiler - Maintenance | A | Incremental Energy Savings (MWh or mTherms) | Achievable Technical Potential | 0 | 0 | 0 | 0 | 0 | 0.0028187 | 0.0023407 | 0.0018729 | 0.0028187 | 0.0023407 | 0.0018729 | 0.0028187 | 0.0023407 | 0.0018729 | 0.0028187 | 0.0023407 | 0.0018729 | 0.0028187 | 0.0023407 | 0.0018729 | 0.0028187 | 0.0023407 | 0.0018729 | 0.0028187 | 0.0023407 | 0.0018729 | 0.0028187 | 0.0023407 | 0.0018729 | 0.0028187 | 0.0023407
F8_Industrial_Paper and Printing_New_Process_Natural Gas_Gas Boiler - Maintenance_A_Achievable Technical Potential | F8 | Industrial | Paper and Printing | New | Process | Natural Gas | Gas Boiler - Maintenance | A | Incremental Summer Peak Savings (MW) | Achievable Technical Potential | 0 | 0 | 0 | 0 | 0 | 0 | 0 | 0 | 0 | 0 | 0 | 0 | 0 | 0 | 0 | 0 | 0 | 0 | 0 | 0 | 0 | 0 | 0 | 0 | 0 | 0 | 0 | 0 | 0 | 0 | 0
F9_Industrial_Paper and Printing_New_Process_Natural Gas_Gas Boiler - Maintenance_A_Achievable Technical Potential | F9 | Industrial | Paper and Printing | New | Process | Natural Gas | Gas Boiler - Maintenance | A | Incremental Winter Peak Savings (MW) | Achievable Technical Potential | 0 | 0 | 0 | 0 | 0 | 0 | 0 | 0 | 0 | 0 | 0 | 0 | 0 | 0 | 0 | 0 | 0 | 0 | 0 | 0 | 0 | 0 | 0 | 0 | 0 | 0 | 0 | 0 | 0 | 0 | 0
F10_Industrial_Paper and Printing_New_Process_Natural Gas_Gas Boiler - Maintenance_A_Achievable Technical Potential | F10 | Industrial | Paper and Printing | New | Process | Natural Gas | Gas Boiler - Maintenance | A | Cumulative Energy Savings (MWh or mTherms) | Achievable Technical Potential | 0 | 0 | 0 | 0 | 0 | 0.0028187 | 0.0051594 | 0.0070323 | 0.0070323 | 0.0070323 | 0.0070323 | 0.0070323 | 0.0070323 | 0.0070323 | 0.0070323 | 0.0070323 | 0.0070323 | 0.0070323 | 0.0070323 | 0.0070323 | 0.0070323 | 0.0070323 | 0.0070323 | 0.0070323 | 0.0070323 | 0.0070323 | 0.0070323 | 0.0070323 | 0.0070323 | 0.0070323 | 0.0070323
F11_Industrial_Paper and Printing_New_Process_Natural Gas_Gas Boiler - Maintenance_A_Achievable Technical Potential | F11 | Industrial | Paper and Printing | New | Process | Natural Gas | Gas Boiler - Maintenance | A | Cumulative Summer Peak Savings (MW) | Achievable Technical Potential | 0 | 0 | 0 | 0 | 0 | 0 | 0 | 0 | 0 | 0 | 0 | 0 | 0 | 0 | 0 | 0 | 0 | 0 | 0 | 0 | 0 | 0 | 0 | 0 | 0 | 0 | 0 | 0 | 0 | 0 | 0
F12_Industrial_Paper and Printing_New_Process_Natural Gas_Gas Boiler - Maintenance_A_Achievable Technical Potential | F12 | Industrial | Paper and Printing | New | Process | Natural Gas | Gas Boiler - Maintenance | A | Cumulative Winter Peak Savings (MW) | Achievable Technical Potential | 0 | 0 | 0 | 0 | 0 | 0 | 0 | 0 | 0 | 0 | 0 | 0 | 0 | 0 | 0 | 0 | 0 | 0 | 0 | 0 | 0 | 0 | 0 | 0 | 0 | 0 | 0 | 0 | 0 | 0 | 0
F13_Industrial_Paper and Printing_New_Process_Natural Gas_Gas Boiler - Maintenance_A_Achievable Technical Potential | F13 | Industrial | Paper and Printing | New | Process | Natural Gas | Gas Boiler - Maintenance | A | Purchases (Incremental) | Achievable Technical Potential | 0 | 0 | 0 | 0 | 0 | 0.050514 | 0.041947 | 0.033564 | 0.050514 | 0.041947 | 0.033564 | 0.050514 | 0.041947 | 0.033564 | 0.050514 | 0.041947 | 0.033564 | 0.050514 | 0.041947 | 0.033564 | 0.050514 | 0.041947 | 0.033564 | 0.050514 | 0.041947 | 0.033564 | 0.050514 | 0.041947 | 0.033564 | 0.050514 | 0.041947
F14_Industrial_Paper and Printing_New_Process_Natural Gas_Gas Boiler - Maintenance_A_Achievable Technical Potential | F14 | Industrial | Paper and Printing | New | Process | Natural Gas | Gas Boiler - Maintenance | A | Purchases (Cumulative) | Achievable Technical Potential | 0 | 0 | 0 | 0 | 0 | 0.050514 | 0.09246 | 0.12602 | 0.12602 | 0.12602 | 0.12602 | 0.12602 | 0.12602 | 0.12602 | 0.12602 | 0.12602 | 0.12602 | 0.12602 | 0.12602 | 0.12602 | 0.12602 | 0.12602 | 0.12602 | 0.12602 | 0.12602 | 0.12602 | 0.12602 | 0.12602 | 0.12602 | 0.12602 | 0.12602
F1_Industrial_Paper and Printing_New_Space Heating_Natural Gas_Gas Furnace - Maintenance_A_Achievable Technical Potential | F1 | Industrial | Paper and Printing | New | Space Heating | Natural Gas | Gas Furnace - Maintenance | A | Original Unit Energy Savings (kWh or therms) | Achievable Technical Potential | 0 | 0 | 0 | 0 | 0 | 0 | 0 | 0 | 0 | 0 | 0 | 0 | 0 | 0 | 0 | 0 | 0 | 0 | 0 | 0 | 0 | 0 | 0 | 0 | 0 | 0 | 0 | 0 | 0 | 0 | 0
F2_Industrial_Paper and Printing_New_Space Heating_Natural Gas_Gas Furnace - Maintenance_A_Achievable Technical Potential | F2 | Industrial | Paper and Printing | New | Space Heating | Natural Gas | Gas Furnace - Maintenance | A | Original Unit Summer Peak Savings (kW) | Achievable Technical Potential | 0 | 0 | 0 | 0 | 0 | 0 | 0 | 0 | 0 | 0 | 0 | 0 | 0 | 0 | 0 | 0 | 0 | 0 | 0 | 0 | 0 | 0 | 0 | 0 | 0 | 0 | 0 | 0 | 0 | 0 | 0
F3_Industrial_Paper and Printing_New_Space Heating_Natural Gas_Gas Furnace - Maintenance_A_Achievable Technical Potential | F3 | Industrial | Paper and Printing | New | Space Heating | Natural Gas | Gas Furnace - Maintenance | A | Original Unit Winter Peak Savings (kW) | Achievable Technical Potential | 0 | 0 | 0 | 0 | 0 | 0 | 0 | 0 | 0 | 0 | 0 | 0 | 0 | 0 | 0 | 0 | 0 | 0 | 0 | 0 | 0 | 0 | 0 | 0 | 0 | 0 | 0 | 0 | 0 | 0 | 0
F4_Industrial_Paper and Printing_New_Space Heating_Natural Gas_Gas Furnace - Maintenance_A_Achievable Technical Potential | F4 | Industrial | Paper and Printing | New | Space Heating | Natural Gas | Gas Furnace - Maintenance | A | Standalone Impact on Baseline Energy (%) | Achievable Technical Potential | 0% | 0% | 0% | 0% | 0% | 0% | 0% | 0% | 0% | 0% | 0% | 0% | 0% | 0% | 0% | 0% | 0% | 0% | 0% | 0% | 0% | 0% | 0% | 0% | 0 | 0 | 0 | 0 | 0 | 0 | 0
F5_Industrial_Paper and Printing_New_Space Heating_Natural Gas_Gas Furnace - Maintenance_A_Achievable Technical Potential | F5 | Industrial | Paper and Printing | New | Space Heating | Natural Gas | Gas Furnace - Maintenance | A | Standalone Impact on Baseline Summer Peak (%) | Achievable Technical Potential | 0% | 0% | 0% | 0% | 0% | 0% | 0% | 0% | 0% | 0% | 0% | 0% | 0% | 0% | 0% | 0% | 0% | 0% | 0% | 0% | 0% | 0% | 0% | 0% | 0 | 0 | 0 | 0 | 0 | 0 | 0
F6_Industrial_Paper and Printing_New_Space Heating_Natural Gas_Gas Furnace - Maintenance_A_Achievable Technical Potential | F6 | Industrial | Paper and Printing | New | Space Heating | Natural Gas | Gas Furnace - Maintenance | A | Standalone Impact on Baseline Winter Peak (%) | Achievable Technical Potential | 0% | 0% | 0% | 0% | 0% | 0% | 0% | 0% | 0% | 0% | 0% | 0% | 0% | 0% | 0% | 0% | 0% | 0% | 0% | 0% | 0% | 0% | 0% | 0% | 0 | 0 | 0 | 0 | 0 | 0 | 0
F7_Industrial_Paper and Printing_New_Space Heating_Natural Gas_Gas Furnace - Maintenance_A_Achievable Technical Potential | F7 | Industrial | Paper and Printing | New | Space Heating | Natural Gas | Gas Furnace - Maintenance | A | Incremental Energy Savings (MWh or mTherms) | Achievable Technical Potential | 0 | 0 | 0 | 0 | 0 | 0 | 0 | 0 | 0 | 0 | 0 | 0 | 0 | 0 | 0 | 0 | 0 | 0 | 0 | 0 | 0 | 0 | 0 | 0 | 0 | 0 | 0 | 0 | 0 | 0 | 0
F8_Industrial_Paper and Printing_New_Space Heating_Natural Gas_Gas Furnace - Maintenance_A_Achievable Technical Potential | F8 | Industrial | Paper and Printing | New | Space Heating | Natural Gas | Gas Furnace - Maintenance | A | Incremental Summer Peak Savings (MW) | Achievable Technical Potential | 0 | 0 | 0 | 0 | 0 | 0 | 0 | 0 | 0 | 0 | 0 | 0 | 0 | 0 | 0 | 0 | 0 | 0 | 0 | 0 | 0 | 0 | 0 | 0 | 0 | 0 | 0 | 0 | 0 | 0 | 0
F9_Industrial_Paper and Printing_New_Space Heating_Natural Gas_Gas Furnace - Maintenance_A_Achievable Technical Potential | F9 | Industrial | Paper and Printing | New | Space Heating | Natural Gas | Gas Furnace - Maintenance | A | Incremental Winter Peak Savings (MW) | Achievable Technical Potential | 0 | 0 | 0 | 0 | 0 | 0 | 0 | 0 | 0 | 0 | 0 | 0 | 0 | 0 | 0 | 0 | 0 | 0 | 0 | 0 | 0 | 0 | 0 | 0 | 0 | 0 | 0 | 0 | 0 | 0 | 0
F10_Industrial_Paper and Printing_New_Space Heating_Natural Gas_Gas Furnace - Maintenance_A_Achievable Technical Potential | F10 | Industrial | Paper and Printing | New | Space Heating | Natural Gas | Gas Furnace - Maintenance | A | Cumulative Energy Savings (MWh or mTherms) | Achievable Technical Potential | 0 | 0 | 0 | 0 | 0 | 0 | 0 | 0 | 0 | 0 | 0 | 0 | 0 | 0 | 0 | 0 | 0 | 0 | 0 | 0 | 0 | 0 | 0 | 0 | 0 | 0 | 0 | 0 | 0 | 0 | 0
F11_Industrial_Paper and Printing_New_Space Heating_Natural Gas_Gas Furnace - Maintenance_A_Achievable Technical Potential | F11 | Industrial | Paper and Printing | New | Space Heating | Natural Gas | Gas Furnace - Maintenance | A | Cumulative Summer Peak Savings (MW) | Achievable Technical Potential | 0 | 0 | 0 | 0 | 0 | 0 | 0 | 0 | 0 | 0 | 0 | 0 | 0 | 0 | 0 | 0 | 0 | 0 | 0 | 0 | 0 | 0 | 0 | 0 | 0 | 0 | 0 | 0 | 0 | 0 | 0
F12_Industrial_Paper and Printing_New_Space Heating_Natural Gas_Gas Furnace - Maintenance_A_Achievable Technical Potential | F12 | Industrial | Paper and Printing | New | Space Heating | Natural Gas | Gas Furnace - Maintenance | A | Cumulative Winter Peak Savings (MW) | Achievable Technical Potential | 0 | 0 | 0 | 0 | 0 | 0 | 0 | 0 | 0 | 0 | 0 | 0 | 0 | 0 | 0 | 0 | 0 | 0 | 0 | 0 | 0 | 0 | 0 | 0 | 0 | 0 | 0 | 0 | 0 | 0 | 0
F13_Industrial_Paper and Printing_New_Space Heating_Natural Gas_Gas Furnace - Maintenance_A_Achievable Technical Potential | F13 | Industrial | Paper and Printing | New | Space Heating | Natural Gas | Gas Furnace - Maintenance | A | Purchases (Incremental) | Achievable Technical Potential | 0 | 0 | 0 | 0 | 0 | 0 | 0 | 0 | 0 | 0 | 0 | 0 | 0 | 0 | 0 | 0 | 0 | 0 | 0 | 0 | 0 | 0 | 0 | 0 | 0 | 0 | 0 | 0 | 0 | 0 | 0
F14_Industrial_Paper and Printing_New_Space Heating_Natural Gas_Gas Furnace - Maintenance_A_Achievable Technical Potential | F14 | Industrial | Paper and Printing | New | Space Heating | Natural Gas | Gas Furnace - Maintenance | A | Purchases (Cumulative) | Achievable Technical Potential | 0 | 0 | 0 | 0 | 0 | 0 | 0 | 0 | 0 | 0 | 0 | 0 | 0 | 0 | 0 | 0 | 0 | 0 | 0 | 0 | 0 | 0 | 0 | 0 | 0 | 0 | 0 | 0 | 0 | 0 | 0
F1_Industrial_Paper and Printing_New_Space Heating_Natural Gas_Gas Boiler - Hot Water Reset_A_Achievable Technical Potential | F1 | Industrial | Paper and Printing | New | Space Heating | Natural Gas | Gas Boiler - Hot Water Reset | A | Original Unit Energy Savings (kWh or therms) | Achievable Technical Potential | 0 | 0 | 0 | 0 | 0 | 0 | 0 | 0 | 0 | 0 | 0 | 0 | 0 | 0 | 0 | 0 | 0 | 0 | 0 | 0 | 0 | 0 | 0 | 0 | 0 | 0 | 0 | 0 | 0 | 0 | 0
F2_Industrial_Paper and Printing_New_Space Heating_Natural Gas_Gas Boiler - Hot Water Reset_A_Achievable Technical Potential | F2 | Industrial | Paper and Printing | New | Space Heating | Natural Gas | Gas Boiler - Hot Water Reset | A | Original Unit Summer Peak Savings (kW) | Achievable Technical Potential | 0 | 0 | 0 | 0 | 0 | 0 | 0 | 0 | 0 | 0 | 0 | 0 | 0 | 0 | 0 | 0 | 0 | 0 | 0 | 0 | 0 | 0 | 0 | 0 | 0 | 0 | 0 | 0 | 0 | 0 | 0
F3_Industrial_Paper and Printing_New_Space Heating_Natural Gas_Gas Boiler - Hot Water Reset_A_Achievable Technical Potential | F3 | Industrial | Paper and Printing | New | Space Heating | Natural Gas | Gas Boiler - Hot Water Reset | A | Original Unit Winter Peak Savings (kW) | Achievable Technical Potential | 0 | 0 | 0 | 0 | 0 | 0 | 0 | 0 | 0 | 0 | 0 | 0 | 0 | 0 | 0 | 0 | 0 | 0 | 0 | 0 | 0 | 0 | 0 | 0 | 0 | 0 | 0 | 0 | 0 | 0 | 0
F4_Industrial_Paper and Printing_New_Space Heating_Natural Gas_Gas Boiler - Hot Water Reset_A_Achievable Technical Potential | F4 | Industrial | Paper and Printing | New | Space Heating | Natural Gas | Gas Boiler - Hot Water Reset | A | Standalone Impact on Baseline Energy (%) | Achievable Technical Potential | 0% | 0% | 0% | 0% | 0% | 0% | 0% | 0% | 0% | 0% | 0% | 0% | 0% | 0% | 0% | 0% | 0% | 0% | 0% | 0% | 0% | 0% | 0% | 0% | 0 | 0 | 0 | 0 | 0 | 0 | 0
F5_Industrial_Paper and Printing_New_Space Heating_Natural Gas_Gas Boiler - Hot Water Reset_A_Achievable Technical Potential | F5 | Industrial | Paper and Printing | New | Space Heating | Natural Gas | Gas Boiler - Hot Water Reset | A | Standalone Impact on Baseline Summer Peak (%) | Achievable Technical Potential | 0% | 0% | 0% | 0% | 0% | 0% | 0% | 0% | 0% | 0% | 0% | 0% | 0% | 0% | 0% | 0% | 0% | 0% | 0% | 0% | 0% | 0% | 0% | 0% | 0 | 0 | 0 | 0 | 0 | 0 | 0
F6_Industrial_Paper and Printing_New_Space Heating_Natural Gas_Gas Boiler - Hot Water Reset_A_Achievable Technical Potential | F6 | Industrial | Paper and Printing | New | Space Heating | Natural Gas | Gas Boiler - Hot Water Reset | A | Standalone Impact on Baseline Winter Peak (%) | Achievable Technical Potential | 0% | 0% | 0% | 0% | 0% | 0% | 0% | 0% | 0% | 0% | 0% | 0% | 0% | 0% | 0% | 0% | 0% | 0% | 0% | 0% | 0% | 0% | 0% | 0% | 0 | 0 | 0 | 0 | 0 | 0 | 0
F7_Industrial_Paper and Printing_New_Space Heating_Natural Gas_Gas Boiler - Hot Water Reset_A_Achievable Technical Potential | F7 | Industrial | Paper and Printing | New | Space Heating | Natural Gas | Gas Boiler - Hot Water Reset | A | Incremental Energy Savings (MWh or mTherms) | Achievable Technical Potential | 0 | 0 | 0 | 0 | 0 | 0 | 0 | 0 | 0 | 0 | 0 | 0 | 0 | 0 | 0 | 0 | 0 | 0 | 0 | 0 | 0 | 0 | 0 | 0 | 0 | 0 | 0 | 0 | 0 | 0 | 0
F8_Industrial_Paper and Printing_New_Space Heating_Natural Gas_Gas Boiler - Hot Water Reset_A_Achievable Technical Potential | F8 | Industrial | Paper and Printing | New | Space Heating | Natural Gas | Gas Boiler - Hot Water Reset | A | Incremental Summer Peak Savings (MW) | Achievable Technical Potential | 0 | 0 | 0 | 0 | 0 | 0 | 0 | 0 | 0 | 0 | 0 | 0 | 0 | 0 | 0 | 0 | 0 | 0 | 0 | 0 | 0 | 0 | 0 | 0 | 0 | 0 | 0 | 0 | 0 | 0 | 0
F9_Industrial_Paper and Printing_New_Space Heating_Natural Gas_Gas Boiler - Hot Water Reset_A_Achievable Technical Potential | F9 | Industrial | Paper and Printing | New | Space Heating | Natural Gas | Gas Boiler - Hot Water Reset | A | Incremental Winter Peak Savings (MW) | Achievable Technical Potential | 0 | 0 | 0 | 0 | 0 | 0 | 0 | 0 | 0 | 0 | 0 | 0 | 0 | 0 | 0 | 0 | 0 | 0 | 0 | 0 | 0 | 0 | 0 | 0 | 0 | 0 | 0 | 0 | 0 | 0 | 0
F10_Industrial_Paper and Printing_New_Space Heating_Natural Gas_Gas Boiler - Hot Water Reset_A_Achievable Technical Potential | F10 | Industrial | Paper and Printing | New | Space Heating | Natural Gas | Gas Boiler - Hot Water Reset | A | Cumulative Energy Savings (MWh or mTherms) | Achievable Technical Potential | 0 | 0 | 0 | 0 | 0 | 0 | 0 | 0 | 0 | 0 | 0 | 0 | 0 | 0 | 0 | 0 | 0 | 0 | 0 | 0 | 0 | 0 | 0 | 0 | 0 | 0 | 0 | 0 | 0 | 0 | 0
F11_Industrial_Paper and Printing_New_Space Heating_Natural Gas_Gas Boiler - Hot Water Reset_A_Achievable Technical Potential | F11 | Industrial | Paper and Printing | New | Space Heating | Natural Gas | Gas Boiler - Hot Water Reset | A | Cumulative Summer Peak Savings (MW) | Achievable Technical Potential | 0 | 0 | 0 | 0 | 0 | 0 | 0 | 0 | 0 | 0 | 0 | 0 | 0 | 0 | 0 | 0 | 0 | 0 | 0 | 0 | 0 | 0 | 0 | 0 | 0 | 0 | 0 | 0 | 0 | 0 | 0
F12_Industrial_Paper and Printing_New_Space Heating_Natural Gas_Gas Boiler - Hot Water Reset_A_Achievable Technical Potential | F12 | Industrial | Paper and Printing | New | Space Heating | Natural Gas | Gas Boiler - Hot Water Reset | A | Cumulative Winter Peak Savings (MW) | Achievable Technical Potential | 0 | 0 | 0 | 0 | 0 | 0 | 0 | 0 | 0 | 0 | 0 | 0 | 0 | 0 | 0 | 0 | 0 | 0 | 0 | 0 | 0 | 0 | 0 | 0 | 0 | 0 | 0 | 0 | 0 | 0 | 0
F13_Industrial_Paper and Printing_New_Space Heating_Natural Gas_Gas Boiler - Hot Water Reset_A_Achievable Technical Potential | F13 | Industrial | Paper and Printing | New | Space Heating | Natural Gas | Gas Boiler - Hot Water Reset | A | Purchases (Incremental) | Achievable Technical Potential | 0 | 0 | 0 | 0 | 0 | 0 | 0 | 0 | 0 | 0 | 0 | 0 | 0 | 0 | 0 | 0 | 0 | 0 | 0 | 0 | 0 | 0 | 0 | 0 | 0 | 0 | 0 | 0 | 0 | 0 | 0
F14_Industrial_Paper and Printing_New_Space Heating_Natural Gas_Gas Boiler - Hot Water Reset_A_Achievable Technical Potential | F14 | Industrial | Paper and Printing | New | Space Heating | Natural Gas | Gas Boiler - Hot Water Reset | A | Purchases (Cumulative) | Achievable Technical Potential | 0 | 0 | 0 | 0 | 0 | 0 | 0 | 0 | 0 | 0 | 0 | 0 | 0 | 0 | 0 | 0 | 0 | 0 | 0 | 0 | 0 | 0 | 0 | 0 | 0 | 0 | 0 | 0 | 0 | 0 | 0
F1_Industrial_Paper and Printing_New_Process_Natural Gas_Gas Boiler - Hot Water Reset_A_Achievable Technical Potential | F1 | Industrial | Paper and Printing | New | Process | Natural Gas | Gas Boiler - Hot Water Reset | A | Original Unit Energy Savings (kWh or therms) | Achievable Technical Potential | 0 | 0 | 0 | 0 | 0 | 101.4573 | 101.4573 | 101.4573 | 101.4573 | 101.4573 | 101.4573 | 101.4573 | 101.4573 | 101.4573 | 101.4573 | 101.4573 | 101.4573 | 101.4573 | 101.4573 | 101.4573 | 101.4573 | 101.4573 | 101.4573 | 101.4573 | 101.4573 | 101.4573 | 101.4573 | 101.4573 | 101.4573 | 101.4573 | 101.4573
F2_Industrial_Paper and Printing_New_Process_Natural Gas_Gas Boiler - Hot Water Reset_A_Achievable Technical Potential | F2 | Industrial | Paper and Printing | New | Process | Natural Gas | Gas Boiler - Hot Water Reset | A | Original Unit Summer Peak Savings (kW) | Achievable Technical Potential | 0 | 0 | 0 | 0 | 0 | 0 | 0 | 0 | 0 | 0 | 0 | 0 | 0 | 0 | 0 | 0 | 0 | 0 | 0 | 0 | 0 | 0 | 0 | 0 | 0 | 0 | 0 | 0 | 0 | 0 | 0
F3_Industrial_Paper and Printing_New_Process_Natural Gas_Gas Boiler - Hot Water Reset_A_Achievable Technical Potential | F3 | Industrial | Paper and Printing | New | Process | Natural Gas | Gas Boiler - Hot Water Reset | A | Original Unit Winter Peak Savings (kW) | Achievable Technical Potential | 0 | 0 | 0 | 0 | 0 | 0 | 0 | 0 | 0 | 0 | 0 | 0 | 0 | 0 | 0 | 0 | 0 | 0 | 0 | 0 | 0 | 0 | 0 | 0 | 0 | 0 | 0 | 0 | 0 | 0 | 0
F4_Industrial_Paper and Printing_New_Process_Natural Gas_Gas Boiler - Hot Water Reset_A_Achievable Technical Potential | F4 | Industrial | Paper and Printing | New | Process | Natural Gas | Gas Boiler - Hot Water Reset | A | Standalone Impact on Baseline Energy (%) | Achievable Technical Potential | 0% | 0% | 0% | 0% | 0% | 0.01752% | 0.0363% | 0.05773% | 0.08146% | 0.1077% | 0.1381% | 0.1709% | 0.203% | 0.2312% | 0.2526% | 0.2653% | 0.2686% | 0.2646% | 0.256% | 0.2456% | 0.2348% | 0.2243% | 0.2147% | 0.2059% | 0.0019782 | 0.0019039 | 0.0018352 | 0.0017714 | 0 | 0 | 0
F5_Industrial_Paper and Printing_New_Process_Natural Gas_Gas Boiler - Hot Water Reset_A_Achievable Technical Potential | F5 | Industrial | Paper and Printing | New | Process | Natural Gas | Gas Boiler - Hot Water Reset | A | Standalone Impact on Baseline Summer Peak (%) | Achievable Technical Potential | 0% | 0% | 0% | 0% | 0% | 0% | 0% | 0% | 0% | 0% | 0% | 0% | 0% | 0% | 0% | 0% | 0% | 0% | 0% | 0% | 0% | 0% | 0% | 0% | 0 | 0 | 0 | 0 | 0 | 0 | 0
F6_Industrial_Paper and Printing_New_Process_Natural Gas_Gas Boiler - Hot Water Reset_A_Achievable Technical Potential | F6 | Industrial | Paper and Printing | New | Process | Natural Gas | Gas Boiler - Hot Water Reset | A | Standalone Impact on Baseline Winter Peak (%) | Achievable Technical Potential | 0% | 0% | 0% | 0% | 0% | 0% | 0% | 0% | 0% | 0% | 0% | 0% | 0% | 0% | 0% | 0% | 0% | 0% | 0% | 0% | 0% | 0% | 0% | 0% | 0 | 0 | 0 | 0 | 0 | 0 | 0
F7_Industrial_Paper and Printing_New_Process_Natural Gas_Gas Boiler - Hot Water Reset_A_Achievable Technical Potential | F7 | Industrial | Paper and Printing | New | Process | Natural Gas | Gas Boiler - Hot Water Reset | A | Incremental Energy Savings (MWh or mTherms) | Achievable Technical Potential | 0 | 0 | 0 | 0 | 0 | 0.0049814 | 0.0072462 | 0.010249 | 0.013492 | 0.017209 | 0.022249 | 0.026714 | 0.02964 | 0.030142 | 0.027779 | 0.022949 | 0.01614 | 0.0099242 | 0.0050431 | 0.0022447 | 0.00085666 | 0.0049814 | 0.0072462 | 0.010249 | 0.013492 | 0.017209 | 0.022249 | 0.026714 | 0.02964 | 0.030142 | 0.027779
F8_Industrial_Paper and Printing_New_Process_Natural Gas_Gas Boiler - Hot Water Reset_A_Achievable Technical Potential | F8 | Industrial | Paper and Printing | New | Process | Natural Gas | Gas Boiler - Hot Water Reset | A | Incremental Summer Peak Savings (MW) | Achievable Technical Potential | 0 | 0 | 0 | 0 | 0 | 0 | 0 | 0 | 0 | 0 | 0 | 0 | 0 | 0 | 0 | 0 | 0 | 0 | 0 | 0 | 0 | 0 | 0 | 0 | 0 | 0 | 0 | 0 | 0 | 0 | 0
F9_Industrial_Paper and Printing_New_Process_Natural Gas_Gas Boiler - Hot Water Reset_A_Achievable Technical Potential | F9 | Industrial | Paper and Printing | New | Process | Natural Gas | Gas Boiler - Hot Water Reset | A | Incremental Winter Peak Savings (MW) | Achievable Technical Potential | 0 | 0 | 0 | 0 | 0 | 0 | 0 | 0 | 0 | 0 | 0 | 0 | 0 | 0 | 0 | 0 | 0 | 0 | 0 | 0 | 0 | 0 | 0 | 0 | 0 | 0 | 0 | 0 | 0 | 0 | 0
F10_Industrial_Paper and Printing_New_Process_Natural Gas_Gas Boiler - Hot Water Reset_A_Achievable Technical Potential | F10 | Industrial | Paper and Printing | New | Process | Natural Gas | Gas Boiler - Hot Water Reset | A | Cumulative Energy Savings (MWh or mTherms) | Achievable Technical Potential | 0 | 0 | 0 | 0 | 0 | 0.0049814 | 0.012228 | 0.022477 | 0.035969 | 0.053178 | 0.075427 | 0.10214 | 0.13178 | 0.16192 | 0.1897 | 0.21265 | 0.22879 | 0.23871 | 0.24376 | 0.246 | 0.24686 | 0.24686 | 0.24686 | 0.24686 | 0.24686 | 0.24686 | 0.24686 | 0.24686 | 0.24686 | 0.24686 | 0.24686
F11_Industrial_Paper and Printing_New_Process_Natural Gas_Gas Boiler - Hot Water Reset_A_Achievable Technical Potential | F11 | Industrial | Paper and Printing | New | Process | Natural Gas | Gas Boiler - Hot Water Reset | A | Cumulative Summer Peak Savings (MW) | Achievable Technical Potential | 0 | 0 | 0 | 0 | 0 | 0 | 0 | 0 | 0 | 0 | 0 | 0 | 0 | 0 | 0 | 0 | 0 | 0 | 0 | 0 | 0 | 0 | 0 | 0 | 0 | 0 | 0 | 0 | 0 | 0 | 0
F12_Industrial_Paper and Printing_New_Process_Natural Gas_Gas Boiler - Hot Water Reset_A_Achievable Technical Potential | F12 | Industrial | Paper and Printing | New | Process | Natural Gas | Gas Boiler - Hot Water Reset | A | Cumulative Winter Peak Savings (MW) | Achievable Technical Potential | 0 | 0 | 0 | 0 | 0 | 0 | 0 | 0 | 0 | 0 | 0 | 0 | 0 | 0 | 0 | 0 | 0 | 0 | 0 | 0 | 0 | 0 | 0 | 0 | 0 | 0 | 0 | 0 | 0 | 0 | 0
F13_Industrial_Paper and Printing_New_Process_Natural Gas_Gas Boiler - Hot Water Reset_A_Achievable Technical Potential | F13 | Industrial | Paper and Printing | New | Process | Natural Gas | Gas Boiler - Hot Water Reset | A | Purchases (Incremental) | Achievable Technical Potential | 0 | 0 | 0 | 0 | 0 | 0.049098 | 0.071421 | 0.10102 | 0.13298 | 0.16962 | 0.2193 | 0.2633 | 0.29214 | 0.29709 | 0.2738 | 0.22619 | 0.15908 | 0.097816 | 0.049707 | 0.022124 | 0.0084436 | 0.049098 | 0.071421 | 0.10102 | 0.13298 | 0.16962 | 0.2193 | 0.2633 | 0.29214 | 0.29709 | 0.2738
F14_Industrial_Paper and Printing_New_Process_Natural Gas_Gas Boiler - Hot Water Reset_A_Achievable Technical Potential | F14 | Industrial | Paper and Printing | New | Process | Natural Gas | Gas Boiler - Hot Water Reset | A | Purchases (Cumulative) | Achievable Technical Potential | 0 | 0 | 0 | 0 | 0 | 0.049098 | 0.12052 | 0.22154 | 0.35452 | 0.52414 | 0.74344 | 1.0067 | 1.2989 | 1.596 | 1.8698 | 2.096 | 2.255 | 2.3529 | 2.4026 | 2.4247 | 2.4331 | 2.4331 | 2.4331 | 2.4331 | 2.4331 | 2.4331 | 2.4331 | 2.4331 | 2.4331 | 2.4331 | 2.4331
F1_Industrial_Paper and Printing_New_Space Heating_Natural Gas_Steam Trap Maintenance_A_Achievable Technical Potential | F1 | Industrial | Paper and Printing | New | Space Heating | Natural Gas | Steam Trap Maintenance | A | Original Unit Energy Savings (kWh or therms) | Achievable Technical Potential | 0 | 0 | 0 | 0 | 0 | 0 | 0 | 0 | 0 | 0 | 0 | 0 | 0 | 0 | 0 | 0 | 0 | 0 | 0 | 0 | 0 | 0 | 0 | 0 | 0 | 0 | 0 | 0 | 0 | 0 | 0
F2_Industrial_Paper and Printing_New_Space Heating_Natural Gas_Steam Trap Maintenance_A_Achievable Technical Potential | F2 | Industrial | Paper and Printing | New | Space Heating | Natural Gas | Steam Trap Maintenance | A | Original Unit Summer Peak Savings (kW) | Achievable Technical Potential | 0 | 0 | 0 | 0 | 0 | 0 | 0 | 0 | 0 | 0 | 0 | 0 | 0 | 0 | 0 | 0 | 0 | 0 | 0 | 0 | 0 | 0 | 0 | 0 | 0 | 0 | 0 | 0 | 0 | 0 | 0
F3_Industrial_Paper and Printing_New_Space Heating_Natural Gas_Steam Trap Maintenance_A_Achievable Technical Potential | F3 | Industrial | Paper and Printing | New | Space Heating | Natural Gas | Steam Trap Maintenance | A | Original Unit Winter Peak Savings (kW) | Achievable Technical Potential | 0 | 0 | 0 | 0 | 0 | 0 | 0 | 0 | 0 | 0 | 0 | 0 | 0 | 0 | 0 | 0 | 0 | 0 | 0 | 0 | 0 | 0 | 0 | 0 | 0 | 0 | 0 | 0 | 0 | 0 | 0
F4_Industrial_Paper and Printing_New_Space Heating_Natural Gas_Steam Trap Maintenance_A_Achievable Technical Potential | F4 | Industrial | Paper and Printing | New | Space Heating | Natural Gas | Steam Trap Maintenance | A | Standalone Impact on Baseline Energy (%) | Achievable Technical Potential | 0% | 0% | 0% | 0% | 0% | 0% | 0% | 0% | 0% | 0% | 0% | 0% | 0% | 0% | 0% | 0% | 0% | 0% | 0% | 0% | 0% | 0% | 0% | 0% | 0 | 0 | 0 | 0 | 0 | 0 | 0
F5_Industrial_Paper and Printing_New_Space Heating_Natural Gas_Steam Trap Maintenance_A_Achievable Technical Potential | F5 | Industrial | Paper and Printing | New | Space Heating | Natural Gas | Steam Trap Maintenance | A | Standalone Impact on Baseline Summer Peak (%) | Achievable Technical Potential | 0% | 0% | 0% | 0% | 0% | 0% | 0% | 0% | 0% | 0% | 0% | 0% | 0% | 0% | 0% | 0% | 0% | 0% | 0% | 0% | 0% | 0% | 0% | 0% | 0 | 0 | 0 | 0 | 0 | 0 | 0
F6_Industrial_Paper and Printing_New_Space Heating_Natural Gas_Steam Trap Maintenance_A_Achievable Technical Potential | F6 | Industrial | Paper and Printing | New | Space Heating | Natural Gas | Steam Trap Maintenance | A | Standalone Impact on Baseline Winter Peak (%) | Achievable Technical Potential | 0% | 0% | 0% | 0% | 0% | 0% | 0% | 0% | 0% | 0% | 0% | 0% | 0% | 0% | 0% | 0% | 0% | 0% | 0% | 0% | 0% | 0% | 0% | 0% | 0 | 0 | 0 | 0 | 0 | 0 | 0
F7_Industrial_Paper and Printing_New_Space Heating_Natural Gas_Steam Trap Maintenance_A_Achievable Technical Potential | F7 | Industrial | Paper and Printing | New | Space Heating | Natural Gas | Steam Trap Maintenance | A | Incremental Energy Savings (MWh or mTherms) | Achievable Technical Potential | 0 | 0 | 0 | 0 | 0 | 0 | 0 | 0 | 0 | 0 | 0 | 0 | 0 | 0 | 0 | 0 | 0 | 0 | 0 | 0 | 0 | 0 | 0 | 0 | 0 | 0 | 0 | 0 | 0 | 0 | 0
F8_Industrial_Paper and Printing_New_Space Heating_Natural Gas_Steam Trap Maintenance_A_Achievable Technical Potential | F8 | Industrial | Paper and Printing | New | Space Heating | Natural Gas | Steam Trap Maintenance | A | Incremental Summer Peak Savings (MW) | Achievable Technical Potential | 0 | 0 | 0 | 0 | 0 | 0 | 0 | 0 | 0 | 0 | 0 | 0 | 0 | 0 | 0 | 0 | 0 | 0 | 0 | 0 | 0 | 0 | 0 | 0 | 0 | 0 | 0 | 0 | 0 | 0 | 0
F9_Industrial_Paper and Printing_New_Space Heating_Natural Gas_Steam Trap Maintenance_A_Achievable Technical Potential | F9 | Industrial | Paper and Printing | New | Space Heating | Natural Gas | Steam Trap Maintenance | A | Incremental Winter Peak Savings (MW) | Achievable Technical Potential | 0 | 0 | 0 | 0 | 0 | 0 | 0 | 0 | 0 | 0 | 0 | 0 | 0 | 0 | 0 | 0 | 0 | 0 | 0 | 0 | 0 | 0 | 0 | 0 | 0 | 0 | 0 | 0 | 0 | 0 | 0
F10_Industrial_Paper and Printing_New_Space Heating_Natural Gas_Steam Trap Maintenance_A_Achievable Technical Potential | F10 | Industrial | Paper and Printing | New | Space Heating | Natural Gas | Steam Trap Maintenance | A | Cumulative Energy Savings (MWh or mTherms) | Achievable Technical Potential | 0 | 0 | 0 | 0 | 0 | 0 | 0 | 0 | 0 | 0 | 0 | 0 | 0 | 0 | 0 | 0 | 0 | 0 | 0 | 0 | 0 | 0 | 0 | 0 | 0 | 0 | 0 | 0 | 0 | 0 | 0
F11_Industrial_Paper and Printing_New_Space Heating_Natural Gas_Steam Trap Maintenance_A_Achievable Technical Potential | F11 | Industrial | Paper and Printing | New | Space Heating | Natural Gas | Steam Trap Maintenance | A | Cumulative Summer Peak Savings (MW) | Achievable Technical Potential | 0 | 0 | 0 | 0 | 0 | 0 | 0 | 0 | 0 | 0 | 0 | 0 | 0 | 0 | 0 | 0 | 0 | 0 | 0 | 0 | 0 | 0 | 0 | 0 | 0 | 0 | 0 | 0 | 0 | 0 | 0
F12_Industrial_Paper and Printing_New_Space Heating_Natural Gas_Steam Trap Maintenance_A_Achievable Technical Potential | F12 | Industrial | Paper and Printing | New | Space Heating | Natural Gas | Steam Trap Maintenance | A | Cumulative Winter Peak Savings (MW) | Achievable Technical Potential | 0 | 0 | 0 | 0 | 0 | 0 | 0 | 0 | 0 | 0 | 0 | 0 | 0 | 0 | 0 | 0 | 0 | 0 | 0 | 0 | 0 | 0 | 0 | 0 | 0 | 0 | 0 | 0 | 0 | 0 | 0
F13_Industrial_Paper and Printing_New_Space Heating_Natural Gas_Steam Trap Maintenance_A_Achievable Technical Potential | F13 | Industrial | Paper and Printing | New | Space Heating | Natural Gas | Steam Trap Maintenance | A | Purchases (Incremental) | Achievable Technical Potential | 0 | 0 | 0 | 0 | 0 | 0 | 0 | 0 | 0 | 0 | 0 | 0 | 0 | 0 | 0 | 0 | 0 | 0 | 0 | 0 | 0 | 0 | 0 | 0 | 0 | 0 | 0 | 0 | 0 | 0 | 0
F14_Industrial_Paper and Printing_New_Space Heating_Natural Gas_Steam Trap Maintenance_A_Achievable Technical Potential | F14 | Industrial | Paper and Printing | New | Space Heating | Natural Gas | Steam Trap Maintenance | A | Purchases (Cumulative) | Achievable Technical Potential | 0 | 0 | 0 | 0 | 0 | 0 | 0 | 0 | 0 | 0 | 0 | 0 | 0 | 0 | 0 | 0 | 0 | 0 | 0 | 0 | 0 | 0 | 0 | 0 | 0 | 0 | 0 | 0 | 0 | 0 | 0
F1_Industrial_Paper and Printing_New_Process_Natural Gas_Steam Trap Maintenance_A_Achievable Technical Potential | F1 | Industrial | Paper and Printing | New | Process | Natural Gas | Steam Trap Maintenance | A | Original Unit Energy Savings (kWh or therms) | Achievable Technical Potential | 0 | 0 | 0 | 0 | 0 | 71.6855 | 71.6855 | 71.6855 | 71.6855 | 71.6855 | 71.6855 | 71.6855 | 71.6855 | 71.6855 | 71.6855 | 71.6855 | 71.6855 | 71.6855 | 71.6855 | 71.6855 | 71.6855 | 71.6855 | 71.6855 | 71.6855 | 71.6855 | 71.6855 | 71.6855 | 71.6855 | 71.6855 | 71.6855 | 71.6855
F2_Industrial_Paper and Printing_New_Process_Natural Gas_Steam Trap Maintenance_A_Achievable Technical Potential | F2 | Industrial | Paper and Printing | New | Process | Natural Gas | Steam Trap Maintenance | A | Original Unit Summer Peak Savings (kW) | Achievable Technical Potential | 0 | 0 | 0 | 0 | 0 | 0 | 0 | 0 | 0 | 0 | 0 | 0 | 0 | 0 | 0 | 0 | 0 | 0 | 0 | 0 | 0 | 0 | 0 | 0 | 0 | 0 | 0 | 0 | 0 | 0 | 0
F3_Industrial_Paper and Printing_New_Process_Natural Gas_Steam Trap Maintenance_A_Achievable Technical Potential | F3 | Industrial | Paper and Printing | New | Process | Natural Gas | Steam Trap Maintenance | A | Original Unit Winter Peak Savings (kW) | Achievable Technical Potential | 0 | 0 | 0 | 0 | 0 | 0 | 0 | 0 | 0 | 0 | 0 | 0 | 0 | 0 | 0 | 0 | 0 | 0 | 0 | 0 | 0 | 0 | 0 | 0 | 0 | 0 | 0 | 0 | 0 | 0 | 0
F4_Industrial_Paper and Printing_New_Process_Natural Gas_Steam Trap Maintenance_A_Achievable Technical Potential | F4 | Industrial | Paper and Printing | New | Process | Natural Gas | Steam Trap Maintenance | A | Standalone Impact on Baseline Energy (%) | Achievable Technical Potential | 0% | 0% | 0% | 0% | 0% | 0% | 0% | 0% | 0% | 0% | 0% | 0% | 0% | 0% | 0% | 0% | 0% | 0% | 0% | 0% | 0% | 0% | 0% | 0% | 0 | 0 | 0 | 0 | 0 | 0 | 0
F5_Industrial_Paper and Printing_New_Process_Natural Gas_Steam Trap Maintenance_A_Achievable Technical Potential | F5 | Industrial | Paper and Printing | New | Process | Natural Gas | Steam Trap Maintenance | A | Standalone Impact on Baseline Summer Peak (%) | Achievable Technical Potential | 0% | 0% | 0% | 0% | 0% | 0% | 0% | 0% | 0% | 0% | 0% | 0% | 0% | 0% | 0% | 0% | 0% | 0% | 0% | 0% | 0% | 0% | 0% | 0% | 0 | 0 | 0 | 0 | 0 | 0 | 0
F6_Industrial_Paper and Printing_New_Process_Natural Gas_Steam Trap Maintenance_A_Achievable Technical Potential | F6 | Industrial | Paper and Printing | New | Process | Natural Gas | Steam Trap Maintenance | A | Standalone Impact on Baseline Winter Peak (%) | Achievable Technical Potential | 0% | 0% | 0% | 0% | 0% | 0% | 0% | 0% | 0% | 0% | 0% | 0% | 0% | 0% | 0% | 0% | 0% | 0% | 0% | 0% | 0% | 0% | 0% | 0% | 0 | 0 | 0 | 0 | 0 | 0 | 0
F7_Industrial_Paper and Printing_New_Process_Natural Gas_Steam Trap Maintenance_A_Achievable Technical Potential | F7 | Industrial | Paper and Printing | New | Process | Natural Gas | Steam Trap Maintenance | A | Incremental Energy Savings (MWh or mTherms) | Achievable Technical Potential | 0 | 0 | 0 | 0 | 0 | 0 | 0 | 0 | 0 | 0 | 0 | 0 | 0 | 0 | 0 | 0 | 0 | 0 | 0 | 0 | 0 | 0 | 0 | 0 | 0 | 0 | 0 | 0 | 0 | 0 | 0
F8_Industrial_Paper and Printing_New_Process_Natural Gas_Steam Trap Maintenance_A_Achievable Technical Potential | F8 | Industrial | Paper and Printing | New | Process | Natural Gas | Steam Trap Maintenance | A | Incremental Summer Peak Savings (MW) | Achievable Technical Potential | 0 | 0 | 0 | 0 | 0 | 0 | 0 | 0 | 0 | 0 | 0 | 0 | 0 | 0 | 0 | 0 | 0 | 0 | 0 | 0 | 0 | 0 | 0 | 0 | 0 | 0 | 0 | 0 | 0 | 0 | 0
F9_Industrial_Paper and Printing_New_Process_Natural Gas_Steam Trap Maintenance_A_Achievable Technical Potential | F9 | Industrial | Paper and Printing | New | Process | Natural Gas | Steam Trap Maintenance | A | Incremental Winter Peak Savings (MW) | Achievable Technical Potential | 0 | 0 | 0 | 0 | 0 | 0 | 0 | 0 | 0 | 0 | 0 | 0 | 0 | 0 | 0 | 0 | 0 | 0 | 0 | 0 | 0 | 0 | 0 | 0 | 0 | 0 | 0 | 0 | 0 | 0 | 0
F10_Industrial_Paper and Printing_New_Process_Natural Gas_Steam Trap Maintenance_A_Achievable Technical Potential | F10 | Industrial | Paper and Printing | New | Process | Natural Gas | Steam Trap Maintenance | A | Cumulative Energy Savings (MWh or mTherms) | Achievable Technical Potential | 0 | 0 | 0 | 0 | 0 | 0 | 0 | 0 | 0 | 0 | 0 | 0 | 0 | 0 | 0 | 0 | 0 | 0 | 0 | 0 | 0 | 0 | 0 | 0 | 0 | 0 | 0 | 0 | 0 | 0 | 0
F11_Industrial_Paper and Printing_New_Process_Natural Gas_Steam Trap Maintenance_A_Achievable Technical Potential | F11 | Industrial | Paper and Printing | New | Process | Natural Gas | Steam Trap Maintenance | A | Cumulative Summer Peak Savings (MW) | Achievable Technical Potential | 0 | 0 | 0 | 0 | 0 | 0 | 0 | 0 | 0 | 0 | 0 | 0 | 0 | 0 | 0 | 0 | 0 | 0 | 0 | 0 | 0 | 0 | 0 | 0 | 0 | 0 | 0 | 0 | 0 | 0 | 0
F12_Industrial_Paper and Printing_New_Process_Natural Gas_Steam Trap Maintenance_A_Achievable Technical Potential | F12 | Industrial | Paper and Printing | New | Process | Natural Gas | Steam Trap Maintenance | A | Cumulative Winter Peak Savings (MW) | Achievable Technical Potential | 0 | 0 | 0 | 0 | 0 | 0 | 0 | 0 | 0 | 0 | 0 | 0 | 0 | 0 | 0 | 0 | 0 | 0 | 0 | 0 | 0 | 0 | 0 | 0 | 0 | 0 | 0 | 0 | 0 | 0 | 0
F13_Industrial_Paper and Printing_New_Process_Natural Gas_Steam Trap Maintenance_A_Achievable Technical Potential | F13 | Industrial | Paper and Printing | New | Process | Natural Gas | Steam Trap Maintenance | A | Purchases (Incremental) | Achievable Technical Potential | 0 | 0 | 0 | 0 | 0 | 0 | 0 | 0 | 0 | 0 | 0 | 0 | 0 | 0 | 0 | 0 | 0 | 0 | 0 | 0 | 0 | 0 | 0 | 0 | 0 | 0 | 0 | 0 | 0 | 0 | 0
F14_Industrial_Paper and Printing_New_Process_Natural Gas_Steam Trap Maintenance_A_Achievable Technical Potential | F14 | Industrial | Paper and Printing | New | Process | Natural Gas | Steam Trap Maintenance | A | Purchases (Cumulative) | Achievable Technical Potential | 0 | 0 | 0 | 0 | 0 | 0 | 0 | 0 | 0 | 0 | 0 | 0 | 0 | 0 | 0 | 0 | 0 | 0 | 0 | 0 | 0 | 0 | 0 | 0 | 0 | 0 | 0 | 0 | 0 | 0 | 0
F1_Industrial_Paper and Printing_New_Space Heating_Natural Gas_Gas Boiler - High Turndown_A_Achievable Technical Potential | F1 | Industrial | Paper and Printing | New | Space Heating | Natural Gas | Gas Boiler - High Turndown | A | Original Unit Energy Savings (kWh or therms) | Achievable Technical Potential | 0 | 0 | 0 | 0 | 0 | 0 | 0 | 0 | 0 | 0 | 0 | 0 | 0 | 0 | 0 | 0 | 0 | 0 | 0 | 0 | 0 | 0 | 0 | 0 | 0 | 0 | 0 | 0 | 0 | 0 | 0
F2_Industrial_Paper and Printing_New_Space Heating_Natural Gas_Gas Boiler - High Turndown_A_Achievable Technical Potential | F2 | Industrial | Paper and Printing | New | Space Heating | Natural Gas | Gas Boiler - High Turndown | A | Original Unit Summer Peak Savings (kW) | Achievable Technical Potential | 0 | 0 | 0 | 0 | 0 | 0 | 0 | 0 | 0 | 0 | 0 | 0 | 0 | 0 | 0 | 0 | 0 | 0 | 0 | 0 | 0 | 0 | 0 | 0 | 0 | 0 | 0 | 0 | 0 | 0 | 0
F3_Industrial_Paper and Printing_New_Space Heating_Natural Gas_Gas Boiler - High Turndown_A_Achievable Technical Potential | F3 | Industrial | Paper and Printing | New | Space Heating | Natural Gas | Gas Boiler - High Turndown | A | Original Unit Winter Peak Savings (kW) | Achievable Technical Potential | 0 | 0 | 0 | 0 | 0 | 0 | 0 | 0 | 0 | 0 | 0 | 0 | 0 | 0 | 0 | 0 | 0 | 0 | 0 | 0 | 0 | 0 | 0 | 0 | 0 | 0 | 0 | 0 | 0 | 0 | 0
F4_Industrial_Paper and Printing_New_Space Heating_Natural Gas_Gas Boiler - High Turndown_A_Achievable Technical Potential | F4 | Industrial | Paper and Printing | New | Space Heating | Natural Gas | Gas Boiler - High Turndown | A | Standalone Impact on Baseline Energy (%) | Achievable Technical Potential | 0% | 0% | 0% | 0% | 0% | 0% | 0% | 0% | 0% | 0% | 0% | 0% | 0% | 0% | 0% | 0% | 0% | 0% | 0% | 0% | 0% | 0% | 0% | 0% | 0 | 0 | 0 | 0 | 0 | 0 | 0
F5_Industrial_Paper and Printing_New_Space Heating_Natural Gas_Gas Boiler - High Turndown_A_Achievable Technical Potential | F5 | Industrial | Paper and Printing | New | Space Heating | Natural Gas | Gas Boiler - High Turndown | A | Standalone Impact on Baseline Summer Peak (%) | Achievable Technical Potential | 0% | 0% | 0% | 0% | 0% | 0% | 0% | 0% | 0% | 0% | 0% | 0% | 0% | 0% | 0% | 0% | 0% | 0% | 0% | 0% | 0% | 0% | 0% | 0% | 0 | 0 | 0 | 0 | 0 | 0 | 0
F6_Industrial_Paper and Printing_New_Space Heating_Natural Gas_Gas Boiler - High Turndown_A_Achievable Technical Potential | F6 | Industrial | Paper and Printing | New | Space Heating | Natural Gas | Gas Boiler - High Turndown | A | Standalone Impact on Baseline Winter Peak (%) | Achievable Technical Potential | 0% | 0% | 0% | 0% | 0% | 0% | 0% | 0% | 0% | 0% | 0% | 0% | 0% | 0% | 0% | 0% | 0% | 0% | 0% | 0% | 0% | 0% | 0% | 0% | 0 | 0 | 0 | 0 | 0 | 0 | 0
F7_Industrial_Paper and Printing_New_Space Heating_Natural Gas_Gas Boiler - High Turndown_A_Achievable Technical Potential | F7 | Industrial | Paper and Printing | New | Space Heating | Natural Gas | Gas Boiler - High Turndown | A | Incremental Energy Savings (MWh or mTherms) | Achievable Technical Potential | 0 | 0 | 0 | 0 | 0 | 0 | 0 | 0 | 0 | 0 | 0 | 0 | 0 | 0 | 0 | 0 | 0 | 0 | 0 | 0 | 0 | 0 | 0 | 0 | 0 | 0 | 0 | 0 | 0 | 0 | 0
F8_Industrial_Paper and Printing_New_Space Heating_Natural Gas_Gas Boiler - High Turndown_A_Achievable Technical Potential | F8 | Industrial | Paper and Printing | New | Space Heating | Natural Gas | Gas Boiler - High Turndown | A | Incremental Summer Peak Savings (MW) | Achievable Technical Potential | 0 | 0 | 0 | 0 | 0 | 0 | 0 | 0 | 0 | 0 | 0 | 0 | 0 | 0 | 0 | 0 | 0 | 0 | 0 | 0 | 0 | 0 | 0 | 0 | 0 | 0 | 0 | 0 | 0 | 0 | 0
F9_Industrial_Paper and Printing_New_Space Heating_Natural Gas_Gas Boiler - High Turndown_A_Achievable Technical Potential | F9 | Industrial | Paper and Printing | New | Space Heating | Natural Gas | Gas Boiler - High Turndown | A | Incremental Winter Peak Savings (MW) | Achievable Technical Potential | 0 | 0 | 0 | 0 | 0 | 0 | 0 | 0 | 0 | 0 | 0 | 0 | 0 | 0 | 0 | 0 | 0 | 0 | 0 | 0 | 0 | 0 | 0 | 0 | 0 | 0 | 0 | 0 | 0 | 0 | 0
F10_Industrial_Paper and Printing_New_Space Heating_Natural Gas_Gas Boiler - High Turndown_A_Achievable Technical Potential | F10 | Industrial | Paper and Printing | New | Space Heating | Natural Gas | Gas Boiler - High Turndown | A | Cumulative Energy Savings (MWh or mTherms) | Achievable Technical Potential | 0 | 0 | 0 | 0 | 0 | 0 | 0 | 0 | 0 | 0 | 0 | 0 | 0 | 0 | 0 | 0 | 0 | 0 | 0 | 0 | 0 | 0 | 0 | 0 | 0 | 0 | 0 | 0 | 0 | 0 | 0
F11_Industrial_Paper and Printing_New_Space Heating_Natural Gas_Gas Boiler - High Turndown_A_Achievable Technical Potential | F11 | Industrial | Paper and Printing | New | Space Heating | Natural Gas | Gas Boiler - High Turndown | A | Cumulative Summer Peak Savings (MW) | Achievable Technical Potential | 0 | 0 | 0 | 0 | 0 | 0 | 0 | 0 | 0 | 0 | 0 | 0 | 0 | 0 | 0 | 0 | 0 | 0 | 0 | 0 | 0 | 0 | 0 | 0 | 0 | 0 | 0 | 0 | 0 | 0 | 0
F12_Industrial_Paper and Printing_New_Space Heating_Natural Gas_Gas Boiler - High Turndown_A_Achievable Technical Potential | F12 | Industrial | Paper and Printing | New | Space Heating | Natural Gas | Gas Boiler - High Turndown | A | Cumulative Winter Peak Savings (MW) | Achievable Technical Potential | 0 | 0 | 0 | 0 | 0 | 0 | 0 | 0 | 0 | 0 | 0 | 0 | 0 | 0 | 0 | 0 | 0 | 0 | 0 | 0 | 0 | 0 | 0 | 0 | 0 | 0 | 0 | 0 | 0 | 0 | 0
F13_Industrial_Paper and Printing_New_Space Heating_Natural Gas_Gas Boiler - High Turndown_A_Achievable Technical Potential | F13 | Industrial | Paper and Printing | New | Space Heating | Natural Gas | Gas Boiler - High Turndown | A | Purchases (Incremental) | Achievable Technical Potential | 0 | 0 | 0 | 0 | 0 | 0 | 0 | 0 | 0 | 0 | 0 | 0 | 0 | 0 | 0 | 0 | 0 | 0 | 0 | 0 | 0 | 0 | 0 | 0 | 0 | 0 | 0 | 0 | 0 | 0 | 0
F14_Industrial_Paper and Printing_New_Space Heating_Natural Gas_Gas Boiler - High Turndown_A_Achievable Technical Potential | F14 | Industrial | Paper and Printing | New | Space Heating | Natural Gas | Gas Boiler - High Turndown | A | Purchases (Cumulative) | Achievable Technical Potential | 0 | 0 | 0 | 0 | 0 | 0 | 0 | 0 | 0 | 0 | 0 | 0 | 0 | 0 | 0 | 0 | 0 | 0 | 0 | 0 | 0 | 0 | 0 | 0 | 0 | 0 | 0 | 0 | 0 | 0 | 0
F1_Industrial_Paper and Printing_New_Process_Natural Gas_Gas Boiler - High Turndown_A_Achievable Technical Potential | F1 | Industrial | Paper and Printing | New | Process | Natural Gas | Gas Boiler - High Turndown | A | Original Unit Energy Savings (kWh or therms) | Achievable Technical Potential | 0 | 0 | 0 | 0 | 0 | 76.093 | 76.093 | 76.093 | 76.093 | 76.093 | 76.093 | 76.093 | 76.093 | 76.093 | 76.093 | 76.093 | 76.093 | 76.093 | 76.093 | 76.093 | 76.093 | 76.093 | 76.093 | 76.093 | 76.093 | 76.093 | 76.093 | 76.093 | 76.093 | 76.093 | 76.093
F2_Industrial_Paper and Printing_New_Process_Natural Gas_Gas Boiler - High Turndown_A_Achievable Technical Potential | F2 | Industrial | Paper and Printing | New | Process | Natural Gas | Gas Boiler - High Turndown | A | Original Unit Summer Peak Savings (kW) | Achievable Technical Potential | 0 | 0 | 0 | 0 | 0 | 0 | 0 | 0 | 0 | 0 | 0 | 0 | 0 | 0 | 0 | 0 | 0 | 0 | 0 | 0 | 0 | 0 | 0 | 0 | 0 | 0 | 0 | 0 | 0 | 0 | 0
F3_Industrial_Paper and Printing_New_Process_Natural Gas_Gas Boiler - High Turndown_A_Achievable Technical Potential | F3 | Industrial | Paper and Printing | New | Process | Natural Gas | Gas Boiler - High Turndown | A | Original Unit Winter Peak Savings (kW) | Achievable Technical Potential | 0 | 0 | 0 | 0 | 0 | 0 | 0 | 0 | 0 | 0 | 0 | 0 | 0 | 0 | 0 | 0 | 0 | 0 | 0 | 0 | 0 | 0 | 0 | 0 | 0 | 0 | 0 | 0 | 0 | 0 | 0
F4_Industrial_Paper and Printing_New_Process_Natural Gas_Gas Boiler - High Turndown_A_Achievable Technical Potential | F4 | Industrial | Paper and Printing | New | Process | Natural Gas | Gas Boiler - High Turndown | A | Standalone Impact on Baseline Energy (%) | Achievable Technical Potential | 0% | 0% | 0% | 0% | 0% | 0.02005% | 0.03698% | 0.05204% | 0.06595% | 0.07902% | 0.08951% | 0.09622% | 0.1001% | 0.102% | 0.1026% | 0.102% | 0.1007% | 0.09888% | 0.09672% | 0.09435% | 0.0899% | 0.08587% | 0.08219% | 0.07883% | 0.00075743 | 0.00072898 | 0.00070266 | 0.00067823 | 0 | 0 | 0
F5_Industrial_Paper and Printing_New_Process_Natural Gas_Gas Boiler - High Turndown_A_Achievable Technical Potential | F5 | Industrial | Paper and Printing | New | Process | Natural Gas | Gas Boiler - High Turndown | A | Standalone Impact on Baseline Summer Peak (%) | Achievable Technical Potential | 0% | 0% | 0% | 0% | 0% | 0% | 0% | 0% | 0% | 0% | 0% | 0% | 0% | 0% | 0% | 0% | 0% | 0% | 0% | 0% | 0% | 0% | 0% | 0% | 0 | 0 | 0 | 0 | 0 | 0 | 0
F6_Industrial_Paper and Printing_New_Process_Natural Gas_Gas Boiler - High Turndown_A_Achievable Technical Potential | F6 | Industrial | Paper and Printing | New | Process | Natural Gas | Gas Boiler - High Turndown | A | Standalone Impact on Baseline Winter Peak (%) | Achievable Technical Potential | 0% | 0% | 0% | 0% | 0% | 0% | 0% | 0% | 0% | 0% | 0% | 0% | 0% | 0% | 0% | 0% | 0% | 0% | 0% | 0% | 0% | 0% | 0% | 0% | 0 | 0 | 0 | 0 | 0 | 0 | 0
F7_Industrial_Paper and Printing_New_Process_Natural Gas_Gas Boiler - High Turndown_A_Achievable Technical Potential | F7 | Industrial | Paper and Printing | New | Process | Natural Gas | Gas Boiler - High Turndown | A | Incremental Energy Savings (MWh or mTherms) | Achievable Technical Potential | 0 | 0 | 0 | 0 | 0 | 0.0057018 | 0.006755 | 0.0078077 | 0.0088542 | 0.0099012 | 0.0098542 | 0.0086283 | 0.007497 | 0.006472 | 0.0055512 | 0.0047409 | 0.0040304 | 0.0034145 | 0.002883 | 0.0024264 | 0.0057018 | 0.006755 | 0.0078077 | 0.0088542 | 0.0099012 | 0.0098542 | 0.0086283 | 0.007497 | 0.006472 | 0.0055512 | 0.0047409
F8_Industrial_Paper and Printing_New_Process_Natural Gas_Gas Boiler - High Turndown_A_Achievable Technical Potential | F8 | Industrial | Paper and Printing | New | Process | Natural Gas | Gas Boiler - High Turndown | A | Incremental Summer Peak Savings (MW) | Achievable Technical Potential | 0 | 0 | 0 | 0 | 0 | 0 | 0 | 0 | 0 | 0 | 0 | 0 | 0 | 0 | 0 | 0 | 0 | 0 | 0 | 0 | 0 | 0 | 0 | 0 | 0 | 0 | 0 | 0 | 0 | 0 | 0
F9_Industrial_Paper and Printing_New_Process_Natural Gas_Gas Boiler - High Turndown_A_Achievable Technical Potential | F9 | Industrial | Paper and Printing | New | Process | Natural Gas | Gas Boiler - High Turndown | A | Incremental Winter Peak Savings (MW) | Achievable Technical Potential | 0 | 0 | 0 | 0 | 0 | 0 | 0 | 0 | 0 | 0 | 0 | 0 | 0 | 0 | 0 | 0 | 0 | 0 | 0 | 0 | 0 | 0 | 0 | 0 | 0 | 0 | 0 | 0 | 0 | 0 | 0
F10_Industrial_Paper and Printing_New_Process_Natural Gas_Gas Boiler - High Turndown_A_Achievable Technical Potential | F10 | Industrial | Paper and Printing | New | Process | Natural Gas | Gas Boiler - High Turndown | A | Cumulative Energy Savings (MWh or mTherms) | Achievable Technical Potential | 0 | 0 | 0 | 0 | 0 | 0.0057018 | 0.012457 | 0.020264 | 0.029119 | 0.03902 | 0.048874 | 0.057503 | 0.064999 | 0.071472 | 0.077023 | 0.081764 | 0.085794 | 0.089209 | 0.092092 | 0.094518 | 0.094518 | 0.094518 | 0.094518 | 0.094518 | 0.094518 | 0.094518 | 0.094518 | 0.094518 | 0.094518 | 0.094518 | 0.094518
F11_Industrial_Paper and Printing_New_Process_Natural Gas_Gas Boiler - High Turndown_A_Achievable Technical Potential | F11 | Industrial | Paper and Printing | New | Process | Natural Gas | Gas Boiler - High Turndown | A | Cumulative Summer Peak Savings (MW) | Achievable Technical Potential | 0 | 0 | 0 | 0 | 0 | 0 | 0 | 0 | 0 | 0 | 0 | 0 | 0 | 0 | 0 | 0 | 0 | 0 | 0 | 0 | 0 | 0 | 0 | 0 | 0 | 0 | 0 | 0 | 0 | 0 | 0
F12_Industrial_Paper and Printing_New_Process_Natural Gas_Gas Boiler - High Turndown_A_Achievable Technical Potential | F12 | Industrial | Paper and Printing | New | Process | Natural Gas | Gas Boiler - High Turndown | A | Cumulative Winter Peak Savings (MW) | Achievable Technical Potential | 0 | 0 | 0 | 0 | 0 | 0 | 0 | 0 | 0 | 0 | 0 | 0 | 0 | 0 | 0 | 0 | 0 | 0 | 0 | 0 | 0 | 0 | 0 | 0 | 0 | 0 | 0 | 0 | 0 | 0 | 0
F13_Industrial_Paper and Printing_New_Process_Natural Gas_Gas Boiler - High Turndown_A_Achievable Technical Potential | F13 | Industrial | Paper and Printing | New | Process | Natural Gas | Gas Boiler - High Turndown | A | Purchases (Incremental) | Achievable Technical Potential | 0 | 0 | 0 | 0 | 0 | 0.074931 | 0.088773 | 0.10261 | 0.11636 | 0.13012 | 0.1295 | 0.11339 | 0.098524 | 0.085054 | 0.072953 | 0.062305 | 0.052967 | 0.044873 | 0.037888 | 0.031888 | 0.074931 | 0.088773 | 0.10261 | 0.11636 | 0.13012 | 0.1295 | 0.11339 | 0.098524 | 0.085054 | 0.072953 | 0.062305
F14_Industrial_Paper and Printing_New_Process_Natural Gas_Gas Boiler - High Turndown_A_Achievable Technical Potential | F14 | Industrial | Paper and Printing | New | Process | Natural Gas | Gas Boiler - High Turndown | A | Purchases (Cumulative) | Achievable Technical Potential | 0 | 0 | 0 | 0 | 0 | 0.074931 | 0.1637 | 0.26631 | 0.38267 | 0.51279 | 0.6423 | 0.75569 | 0.85421 | 0.93927 | 1.0122 | 1.0745 | 1.1275 | 1.1724 | 1.2103 | 1.2421 | 1.2421 | 1.2421 | 1.2421 | 1.2421 | 1.2421 | 1.2421 | 1.2421 | 1.2421 | 1.2421 | 1.2421 | 1.2421
F1_Industrial_Paper and Printing_New_Space Heating_Natural Gas_Gas Boiler - Burner Control Optimization_A_Achievable Technical Potential | F1 | Industrial | Paper and Printing | New | Space Heating | Natural Gas | Gas Boiler - Burner Control Optimization | A | Original Unit Energy Savings (kWh or therms) | Achievable Technical Potential | 0 | 0 | 0 | 0 | 0 | 0 | 0 | 0 | 0 | 0 | 0 | 0 | 0 | 0 | 0 | 0 | 0 | 0 | 0 | 0 | 0 | 0 | 0 | 0 | 0 | 0 | 0 | 0 | 0 | 0 | 0
F2_Industrial_Paper and Printing_New_Space Heating_Natural Gas_Gas Boiler - Burner Control Optimization_A_Achievable Technical Potential | F2 | Industrial | Paper and Printing | New | Space Heating | Natural Gas | Gas Boiler - Burner Control Optimization | A | Original Unit Summer Peak Savings (kW) | Achievable Technical Potential | 0 | 0 | 0 | 0 | 0 | 0 | 0 | 0 | 0 | 0 | 0 | 0 | 0 | 0 | 0 | 0 | 0 | 0 | 0 | 0 | 0 | 0 | 0 | 0 | 0 | 0 | 0 | 0 | 0 | 0 | 0
F3_Industrial_Paper and Printing_New_Space Heating_Natural Gas_Gas Boiler - Burner Control Optimization_A_Achievable Technical Potential | F3 | Industrial | Paper and Printing | New | Space Heating | Natural Gas | Gas Boiler - Burner Control Optimization | A | Original Unit Winter Peak Savings (kW) | Achievable Technical Potential | 0 | 0 | 0 | 0 | 0 | 0 | 0 | 0 | 0 | 0 | 0 | 0 | 0 | 0 | 0 | 0 | 0 | 0 | 0 | 0 | 0 | 0 | 0 | 0 | 0 | 0 | 0 | 0 | 0 | 0 | 0
F4_Industrial_Paper and Printing_New_Space Heating_Natural Gas_Gas Boiler - Burner Control Optimization_A_Achievable Technical Potential | F4 | Industrial | Paper and Printing | New | Space Heating | Natural Gas | Gas Boiler - Burner Control Optimization | A | Standalone Impact on Baseline Energy (%) | Achievable Technical Potential | 0% | 0% | 0% | 0% | 0% | 0% | 0% | 0% | 0% | 0% | 0% | 0% | 0% | 0% | 0% | 0% | 0% | 0% | 0% | 0% | 0% | 0% | 0% | 0% | 0 | 0 | 0 | 0 | 0 | 0 | 0
F5_Industrial_Paper and Printing_New_Space Heating_Natural Gas_Gas Boiler - Burner Control Optimization_A_Achievable Technical Potential | F5 | Industrial | Paper and Printing | New | Space Heating | Natural Gas | Gas Boiler - Burner Control Optimization | A | Standalone Impact on Baseline Summer Peak (%) | Achievable Technical Potential | 0% | 0% | 0% | 0% | 0% | 0% | 0% | 0% | 0% | 0% | 0% | 0% | 0% | 0% | 0% | 0% | 0% | 0% | 0% | 0% | 0% | 0% | 0% | 0% | 0 | 0 | 0 | 0 | 0 | 0 | 0
F6_Industrial_Paper and Printing_New_Space Heating_Natural Gas_Gas Boiler - Burner Control Optimization_A_Achievable Technical Potential | F6 | Industrial | Paper and Printing | New | Space Heating | Natural Gas | Gas Boiler - Burner Control Optimization | A | Standalone Impact on Baseline Winter Peak (%) | Achievable Technical Potential | 0% | 0% | 0% | 0% | 0% | 0% | 0% | 0% | 0% | 0% | 0% | 0% | 0% | 0% | 0% | 0% | 0% | 0% | 0% | 0% | 0% | 0% | 0% | 0% | 0 | 0 | 0 | 0 | 0 | 0 | 0
F7_Industrial_Paper and Printing_New_Space Heating_Natural Gas_Gas Boiler - Burner Control Optimization_A_Achievable Technical Potential | F7 | Industrial | Paper and Printing | New | Space Heating | Natural Gas | Gas Boiler - Burner Control Optimization | A | Incremental Energy Savings (MWh or mTherms) | Achievable Technical Potential | 0 | 0 | 0 | 0 | 0 | 0 | 0 | 0 | 0 | 0 | 0 | 0 | 0 | 0 | 0 | 0 | 0 | 0 | 0 | 0 | 0 | 0 | 0 | 0 | 0 | 0 | 0 | 0 | 0 | 0 | 0
F8_Industrial_Paper and Printing_New_Space Heating_Natural Gas_Gas Boiler - Burner Control Optimization_A_Achievable Technical Potential | F8 | Industrial | Paper and Printing | New | Space Heating | Natural Gas | Gas Boiler - Burner Control Optimization | A | Incremental Summer Peak Savings (MW) | Achievable Technical Potential | 0 | 0 | 0 | 0 | 0 | 0 | 0 | 0 | 0 | 0 | 0 | 0 | 0 | 0 | 0 | 0 | 0 | 0 | 0 | 0 | 0 | 0 | 0 | 0 | 0 | 0 | 0 | 0 | 0 | 0 | 0
F9_Industrial_Paper and Printing_New_Space Heating_Natural Gas_Gas Boiler - Burner Control Optimization_A_Achievable Technical Potential | F9 | Industrial | Paper and Printing | New | Space Heating | Natural Gas | Gas Boiler - Burner Control Optimization | A | Incremental Winter Peak Savings (MW) | Achievable Technical Potential | 0 | 0 | 0 | 0 | 0 | 0 | 0 | 0 | 0 | 0 | 0 | 0 | 0 | 0 | 0 | 0 | 0 | 0 | 0 | 0 | 0 | 0 | 0 | 0 | 0 | 0 | 0 | 0 | 0 | 0 | 0
F10_Industrial_Paper and Printing_New_Space Heating_Natural Gas_Gas Boiler - Burner Control Optimization_A_Achievable Technical Potential | F10 | Industrial | Paper and Printing | New | Space Heating | Natural Gas | Gas Boiler - Burner Control Optimization | A | Cumulative Energy Savings (MWh or mTherms) | Achievable Technical Potential | 0 | 0 | 0 | 0 | 0 | 0 | 0 | 0 | 0 | 0 | 0 | 0 | 0 | 0 | 0 | 0 | 0 | 0 | 0 | 0 | 0 | 0 | 0 | 0 | 0 | 0 | 0 | 0 | 0 | 0 | 0
F11_Industrial_Paper and Printing_New_Space Heating_Natural Gas_Gas Boiler - Burner Control Optimization_A_Achievable Technical Potential | F11 | Industrial | Paper and Printing | New | Space Heating | Natural Gas | Gas Boiler - Burner Control Optimization | A | Cumulative Summer Peak Savings (MW) | Achievable Technical Potential | 0 | 0 | 0 | 0 | 0 | 0 | 0 | 0 | 0 | 0 | 0 | 0 | 0 | 0 | 0 | 0 | 0 | 0 | 0 | 0 | 0 | 0 | 0 | 0 | 0 | 0 | 0 | 0 | 0 | 0 | 0
F12_Industrial_Paper and Printing_New_Space Heating_Natural Gas_Gas Boiler - Burner Control Optimization_A_Achievable Technical Potential | F12 | Industrial | Paper and Printing | New | Space Heating | Natural Gas | Gas Boiler - Burner Control Optimization | A | Cumulative Winter Peak Savings (MW) | Achievable Technical Potential | 0 | 0 | 0 | 0 | 0 | 0 | 0 | 0 | 0 | 0 | 0 | 0 | 0 | 0 | 0 | 0 | 0 | 0 | 0 | 0 | 0 | 0 | 0 | 0 | 0 | 0 | 0 | 0 | 0 | 0 | 0
F13_Industrial_Paper and Printing_New_Space Heating_Natural Gas_Gas Boiler - Burner Control Optimization_A_Achievable Technical Potential | F13 | Industrial | Paper and Printing | New | Space Heating | Natural Gas | Gas Boiler - Burner Control Optimization | A | Purchases (Incremental) | Achievable Technical Potential | 0 | 0 | 0 | 0 | 0 | 0 | 0 | 0 | 0 | 0 | 0 | 0 | 0 | 0 | 0 | 0 | 0 | 0 | 0 | 0 | 0 | 0 | 0 | 0 | 0 | 0 | 0 | 0 | 0 | 0 | 0
F14_Industrial_Paper and Printing_New_Space Heating_Natural Gas_Gas Boiler - Burner Control Optimization_A_Achievable Technical Potential | F14 | Industrial | Paper and Printing | New | Space Heating | Natural Gas | Gas Boiler - Burner Control Optimization | A | Purchases (Cumulative) | Achievable Technical Potential | 0 | 0 | 0 | 0 | 0 | 0 | 0 | 0 | 0 | 0 | 0 | 0 | 0 | 0 | 0 | 0 | 0 | 0 | 0 | 0 | 0 | 0 | 0 | 0 | 0 | 0 | 0 | 0 | 0 | 0 | 0
F1_Industrial_Paper and Printing_New_Process_Natural Gas_Gas Boiler - Burner Control Optimization_A_Achievable Technical Potential | F1 | Industrial | Paper and Printing | New | Process | Natural Gas | Gas Boiler - Burner Control Optimization | A | Original Unit Energy Savings (kWh or therms) | Achievable Technical Potential | 0 | 0 | 0 | 0 | 0 | 22.067 | 22.067 | 22.067 | 22.067 | 22.067 | 22.067 | 22.067 | 22.067 | 22.067 | 22.067 | 22.067 | 22.067 | 22.067 | 22.067 | 22.067 | 22.067 | 22.067 | 22.067 | 22.067 | 22.067 | 22.067 | 22.067 | 22.067 | 22.067 | 22.067 | 22.067
F2_Industrial_Paper and Printing_New_Process_Natural Gas_Gas Boiler - Burner Control Optimization_A_Achievable Technical Potential | F2 | Industrial | Paper and Printing | New | Process | Natural Gas | Gas Boiler - Burner Control Optimization | A | Original Unit Summer Peak Savings (kW) | Achievable Technical Potential | 0 | 0 | 0 | 0 | 0 | 0 | 0 | 0 | 0 | 0 | 0 | 0 | 0 | 0 | 0 | 0 | 0 | 0 | 0 | 0 | 0 | 0 | 0 | 0 | 0 | 0 | 0 | 0 | 0 | 0 | 0
F3_Industrial_Paper and Printing_New_Process_Natural Gas_Gas Boiler - Burner Control Optimization_A_Achievable Technical Potential | F3 | Industrial | Paper and Printing | New | Process | Natural Gas | Gas Boiler - Burner Control Optimization | A | Original Unit Winter Peak Savings (kW) | Achievable Technical Potential | 0 | 0 | 0 | 0 | 0 | 0 | 0 | 0 | 0 | 0 | 0 | 0 | 0 | 0 | 0 | 0 | 0 | 0 | 0 | 0 | 0 | 0 | 0 | 0 | 0 | 0 | 0 | 0 | 0 | 0 | 0
F4_Industrial_Paper and Printing_New_Process_Natural Gas_Gas Boiler - Burner Control Optimization_A_Achievable Technical Potential | F4 | Industrial | Paper and Printing | New | Process | Natural Gas | Gas Boiler - Burner Control Optimization | A | Standalone Impact on Baseline Energy (%) | Achievable Technical Potential | 0% | 0% | 0% | 0% | 0% | 0.001569% | 0.00379% | 0.00821% | 0.01587% | 0.02762% | 0.04377% | 0.06391% | 0.08675% | 0.1104% | 0.1331% | 0.1527% | 0.1682% | 0.1791% | 0.1854% | 0.1878% | 0.1871% | 0.1841% | 0.1796% | 0.174% | 0.0016794 | 0.0016163 | 0.001558 | 0.0015038 | 0 | 0 | 0
F5_Industrial_Paper and Printing_New_Process_Natural Gas_Gas Boiler - Burner Control Optimization_A_Achievable Technical Potential | F5 | Industrial | Paper and Printing | New | Process | Natural Gas | Gas Boiler - Burner Control Optimization | A | Standalone Impact on Baseline Summer Peak (%) | Achievable Technical Potential | 0% | 0% | 0% | 0% | 0% | 0% | 0% | 0% | 0% | 0% | 0% | 0% | 0% | 0% | 0% | 0% | 0% | 0% | 0% | 0% | 0% | 0% | 0% | 0% | 0 | 0 | 0 | 0 | 0 | 0 | 0
F6_Industrial_Paper and Printing_New_Process_Natural Gas_Gas Boiler - Burner Control Optimization_A_Achievable Technical Potential | F6 | Industrial | Paper and Printing | New | Process | Natural Gas | Gas Boiler - Burner Control Optimization | A | Standalone Impact on Baseline Winter Peak (%) | Achievable Technical Potential | 0% | 0% | 0% | 0% | 0% | 0% | 0% | 0% | 0% | 0% | 0% | 0% | 0% | 0% | 0% | 0% | 0% | 0% | 0% | 0% | 0% | 0% | 0% | 0% | 0 | 0 | 0 | 0 | 0 | 0 | 0
F7_Industrial_Paper and Printing_New_Process_Natural Gas_Gas Boiler - Burner Control Optimization_A_Achievable Technical Potential | F7 | Industrial | Paper and Printing | New | Process | Natural Gas | Gas Boiler - Burner Control Optimization | A | Incremental Energy Savings (MWh or mTherms) | Achievable Technical Potential | 0 | 0 | 0 | 0 | 0 | 0.00044604 | 0.00083065 | 0.0019202 | 0.0038108 | 0.0066288 | 0.010263 | 0.014296 | 0.018114 | 0.021051 | 0.02257 | 0.022488 | 0.02091 | 0.018236 | 0.014969 | 0.011604 | 0.0085252 | 0.0059505 | 0.003956 | 0.0025107 | 0.0017692 | 0.0019202 | 0.0038108 | 0.0066288 | 0.010263 | 0.014296 | 0.018114
F8_Industrial_Paper and Printing_New_Process_Natural Gas_Gas Boiler - Burner Control Optimization_A_Achievable Technical Potential | F8 | Industrial | Paper and Printing | New | Process | Natural Gas | Gas Boiler - Burner Control Optimization | A | Incremental Summer Peak Savings (MW) | Achievable Technical Potential | 0 | 0 | 0 | 0 | 0 | 0 | 0 | 0 | 0 | 0 | 0 | 0 | 0 | 0 | 0 | 0 | 0 | 0 | 0 | 0 | 0 | 0 | 0 | 0 | 0 | 0 | 0 | 0 | 0 | 0 | 0
F9_Industrial_Paper and Printing_New_Process_Natural Gas_Gas Boiler - Burner Control Optimization_A_Achievable Technical Potential | F9 | Industrial | Paper and Printing | New | Process | Natural Gas | Gas Boiler - Burner Control Optimization | A | Incremental Winter Peak Savings (MW) | Achievable Technical Potential | 0 | 0 | 0 | 0 | 0 | 0 | 0 | 0 | 0 | 0 | 0 | 0 | 0 | 0 | 0 | 0 | 0 | 0 | 0 | 0 | 0 | 0 | 0 | 0 | 0 | 0 | 0 | 0 | 0 | 0 | 0
F10_Industrial_Paper and Printing_New_Process_Natural Gas_Gas Boiler - Burner Control Optimization_A_Achievable Technical Potential | F10 | Industrial | Paper and Printing | New | Process | Natural Gas | Gas Boiler - Burner Control Optimization | A | Cumulative Energy Savings (MWh or mTherms) | Achievable Technical Potential | 0 | 0 | 0 | 0 | 0 | 0.00044604 | 0.0012767 | 0.0031969 | 0.0070076 | 0.013636 | 0.023899 | 0.038195 | 0.056309 | 0.07736 | 0.099929 | 0.12242 | 0.14333 | 0.16156 | 0.17653 | 0.18814 | 0.19666 | 0.20261 | 0.20657 | 0.20863 | 0.20957 | 0.20957 | 0.20957 | 0.20957 | 0.20957 | 0.20957 | 0.20957
F11_Industrial_Paper and Printing_New_Process_Natural Gas_Gas Boiler - Burner Control Optimization_A_Achievable Technical Potential | F11 | Industrial | Paper and Printing | New | Process | Natural Gas | Gas Boiler - Burner Control Optimization | A | Cumulative Summer Peak Savings (MW) | Achievable Technical Potential | 0 | 0 | 0 | 0 | 0 | 0 | 0 | 0 | 0 | 0 | 0 | 0 | 0 | 0 | 0 | 0 | 0 | 0 | 0 | 0 | 0 | 0 | 0 | 0 | 0 | 0 | 0 | 0 | 0 | 0 | 0
F12_Industrial_Paper and Printing_New_Process_Natural Gas_Gas Boiler - Burner Control Optimization_A_Achievable Technical Potential | F12 | Industrial | Paper and Printing | New | Process | Natural Gas | Gas Boiler - Burner Control Optimization | A | Cumulative Winter Peak Savings (MW) | Achievable Technical Potential | 0 | 0 | 0 | 0 | 0 | 0 | 0 | 0 | 0 | 0 | 0 | 0 | 0 | 0 | 0 | 0 | 0 | 0 | 0 | 0 | 0 | 0 | 0 | 0 | 0 | 0 | 0 | 0 | 0 | 0 | 0
F13_Industrial_Paper and Printing_New_Process_Natural Gas_Gas Boiler - Burner Control Optimization_A_Achievable Technical Potential | F13 | Industrial | Paper and Printing | New | Process | Natural Gas | Gas Boiler - Burner Control Optimization | A | Purchases (Incremental) | Achievable Technical Potential | 0 | 0 | 0 | 0 | 0 | 0.020213 | 0.037642 | 0.087017 | 0.17269 | 0.3004 | 0.46506 | 0.64783 | 0.82087 | 0.95396 | 1.0228 | 1.0191 | 0.94758 | 0.82639 | 0.67836 | 0.52586 | 0.38633 | 0.26966 | 0.17927 | 0.11378 | 0.080175 | 0.087017 | 0.17269 | 0.3004 | 0.46506 | 0.64783 | 0.82087
F14_Industrial_Paper and Printing_New_Process_Natural Gas_Gas Boiler - Burner Control Optimization_A_Achievable Technical Potential | F14 | Industrial | Paper and Printing | New | Process | Natural Gas | Gas Boiler - Burner Control Optimization | A | Purchases (Cumulative) | Achievable Technical Potential | 0 | 0 | 0 | 0 | 0 | 0.020213 | 0.057856 | 0.14487 | 0.31756 | 0.61796 | 1.083 | 1.7309 | 2.5517 | 3.5057 | 4.5285 | 5.5475 | 6.4951 | 7.3215 | 7.9999 | 8.5257 | 8.9121 | 9.1817 | 9.361 | 9.4546 | 9.4971 | 9.4971 | 9.4971 | 9.4971 | 9.4971 | 9.4971 | 9.4971
F1_Industrial_Paper and Printing_New_Space Heating_Natural Gas_HVAC - Demand Controlled Ventilation_A_Achievable Technical Potential | F1 | Industrial | Paper and Printing | New | Space Heating | Natural Gas | HVAC - Demand Controlled Ventilation | A | Original Unit Energy Savings (kWh or therms) | Achievable Technical Potential | 0 | 0 | 0 | 0 | 0 | 0 | 0 | 0 | 0 | 0 | 0 | 0 | 0 | 0 | 0 | 0 | 0 | 0 | 0 | 0 | 0 | 0 | 0 | 0 | 0 | 0 | 0 | 0 | 0 | 0 | 0
F2_Industrial_Paper and Printing_New_Space Heating_Natural Gas_HVAC - Demand Controlled Ventilation_A_Achievable Technical Potential | F2 | Industrial | Paper and Printing | New | Space Heating | Natural Gas | HVAC - Demand Controlled Ventilation | A | Original Unit Summer Peak Savings (kW) | Achievable Technical Potential | 0 | 0 | 0 | 0 | 0 | 0 | 0 | 0 | 0 | 0 | 0 | 0 | 0 | 0 | 0 | 0 | 0 | 0 | 0 | 0 | 0 | 0 | 0 | 0 | 0 | 0 | 0 | 0 | 0 | 0 | 0
F3_Industrial_Paper and Printing_New_Space Heating_Natural Gas_HVAC - Demand Controlled Ventilation_A_Achievable Technical Potential | F3 | Industrial | Paper and Printing | New | Space Heating | Natural Gas | HVAC - Demand Controlled Ventilation | A | Original Unit Winter Peak Savings (kW) | Achievable Technical Potential | 0 | 0 | 0 | 0 | 0 | 0 | 0 | 0 | 0 | 0 | 0 | 0 | 0 | 0 | 0 | 0 | 0 | 0 | 0 | 0 | 0 | 0 | 0 | 0 | 0 | 0 | 0 | 0 | 0 | 0 | 0
F4_Industrial_Paper and Printing_New_Space Heating_Natural Gas_HVAC - Demand Controlled Ventilation_A_Achievable Technical Potential | F4 | Industrial | Paper and Printing | New | Space Heating | Natural Gas | HVAC - Demand Controlled Ventilation | A | Standalone Impact on Baseline Energy (%) | Achievable Technical Potential | 0% | 0% | 0% | 0% | 0% | 0% | 0% | 0% | 0% | 0% | 0% | 0% | 0% | 0% | 0% | 0% | 0% | 0% | 0% | 0% | 0% | 0% | 0% | 0% | 0 | 0 | 0 | 0 | 0 | 0 | 0
F5_Industrial_Paper and Printing_New_Space Heating_Natural Gas_HVAC - Demand Controlled Ventilation_A_Achievable Technical Potential | F5 | Industrial | Paper and Printing | New | Space Heating | Natural Gas | HVAC - Demand Controlled Ventilation | A | Standalone Impact on Baseline Summer Peak (%) | Achievable Technical Potential | 0% | 0% | 0% | 0% | 0% | 0% | 0% | 0% | 0% | 0% | 0% | 0% | 0% | 0% | 0% | 0% | 0% | 0% | 0% | 0% | 0% | 0% | 0% | 0% | 0 | 0 | 0 | 0 | 0 | 0 | 0
F6_Industrial_Paper and Printing_New_Space Heating_Natural Gas_HVAC - Demand Controlled Ventilation_A_Achievable Technical Potential | F6 | Industrial | Paper and Printing | New | Space Heating | Natural Gas | HVAC - Demand Controlled Ventilation | A | Standalone Impact on Baseline Winter Peak (%) | Achievable Technical Potential | 0% | 0% | 0% | 0% | 0% | 0% | 0% | 0% | 0% | 0% | 0% | 0% | 0% | 0% | 0% | 0% | 0% | 0% | 0% | 0% | 0% | 0% | 0% | 0% | 0 | 0 | 0 | 0 | 0 | 0 | 0
F7_Industrial_Paper and Printing_New_Space Heating_Natural Gas_HVAC - Demand Controlled Ventilation_A_Achievable Technical Potential | F7 | Industrial | Paper and Printing | New | Space Heating | Natural Gas | HVAC - Demand Controlled Ventilation | A | Incremental Energy Savings (MWh or mTherms) | Achievable Technical Potential | 0 | 0 | 0 | 0 | 0 | 0 | 0 | 0 | 0 | 0 | 0 | 0 | 0 | 0 | 0 | 0 | 0 | 0 | 0 | 0 | 0 | 0 | 0 | 0 | 0 | 0 | 0 | 0 | 0 | 0 | 0
F8_Industrial_Paper and Printing_New_Space Heating_Natural Gas_HVAC - Demand Controlled Ventilation_A_Achievable Technical Potential | F8 | Industrial | Paper and Printing | New | Space Heating | Natural Gas | HVAC - Demand Controlled Ventilation | A | Incremental Summer Peak Savings (MW) | Achievable Technical Potential | 0 | 0 | 0 | 0 | 0 | 0 | 0 | 0 | 0 | 0 | 0 | 0 | 0 | 0 | 0 | 0 | 0 | 0 | 0 | 0 | 0 | 0 | 0 | 0 | 0 | 0 | 0 | 0 | 0 | 0 | 0
F9_Industrial_Paper and Printing_New_Space Heating_Natural Gas_HVAC - Demand Controlled Ventilation_A_Achievable Technical Potential | F9 | Industrial | Paper and Printing | New | Space Heating | Natural Gas | HVAC - Demand Controlled Ventilation | A | Incremental Winter Peak Savings (MW) | Achievable Technical Potential | 0 | 0 | 0 | 0 | 0 | 0 | 0 | 0 | 0 | 0 | 0 | 0 | 0 | 0 | 0 | 0 | 0 | 0 | 0 | 0 | 0 | 0 | 0 | 0 | 0 | 0 | 0 | 0 | 0 | 0 | 0
F10_Industrial_Paper and Printing_New_Space Heating_Natural Gas_HVAC - Demand Controlled Ventilation_A_Achievable Technical Potential | F10 | Industrial | Paper and Printing | New | Space Heating | Natural Gas | HVAC - Demand Controlled Ventilation | A | Cumulative Energy Savings (MWh or mTherms) | Achievable Technical Potential | 0 | 0 | 0 | 0 | 0 | 0 | 0 | 0 | 0 | 0 | 0 | 0 | 0 | 0 | 0 | 0 | 0 | 0 | 0 | 0 | 0 | 0 | 0 | 0 | 0 | 0 | 0 | 0 | 0 | 0 | 0
F11_Industrial_Paper and Printing_New_Space Heating_Natural Gas_HVAC - Demand Controlled Ventilation_A_Achievable Technical Potential | F11 | Industrial | Paper and Printing | New | Space Heating | Natural Gas | HVAC - Demand Controlled Ventilation | A | Cumulative Summer Peak Savings (MW) | Achievable Technical Potential | 0 | 0 | 0 | 0 | 0 | 0 | 0 | 0 | 0 | 0 | 0 | 0 | 0 | 0 | 0 | 0 | 0 | 0 | 0 | 0 | 0 | 0 | 0 | 0 | 0 | 0 | 0 | 0 | 0 | 0 | 0
F12_Industrial_Paper and Printing_New_Space Heating_Natural Gas_HVAC - Demand Controlled Ventilation_A_Achievable Technical Potential | F12 | Industrial | Paper and Printing | New | Space Heating | Natural Gas | HVAC - Demand Controlled Ventilation | A | Cumulative Winter Peak Savings (MW) | Achievable Technical Potential | 0 | 0 | 0 | 0 | 0 | 0 | 0 | 0 | 0 | 0 | 0 | 0 | 0 | 0 | 0 | 0 | 0 | 0 | 0 | 0 | 0 | 0 | 0 | 0 | 0 | 0 | 0 | 0 | 0 | 0 | 0
F13_Industrial_Paper and Printing_New_Space Heating_Natural Gas_HVAC - Demand Controlled Ventilation_A_Achievable Technical Potential | F13 | Industrial | Paper and Printing | New | Space Heating | Natural Gas | HVAC - Demand Controlled Ventilation | A | Purchases (Incremental) | Achievable Technical Potential | 0 | 0 | 0 | 0 | 0 | 0 | 0 | 0 | 0 | 0 | 0 | 0 | 0 | 0 | 0 | 0 | 0 | 0 | 0 | 0 | 0 | 0 | 0 | 0 | 0 | 0 | 0 | 0 | 0 | 0 | 0
F14_Industrial_Paper and Printing_New_Space Heating_Natural Gas_HVAC - Demand Controlled Ventilation_A_Achievable Technical Potential | F14 | Industrial | Paper and Printing | New | Space Heating | Natural Gas | HVAC - Demand Controlled Ventilation | A | Purchases (Cumulative) | Achievable Technical Potential | 0 | 0 | 0 | 0 | 0 | 0 | 0 | 0 | 0 | 0 | 0 | 0 | 0 | 0 | 0 | 0 | 0 | 0 | 0 | 0 | 0 | 0 | 0 | 0 | 0 | 0 | 0 | 0 | 0 | 0 | 0
F1_Industrial_Paper and Printing_New_Space Heating_Natural Gas_Gas Boiler - Stack Economizer_A_Achievable Technical Potential | F1 | Industrial | Paper and Printing | New | Space Heating | Natural Gas | Gas Boiler - Stack Economizer | A | Original Unit Energy Savings (kWh or therms) | Achievable Technical Potential | 0 | 0 | 0 | 0 | 0 | 0 | 0 | 0 | 0 | 0 | 0 | 0 | 0 | 0 | 0 | 0 | 0 | 0 | 0 | 0 | 0 | 0 | 0 | 0 | 0 | 0 | 0 | 0 | 0 | 0 | 0
F2_Industrial_Paper and Printing_New_Space Heating_Natural Gas_Gas Boiler - Stack Economizer_A_Achievable Technical Potential | F2 | Industrial | Paper and Printing | New | Space Heating | Natural Gas | Gas Boiler - Stack Economizer | A | Original Unit Summer Peak Savings (kW) | Achievable Technical Potential | 0 | 0 | 0 | 0 | 0 | 0 | 0 | 0 | 0 | 0 | 0 | 0 | 0 | 0 | 0 | 0 | 0 | 0 | 0 | 0 | 0 | 0 | 0 | 0 | 0 | 0 | 0 | 0 | 0 | 0 | 0
F3_Industrial_Paper and Printing_New_Space Heating_Natural Gas_Gas Boiler - Stack Economizer_A_Achievable Technical Potential | F3 | Industrial | Paper and Printing | New | Space Heating | Natural Gas | Gas Boiler - Stack Economizer | A | Original Unit Winter Peak Savings (kW) | Achievable Technical Potential | 0 | 0 | 0 | 0 | 0 | 0 | 0 | 0 | 0 | 0 | 0 | 0 | 0 | 0 | 0 | 0 | 0 | 0 | 0 | 0 | 0 | 0 | 0 | 0 | 0 | 0 | 0 | 0 | 0 | 0 | 0
F4_Industrial_Paper and Printing_New_Space Heating_Natural Gas_Gas Boiler - Stack Economizer_A_Achievable Technical Potential | F4 | Industrial | Paper and Printing | New | Space Heating | Natural Gas | Gas Boiler - Stack Economizer | A | Standalone Impact on Baseline Energy (%) | Achievable Technical Potential | 0% | 0% | 0% | 0% | 0% | 0% | 0% | 0% | 0% | 0% | 0% | 0% | 0% | 0% | 0% | 0% | 0% | 0% | 0% | 0% | 0% | 0% | 0% | 0% | 0 | 0 | 0 | 0 | 0 | 0 | 0
F5_Industrial_Paper and Printing_New_Space Heating_Natural Gas_Gas Boiler - Stack Economizer_A_Achievable Technical Potential | F5 | Industrial | Paper and Printing | New | Space Heating | Natural Gas | Gas Boiler - Stack Economizer | A | Standalone Impact on Baseline Summer Peak (%) | Achievable Technical Potential | 0% | 0% | 0% | 0% | 0% | 0% | 0% | 0% | 0% | 0% | 0% | 0% | 0% | 0% | 0% | 0% | 0% | 0% | 0% | 0% | 0% | 0% | 0% | 0% | 0 | 0 | 0 | 0 | 0 | 0 | 0
F6_Industrial_Paper and Printing_New_Space Heating_Natural Gas_Gas Boiler - Stack Economizer_A_Achievable Technical Potential | F6 | Industrial | Paper and Printing | New | Space Heating | Natural Gas | Gas Boiler - Stack Economizer | A | Standalone Impact on Baseline Winter Peak (%) | Achievable Technical Potential | 0% | 0% | 0% | 0% | 0% | 0% | 0% | 0% | 0% | 0% | 0% | 0% | 0% | 0% | 0% | 0% | 0% | 0% | 0% | 0% | 0% | 0% | 0% | 0% | 0 | 0 | 0 | 0 | 0 | 0 | 0
F7_Industrial_Paper and Printing_New_Space Heating_Natural Gas_Gas Boiler - Stack Economizer_A_Achievable Technical Potential | F7 | Industrial | Paper and Printing | New | Space Heating | Natural Gas | Gas Boiler - Stack Economizer | A | Incremental Energy Savings (MWh or mTherms) | Achievable Technical Potential | 0 | 0 | 0 | 0 | 0 | 0 | 0 | 0 | 0 | 0 | 0 | 0 | 0 | 0 | 0 | 0 | 0 | 0 | 0 | 0 | 0 | 0 | 0 | 0 | 0 | 0 | 0 | 0 | 0 | 0 | 0
F8_Industrial_Paper and Printing_New_Space Heating_Natural Gas_Gas Boiler - Stack Economizer_A_Achievable Technical Potential | F8 | Industrial | Paper and Printing | New | Space Heating | Natural Gas | Gas Boiler - Stack Economizer | A | Incremental Summer Peak Savings (MW) | Achievable Technical Potential | 0 | 0 | 0 | 0 | 0 | 0 | 0 | 0 | 0 | 0 | 0 | 0 | 0 | 0 | 0 | 0 | 0 | 0 | 0 | 0 | 0 | 0 | 0 | 0 | 0 | 0 | 0 | 0 | 0 | 0 | 0
F9_Industrial_Paper and Printing_New_Space Heating_Natural Gas_Gas Boiler - Stack Economizer_A_Achievable Technical Potential | F9 | Industrial | Paper and Printing | New | Space Heating | Natural Gas | Gas Boiler - Stack Economizer | A | Incremental Winter Peak Savings (MW) | Achievable Technical Potential | 0 | 0 | 0 | 0 | 0 | 0 | 0 | 0 | 0 | 0 | 0 | 0 | 0 | 0 | 0 | 0 | 0 | 0 | 0 | 0 | 0 | 0 | 0 | 0 | 0 | 0 | 0 | 0 | 0 | 0 | 0
F10_Industrial_Paper and Printing_New_Space Heating_Natural Gas_Gas Boiler - Stack Economizer_A_Achievable Technical Potential | F10 | Industrial | Paper and Printing | New | Space Heating | Natural Gas | Gas Boiler - Stack Economizer | A | Cumulative Energy Savings (MWh or mTherms) | Achievable Technical Potential | 0 | 0 | 0 | 0 | 0 | 0 | 0 | 0 | 0 | 0 | 0 | 0 | 0 | 0 | 0 | 0 | 0 | 0 | 0 | 0 | 0 | 0 | 0 | 0 | 0 | 0 | 0 | 0 | 0 | 0 | 0
F11_Industrial_Paper and Printing_New_Space Heating_Natural Gas_Gas Boiler - Stack Economizer_A_Achievable Technical Potential | F11 | Industrial | Paper and Printing | New | Space Heating | Natural Gas | Gas Boiler - Stack Economizer | A | Cumulative Summer Peak Savings (MW) | Achievable Technical Potential | 0 | 0 | 0 | 0 | 0 | 0 | 0 | 0 | 0 | 0 | 0 | 0 | 0 | 0 | 0 | 0 | 0 | 0 | 0 | 0 | 0 | 0 | 0 | 0 | 0 | 0 | 0 | 0 | 0 | 0 | 0
F12_Industrial_Paper and Printing_New_Space Heating_Natural Gas_Gas Boiler - Stack Economizer_A_Achievable Technical Potential | F12 | Industrial | Paper and Printing | New | Space Heating | Natural Gas | Gas Boiler - Stack Economizer | A | Cumulative Winter Peak Savings (MW) | Achievable Technical Potential | 0 | 0 | 0 | 0 | 0 | 0 | 0 | 0 | 0 | 0 | 0 | 0 | 0 | 0 | 0 | 0 | 0 | 0 | 0 | 0 | 0 | 0 | 0 | 0 | 0 | 0 | 0 | 0 | 0 | 0 | 0
F13_Industrial_Paper and Printing_New_Space Heating_Natural Gas_Gas Boiler - Stack Economizer_A_Achievable Technical Potential | F13 | Industrial | Paper and Printing | New | Space Heating | Natural Gas | Gas Boiler - Stack Economizer | A | Purchases (Incremental) | Achievable Technical Potential | 0 | 0 | 0 | 0 | 0 | 0 | 0 | 0 | 0 | 0 | 0 | 0 | 0 | 0 | 0 | 0 | 0 | 0 | 0 | 0 | 0 | 0 | 0 | 0 | 0 | 0 | 0 | 0 | 0 | 0 | 0
F14_Industrial_Paper and Printing_New_Space Heating_Natural Gas_Gas Boiler - Stack Economizer_A_Achievable Technical Potential | F14 | Industrial | Paper and Printing | New | Space Heating | Natural Gas | Gas Boiler - Stack Economizer | A | Purchases (Cumulative) | Achievable Technical Potential | 0 | 0 | 0 | 0 | 0 | 0 | 0 | 0 | 0 | 0 | 0 | 0 | 0 | 0 | 0 | 0 | 0 | 0 | 0 | 0 | 0 | 0 | 0 | 0 | 0 | 0 | 0 | 0 | 0 | 0 | 0
F1_Industrial_Paper and Printing_New_Process_Natural Gas_Gas Boiler - Stack Economizer_A_Achievable Technical Potential | F1 | Industrial | Paper and Printing | New | Process | Natural Gas | Gas Boiler - Stack Economizer | A | Original Unit Energy Savings (kWh or therms) | Achievable Technical Potential | 0 | 0 | 0 | 0 | 0 | 73.0493 | 73.0493 | 73.0493 | 73.0493 | 73.0493 | 73.0493 | 73.0493 | 73.0493 | 73.0493 | 73.0493 | 73.0493 | 73.0493 | 73.0493 | 73.0493 | 73.0493 | 73.0493 | 73.0493 | 73.0493 | 73.0493 | 73.0493 | 73.0493 | 73.0493 | 73.0493 | 73.0493 | 73.0493 | 73.0493
F2_Industrial_Paper and Printing_New_Process_Natural Gas_Gas Boiler - Stack Economizer_A_Achievable Technical Potential | F2 | Industrial | Paper and Printing | New | Process | Natural Gas | Gas Boiler - Stack Economizer | A | Original Unit Summer Peak Savings (kW) | Achievable Technical Potential | 0 | 0 | 0 | 0 | 0 | 0 | 0 | 0 | 0 | 0 | 0 | 0 | 0 | 0 | 0 | 0 | 0 | 0 | 0 | 0 | 0 | 0 | 0 | 0 | 0 | 0 | 0 | 0 | 0 | 0 | 0
F3_Industrial_Paper and Printing_New_Process_Natural Gas_Gas Boiler - Stack Economizer_A_Achievable Technical Potential | F3 | Industrial | Paper and Printing | New | Process | Natural Gas | Gas Boiler - Stack Economizer | A | Original Unit Winter Peak Savings (kW) | Achievable Technical Potential | 0 | 0 | 0 | 0 | 0 | 0 | 0 | 0 | 0 | 0 | 0 | 0 | 0 | 0 | 0 | 0 | 0 | 0 | 0 | 0 | 0 | 0 | 0 | 0 | 0 | 0 | 0 | 0 | 0 | 0 | 0
F4_Industrial_Paper and Printing_New_Process_Natural Gas_Gas Boiler - Stack Economizer_A_Achievable Technical Potential | F4 | Industrial | Paper and Printing | New | Process | Natural Gas | Gas Boiler - Stack Economizer | A | Standalone Impact on Baseline Energy (%) | Achievable Technical Potential | 0% | 0% | 0% | 0% | 0% | 0.05133% | 0.09466% | 0.1332% | 0.1688% | 0.2023% | 0.2291% | 0.2463% | 0.2564% | 0.2612% | 0.2626% | 0.2611% | 0.2578% | 0.2531% | 0.2476% | 0.2415% | 0.2301% | 0.2198% | 0.2104% | 0.2018% | 0.001939 | 0.0018662 | 0.0017988 | 0.0017363 | 0 | 0 | 0
F5_Industrial_Paper and Printing_New_Process_Natural Gas_Gas Boiler - Stack Economizer_A_Achievable Technical Potential | F5 | Industrial | Paper and Printing | New | Process | Natural Gas | Gas Boiler - Stack Economizer | A | Standalone Impact on Baseline Summer Peak (%) | Achievable Technical Potential | 0% | 0% | 0% | 0% | 0% | 0% | 0% | 0% | 0% | 0% | 0% | 0% | 0% | 0% | 0% | 0% | 0% | 0% | 0% | 0% | 0% | 0% | 0% | 0% | 0 | 0 | 0 | 0 | 0 | 0 | 0
F6_Industrial_Paper and Printing_New_Process_Natural Gas_Gas Boiler - Stack Economizer_A_Achievable Technical Potential | F6 | Industrial | Paper and Printing | New | Process | Natural Gas | Gas Boiler - Stack Economizer | A | Standalone Impact on Baseline Winter Peak (%) | Achievable Technical Potential | 0% | 0% | 0% | 0% | 0% | 0% | 0% | 0% | 0% | 0% | 0% | 0% | 0% | 0% | 0% | 0% | 0% | 0% | 0% | 0% | 0% | 0% | 0% | 0% | 0 | 0 | 0 | 0 | 0 | 0 | 0
F7_Industrial_Paper and Printing_New_Process_Natural Gas_Gas Boiler - Stack Economizer_A_Achievable Technical Potential | F7 | Industrial | Paper and Printing | New | Process | Natural Gas | Gas Boiler - Stack Economizer | A | Incremental Energy Savings (MWh or mTherms) | Achievable Technical Potential | 0 | 0 | 0 | 0 | 0 | 0.014596 | 0.017293 | 0.019988 | 0.022667 | 0.025347 | 0.025227 | 0.022088 | 0.019192 | 0.016568 | 0.014211 | 0.012137 | 0.010318 | 0.0087412 | 0.0073805 | 0.0062117 | 0.014596 | 0.017293 | 0.019988 | 0.022667 | 0.025347 | 0.025227 | 0.022088 | 0.019192 | 0.016568 | 0.014211 | 0.012137
F8_Industrial_Paper and Printing_New_Process_Natural Gas_Gas Boiler - Stack Economizer_A_Achievable Technical Potential | F8 | Industrial | Paper and Printing | New | Process | Natural Gas | Gas Boiler - Stack Economizer | A | Incremental Summer Peak Savings (MW) | Achievable Technical Potential | 0 | 0 | 0 | 0 | 0 | 0 | 0 | 0 | 0 | 0 | 0 | 0 | 0 | 0 | 0 | 0 | 0 | 0 | 0 | 0 | 0 | 0 | 0 | 0 | 0 | 0 | 0 | 0 | 0 | 0 | 0
F9_Industrial_Paper and Printing_New_Process_Natural Gas_Gas Boiler - Stack Economizer_A_Achievable Technical Potential | F9 | Industrial | Paper and Printing | New | Process | Natural Gas | Gas Boiler - Stack Economizer | A | Incremental Winter Peak Savings (MW) | Achievable Technical Potential | 0 | 0 | 0 | 0 | 0 | 0 | 0 | 0 | 0 | 0 | 0 | 0 | 0 | 0 | 0 | 0 | 0 | 0 | 0 | 0 | 0 | 0 | 0 | 0 | 0 | 0 | 0 | 0 | 0 | 0 | 0
F10_Industrial_Paper and Printing_New_Process_Natural Gas_Gas Boiler - Stack Economizer_A_Achievable Technical Potential | F10 | Industrial | Paper and Printing | New | Process | Natural Gas | Gas Boiler - Stack Economizer | A | Cumulative Energy Savings (MWh or mTherms) | Achievable Technical Potential | 0 | 0 | 0 | 0 | 0 | 0.014596 | 0.031889 | 0.051877 | 0.074544 | 0.099891 | 0.12512 | 0.14721 | 0.1664 | 0.18297 | 0.19718 | 0.20931 | 0.21963 | 0.22837 | 0.23575 | 0.24197 | 0.24197 | 0.24197 | 0.24197 | 0.24197 | 0.24197 | 0.24197 | 0.24197 | 0.24197 | 0.24197 | 0.24197 | 0.24197
F11_Industrial_Paper and Printing_New_Process_Natural Gas_Gas Boiler - Stack Economizer_A_Achievable Technical Potential | F11 | Industrial | Paper and Printing | New | Process | Natural Gas | Gas Boiler - Stack Economizer | A | Cumulative Summer Peak Savings (MW) | Achievable Technical Potential | 0 | 0 | 0 | 0 | 0 | 0 | 0 | 0 | 0 | 0 | 0 | 0 | 0 | 0 | 0 | 0 | 0 | 0 | 0 | 0 | 0 | 0 | 0 | 0 | 0 | 0 | 0 | 0 | 0 | 0 | 0
F12_Industrial_Paper and Printing_New_Process_Natural Gas_Gas Boiler - Stack Economizer_A_Achievable Technical Potential | F12 | Industrial | Paper and Printing | New | Process | Natural Gas | Gas Boiler - Stack Economizer | A | Cumulative Winter Peak Savings (MW) | Achievable Technical Potential | 0 | 0 | 0 | 0 | 0 | 0 | 0 | 0 | 0 | 0 | 0 | 0 | 0 | 0 | 0 | 0 | 0 | 0 | 0 | 0 | 0 | 0 | 0 | 0 | 0 | 0 | 0 | 0 | 0 | 0 | 0
F13_Industrial_Paper and Printing_New_Process_Natural Gas_Gas Boiler - Stack Economizer_A_Achievable Technical Potential | F13 | Industrial | Paper and Printing | New | Process | Natural Gas | Gas Boiler - Stack Economizer | A | Purchases (Incremental) | Achievable Technical Potential | 0 | 0 | 0 | 0 | 0 | 0.19982 | 0.23673 | 0.27362 | 0.31029 | 0.34699 | 0.34534 | 0.30238 | 0.26273 | 0.22681 | 0.19454 | 0.16615 | 0.14125 | 0.11966 | 0.10103 | 0.085034 | 0.19982 | 0.23673 | 0.27362 | 0.31029 | 0.34699 | 0.34534 | 0.30238 | 0.26273 | 0.22681 | 0.19454 | 0.16615
F14_Industrial_Paper and Printing_New_Process_Natural Gas_Gas Boiler - Stack Economizer_A_Achievable Technical Potential | F14 | Industrial | Paper and Printing | New | Process | Natural Gas | Gas Boiler - Stack Economizer | A | Purchases (Cumulative) | Achievable Technical Potential | 0 | 0 | 0 | 0 | 0 | 0.19982 | 0.43655 | 0.71017 | 1.0205 | 1.3674 | 1.7128 | 2.0152 | 2.2779 | 2.5047 | 2.6992 | 2.8654 | 3.0066 | 3.1263 | 3.2273 | 3.3124 | 3.3124 | 3.3124 | 3.3124 | 3.3124 | 3.3124 | 3.3124 | 3.3124 | 3.3124 | 3.3124 | 3.3124 | 3.3124
F1_Industrial_Paper and Printing_New_Space Heating_Natural Gas_Gas Furnace Tube Inserts_A_Achievable Technical Potential | F1 | Industrial | Paper and Printing | New | Space Heating | Natural Gas | Gas Furnace Tube Inserts | A | Original Unit Energy Savings (kWh or therms) | Achievable Technical Potential | 0 | 0 | 0 | 0 | 0 | 0 | 0 | 0 | 0 | 0 | 0 | 0 | 0 | 0 | 0 | 0 | 0 | 0 | 0 | 0 | 0 | 0 | 0 | 0 | 0 | 0 | 0 | 0 | 0 | 0 | 0
F2_Industrial_Paper and Printing_New_Space Heating_Natural Gas_Gas Furnace Tube Inserts_A_Achievable Technical Potential | F2 | Industrial | Paper and Printing | New | Space Heating | Natural Gas | Gas Furnace Tube Inserts | A | Original Unit Summer Peak Savings (kW) | Achievable Technical Potential | 0 | 0 | 0 | 0 | 0 | 0 | 0 | 0 | 0 | 0 | 0 | 0 | 0 | 0 | 0 | 0 | 0 | 0 | 0 | 0 | 0 | 0 | 0 | 0 | 0 | 0 | 0 | 0 | 0 | 0 | 0
F3_Industrial_Paper and Printing_New_Space Heating_Natural Gas_Gas Furnace Tube Inserts_A_Achievable Technical Potential | F3 | Industrial | Paper and Printing | New | Space Heating | Natural Gas | Gas Furnace Tube Inserts | A | Original Unit Winter Peak Savings (kW) | Achievable Technical Potential | 0 | 0 | 0 | 0 | 0 | 0 | 0 | 0 | 0 | 0 | 0 | 0 | 0 | 0 | 0 | 0 | 0 | 0 | 0 | 0 | 0 | 0 | 0 | 0 | 0 | 0 | 0 | 0 | 0 | 0 | 0
F4_Industrial_Paper and Printing_New_Space Heating_Natural Gas_Gas Furnace Tube Inserts_A_Achievable Technical Potential | F4 | Industrial | Paper and Printing | New | Space Heating | Natural Gas | Gas Furnace Tube Inserts | A | Standalone Impact on Baseline Energy (%) | Achievable Technical Potential | 0% | 0% | 0% | 0% | 0% | 0% | 0% | 0% | 0% | 0% | 0% | 0% | 0% | 0% | 0% | 0% | 0% | 0% | 0% | 0% | 0% | 0% | 0% | 0% | 0 | 0 | 0 | 0 | 0 | 0 | 0
F5_Industrial_Paper and Printing_New_Space Heating_Natural Gas_Gas Furnace Tube Inserts_A_Achievable Technical Potential | F5 | Industrial | Paper and Printing | New | Space Heating | Natural Gas | Gas Furnace Tube Inserts | A | Standalone Impact on Baseline Summer Peak (%) | Achievable Technical Potential | 0% | 0% | 0% | 0% | 0% | 0% | 0% | 0% | 0% | 0% | 0% | 0% | 0% | 0% | 0% | 0% | 0% | 0% | 0% | 0% | 0% | 0% | 0% | 0% | 0 | 0 | 0 | 0 | 0 | 0 | 0
F6_Industrial_Paper and Printing_New_Space Heating_Natural Gas_Gas Furnace Tube Inserts_A_Achievable Technical Potential | F6 | Industrial | Paper and Printing | New | Space Heating | Natural Gas | Gas Furnace Tube Inserts | A | Standalone Impact on Baseline Winter Peak (%) | Achievable Technical Potential | 0% | 0% | 0% | 0% | 0% | 0% | 0% | 0% | 0% | 0% | 0% | 0% | 0% | 0% | 0% | 0% | 0% | 0% | 0% | 0% | 0% | 0% | 0% | 0% | 0 | 0 | 0 | 0 | 0 | 0 | 0
F7_Industrial_Paper and Printing_New_Space Heating_Natural Gas_Gas Furnace Tube Inserts_A_Achievable Technical Potential | F7 | Industrial | Paper and Printing | New | Space Heating | Natural Gas | Gas Furnace Tube Inserts | A | Incremental Energy Savings (MWh or mTherms) | Achievable Technical Potential | 0 | 0 | 0 | 0 | 0 | 0 | 0 | 0 | 0 | 0 | 0 | 0 | 0 | 0 | 0 | 0 | 0 | 0 | 0 | 0 | 0 | 0 | 0 | 0 | 0 | 0 | 0 | 0 | 0 | 0 | 0
F8_Industrial_Paper and Printing_New_Space Heating_Natural Gas_Gas Furnace Tube Inserts_A_Achievable Technical Potential | F8 | Industrial | Paper and Printing | New | Space Heating | Natural Gas | Gas Furnace Tube Inserts | A | Incremental Summer Peak Savings (MW) | Achievable Technical Potential | 0 | 0 | 0 | 0 | 0 | 0 | 0 | 0 | 0 | 0 | 0 | 0 | 0 | 0 | 0 | 0 | 0 | 0 | 0 | 0 | 0 | 0 | 0 | 0 | 0 | 0 | 0 | 0 | 0 | 0 | 0
F9_Industrial_Paper and Printing_New_Space Heating_Natural Gas_Gas Furnace Tube Inserts_A_Achievable Technical Potential | F9 | Industrial | Paper and Printing | New | Space Heating | Natural Gas | Gas Furnace Tube Inserts | A | Incremental Winter Peak Savings (MW) | Achievable Technical Potential | 0 | 0 | 0 | 0 | 0 | 0 | 0 | 0 | 0 | 0 | 0 | 0 | 0 | 0 | 0 | 0 | 0 | 0 | 0 | 0 | 0 | 0 | 0 | 0 | 0 | 0 | 0 | 0 | 0 | 0 | 0
F10_Industrial_Paper and Printing_New_Space Heating_Natural Gas_Gas Furnace Tube Inserts_A_Achievable Technical Potential | F10 | Industrial | Paper and Printing | New | Space Heating | Natural Gas | Gas Furnace Tube Inserts | A | Cumulative Energy Savings (MWh or mTherms) | Achievable Technical Potential | 0 | 0 | 0 | 0 | 0 | 0 | 0 | 0 | 0 | 0 | 0 | 0 | 0 | 0 | 0 | 0 | 0 | 0 | 0 | 0 | 0 | 0 | 0 | 0 | 0 | 0 | 0 | 0 | 0 | 0 | 0
F11_Industrial_Paper and Printing_New_Space Heating_Natural Gas_Gas Furnace Tube Inserts_A_Achievable Technical Potential | F11 | Industrial | Paper and Printing | New | Space Heating | Natural Gas | Gas Furnace Tube Inserts | A | Cumulative Summer Peak Savings (MW) | Achievable Technical Potential | 0 | 0 | 0 | 0 | 0 | 0 | 0 | 0 | 0 | 0 | 0 | 0 | 0 | 0 | 0 | 0 | 0 | 0 | 0 | 0 | 0 | 0 | 0 | 0 | 0 | 0 | 0 | 0 | 0 | 0 | 0
F12_Industrial_Paper and Printing_New_Space Heating_Natural Gas_Gas Furnace Tube Inserts_A_Achievable Technical Potential | F12 | Industrial | Paper and Printing | New | Space Heating | Natural Gas | Gas Furnace Tube Inserts | A | Cumulative Winter Peak Savings (MW) | Achievable Technical Potential | 0 | 0 | 0 | 0 | 0 | 0 | 0 | 0 | 0 | 0 | 0 | 0 | 0 | 0 | 0 | 0 | 0 | 0 | 0 | 0 | 0 | 0 | 0 | 0 | 0 | 0 | 0 | 0 | 0 | 0 | 0
F13_Industrial_Paper and Printing_New_Space Heating_Natural Gas_Gas Furnace Tube Inserts_A_Achievable Technical Potential | F13 | Industrial | Paper and Printing | New | Space Heating | Natural Gas | Gas Furnace Tube Inserts | A | Purchases (Incremental) | Achievable Technical Potential | 0 | 0 | 0 | 0 | 0 | 0 | 0 | 0 | 0 | 0 | 0 | 0 | 0 | 0 | 0 | 0 | 0 | 0 | 0 | 0 | 0 | 0 | 0 | 0 | 0 | 0 | 0 | 0 | 0 | 0 | 0
F14_Industrial_Paper and Printing_New_Space Heating_Natural Gas_Gas Furnace Tube Inserts_A_Achievable Technical Potential | F14 | Industrial | Paper and Printing | New | Space Heating | Natural Gas | Gas Furnace Tube Inserts | A | Purchases (Cumulative) | Achievable Technical Potential | 0 | 0 | 0 | 0 | 0 | 0 | 0 | 0 | 0 | 0 | 0 | 0 | 0 | 0 | 0 | 0 | 0 | 0 | 0 | 0 | 0 | 0 | 0 | 0 | 0 | 0 | 0 | 0 | 0 | 0 | 0
F1_Industrial_Paper and Printing_New_Space Heating_Natural Gas_Space Heating - Heat Recovery Ventilator_A_Achievable Technical Potential | F1 | Industrial | Paper and Printing | New | Space Heating | Natural Gas | Space Heating - Heat Recovery Ventilator | A | Original Unit Energy Savings (kWh or therms) | Achievable Technical Potential | 0 | 0 | 0 | 0 | 0 | 0.012468 | 0.012307 | 0.01219 | 0.0121 | 0.01203 | 0.011973 | 0.011906 | 0.011837 | 0.011768 | 0.011701 | 0.011649 | 0.011607 | 0.011574 | 0.011522 | 0.011484 | 0.011457 | 0.011435 | 0.011435 | 0.011435 | 0.011435 | 0.011435 | 0.011435 | 0.011435 | 0 | 0 | 0
F2_Industrial_Paper and Printing_New_Space Heating_Natural Gas_Space Heating - Heat Recovery Ventilator_A_Achievable Technical Potential | F2 | Industrial | Paper and Printing | New | Space Heating | Natural Gas | Space Heating - Heat Recovery Ventilator | A | Original Unit Summer Peak Savings (kW) | Achievable Technical Potential | 0 | 0 | 0 | 0 | 0 | 0 | 0 | 0 | 0 | 0 | 0 | 0 | 0 | 0 | 0 | 0 | 0 | 0 | 0 | 0 | 0 | 0 | 0 | 0 | 0 | 0 | 0 | 0 | 0 | 0 | 0
F3_Industrial_Paper and Printing_New_Space Heating_Natural Gas_Space Heating - Heat Recovery Ventilator_A_Achievable Technical Potential | F3 | Industrial | Paper and Printing | New | Space Heating | Natural Gas | Space Heating - Heat Recovery Ventilator | A | Original Unit Winter Peak Savings (kW) | Achievable Technical Potential | 0 | 0 | 0 | 0 | 0 | 0 | 0 | 0 | 0 | 0 | 0 | 0 | 0 | 0 | 0 | 0 | 0 | 0 | 0 | 0 | 0 | 0 | 0 | 0 | 0 | 0 | 0 | 0 | 0 | 0 | 0
F4_Industrial_Paper and Printing_New_Space Heating_Natural Gas_Space Heating - Heat Recovery Ventilator_A_Achievable Technical Potential | F4 | Industrial | Paper and Printing | New | Space Heating | Natural Gas | Space Heating - Heat Recovery Ventilator | A | Standalone Impact on Baseline Energy (%) | Achievable Technical Potential | 0% | 0% | 0% | 0% | 0% | 0.0178% | 0.03283% | 0.04621% | 0.05855% | 0.07016% | 0.08125% | 0.09204% | 0.1025% | 0.1128% | 0.123% | 0.1331% | 0.143% | 0.1529% | 0.1626% | 0.1724% | 0.1772% | 0.1816% | 0.1856% | 0.1893% | 0.0019265 | 0.0018541 | 0.0017872 | 0.0017251 | 0 | 0 | 0
F5_Industrial_Paper and Printing_New_Space Heating_Natural Gas_Space Heating - Heat Recovery Ventilator_A_Achievable Technical Potential | F5 | Industrial | Paper and Printing | New | Space Heating | Natural Gas | Space Heating - Heat Recovery Ventilator | A | Standalone Impact on Baseline Summer Peak (%) | Achievable Technical Potential | 0% | 0% | 0% | 0% | 0% | 0% | 0% | 0% | 0% | 0% | 0% | 0% | 0% | 0% | 0% | 0% | 0% | 0% | 0% | 0% | 0% | 0% | 0% | 0% | 0 | 0 | 0 | 0 | 0 | 0 | 0
F6_Industrial_Paper and Printing_New_Space Heating_Natural Gas_Space Heating - Heat Recovery Ventilator_A_Achievable Technical Potential | F6 | Industrial | Paper and Printing | New | Space Heating | Natural Gas | Space Heating - Heat Recovery Ventilator | A | Standalone Impact on Baseline Winter Peak (%) | Achievable Technical Potential | 0% | 0% | 0% | 0% | 0% | 0% | 0% | 0% | 0% | 0% | 0% | 0% | 0% | 0% | 0% | 0% | 0% | 0% | 0% | 0% | 0% | 0% | 0% | 0% | 0 | 0 | 0 | 0 | 0 | 0 | 0
F7_Industrial_Paper and Printing_New_Space Heating_Natural Gas_Space Heating - Heat Recovery Ventilator_A_Achievable Technical Potential | F7 | Industrial | Paper and Printing | New | Space Heating | Natural Gas | Space Heating - Heat Recovery Ventilator | A | Incremental Energy Savings (MWh or mTherms) | Achievable Technical Potential | 0 | 0 | 0 | 0 | 0 | 0.00010994 | 0.00012857 | 0.00014719 | 0.00016569 | 0.00018421 | 0.00020274 | 0.00022067 | 0.00023826 | 0.00025561 | 0.0002725 | 0.0002896 | 0.00030666 | 0.00032383 | 0.00034024 | 0.00035676 | 0.00037353 | 0.00039035 | 0.0004078 | 0.00042519 | 0.00044252 | 0.00019363 | 0.00021193 | 0.00023018 | 0 | 0 | 0
F8_Industrial_Paper and Printing_New_Space Heating_Natural Gas_Space Heating - Heat Recovery Ventilator_A_Achievable Technical Potential | F8 | Industrial | Paper and Printing | New | Space Heating | Natural Gas | Space Heating - Heat Recovery Ventilator | A | Incremental Summer Peak Savings (MW) | Achievable Technical Potential | 0 | 0 | 0 | 0 | 0 | 0 | 0 | 0 | 0 | 0 | 0 | 0 | 0 | 0 | 0 | 0 | 0 | 0 | 0 | 0 | 0 | 0 | 0 | 0 | 0 | 0 | 0 | 0 | 0 | 0 | 0
F9_Industrial_Paper and Printing_New_Space Heating_Natural Gas_Space Heating - Heat Recovery Ventilator_A_Achievable Technical Potential | F9 | Industrial | Paper and Printing | New | Space Heating | Natural Gas | Space Heating - Heat Recovery Ventilator | A | Incremental Winter Peak Savings (MW) | Achievable Technical Potential | 0 | 0 | 0 | 0 | 0 | 0 | 0 | 0 | 0 | 0 | 0 | 0 | 0 | 0 | 0 | 0 | 0 | 0 | 0 | 0 | 0 | 0 | 0 | 0 | 0 | 0 | 0 | 0 | 0 | 0 | 0
F10_Industrial_Paper and Printing_New_Space Heating_Natural Gas_Space Heating - Heat Recovery Ventilator_A_Achievable Technical Potential | F10 | Industrial | Paper and Printing | New | Space Heating | Natural Gas | Space Heating - Heat Recovery Ventilator | A | Cumulative Energy Savings (MWh or mTherms) | Achievable Technical Potential | 0 | 0 | 0 | 0 | 0 | 0.00010994 | 0.00023709 | 0.00038201 | 0.00054491 | 0.00072596 | 0.00092526 | 0.0011408 | 0.0013723 | 0.00162 | 0.0018833 | 0.0021644 | 0.0024634 | 0.0027803 | 0.0031081 | 0.0034545 | 0.0037187 | 0.0039826 | 0.0042523 | 0.0045209 | 0.0047883 | 0.0047883 | 0.0047883 | 0.0047883 | 0 | 0 | 0
F11_Industrial_Paper and Printing_New_Space Heating_Natural Gas_Space Heating - Heat Recovery Ventilator_A_Achievable Technical Potential | F11 | Industrial | Paper and Printing | New | Space Heating | Natural Gas | Space Heating - Heat Recovery Ventilator | A | Cumulative Summer Peak Savings (MW) | Achievable Technical Potential | 0 | 0 | 0 | 0 | 0 | 0 | 0 | 0 | 0 | 0 | 0 | 0 | 0 | 0 | 0 | 0 | 0 | 0 | 0 | 0 | 0 | 0 | 0 | 0 | 0 | 0 | 0 | 0 | 0 | 0 | 0
F12_Industrial_Paper and Printing_New_Space Heating_Natural Gas_Space Heating - Heat Recovery Ventilator_A_Achievable Technical Potential | F12 | Industrial | Paper and Printing | New | Space Heating | Natural Gas | Space Heating - Heat Recovery Ventilator | A | Cumulative Winter Peak Savings (MW) | Achievable Technical Potential | 0 | 0 | 0 | 0 | 0 | 0 | 0 | 0 | 0 | 0 | 0 | 0 | 0 | 0 | 0 | 0 | 0 | 0 | 0 | 0 | 0 | 0 | 0 | 0 | 0 | 0 | 0 | 0 | 0 | 0 | 0
F13_Industrial_Paper and Printing_New_Space Heating_Natural Gas_Space Heating - Heat Recovery Ventilator_A_Achievable Technical Potential | F13 | Industrial | Paper and Printing | New | Space Heating | Natural Gas | Space Heating - Heat Recovery Ventilator | A | Purchases (Incremental) | Achievable Technical Potential | 0 | 0 | 0 | 0 | 0 | 8.8179 | 10.4468 | 12.0748 | 13.6932 | 15.3125 | 16.9332 | 18.5332 | 20.1289 | 21.7213 | 23.2885 | 24.8616 | 26.4197 | 27.978 | 29.5285 | 31.0652 | 32.6037 | 34.1358 | 35.6619 | 37.1825 | 38.698 | 16.9332 | 18.5332 | 20.1289 | 21.7213 | 23.2885 | 24.8616
F14_Industrial_Paper and Printing_New_Space Heating_Natural Gas_Space Heating - Heat Recovery Ventilator_A_Achievable Technical Potential | F14 | Industrial | Paper and Printing | New | Space Heating | Natural Gas | Space Heating - Heat Recovery Ventilator | A | Purchases (Cumulative) | Achievable Technical Potential | 0 | 0 | 0 | 0 | 0 | 8.8179 | 19.2647 | 31.3396 | 45.0328 | 60.3453 | 77.2785 | 95.8117 | 115.9405 | 137.6619 | 160.9503 | 185.8119 | 212.2316 | 240.2096 | 269.7382 | 300.8034 | 324.5891 | 348.2781 | 371.8652 | 395.3544 | 418.7399 | 418.7399 | 418.7399 | 418.7399 | 418.7399 | 418.7399 | 418.7399
F1_Industrial_Paper and Printing_New_Space Heating_Natural Gas_Thermostat - Programmable_A_Achievable Technical Potential | F1 | Industrial | Paper and Printing | New | Space Heating | Natural Gas | Thermostat - Programmable | A | Original Unit Energy Savings (kWh or therms) | Achievable Technical Potential | 0 | 0 | 0 | 0 | 0 | 0.006194 | 0.006114 | 0.0060556 | 0.0060113 | 0.0059764 | 0.0059481 | 0.005915 | 0.0058802 | 0.005846 | 0.0058129 | 0.0057868 | 0.0057663 | 0.00575 | 0.0057242 | 0.0057053 | 0.0056915 | 0.0056808 | 0.0056808 | 0.0056808 | 0.0056808 | 0.0056808 | 0.0056808 | 0.0056808 | 0 | 0 | 0
F2_Industrial_Paper and Printing_New_Space Heating_Natural Gas_Thermostat - Programmable_A_Achievable Technical Potential | F2 | Industrial | Paper and Printing | New | Space Heating | Natural Gas | Thermostat - Programmable | A | Original Unit Summer Peak Savings (kW) | Achievable Technical Potential | 0 | 0 | 0 | 0 | 0 | 0 | 0 | 0 | 0 | 0 | 0 | 0 | 0 | 0 | 0 | 0 | 0 | 0 | 0 | 0 | 0 | 0 | 0 | 0 | 0 | 0 | 0 | 0 | 0 | 0 | 0
F3_Industrial_Paper and Printing_New_Space Heating_Natural Gas_Thermostat - Programmable_A_Achievable Technical Potential | F3 | Industrial | Paper and Printing | New | Space Heating | Natural Gas | Thermostat - Programmable | A | Original Unit Winter Peak Savings (kW) | Achievable Technical Potential | 0 | 0 | 0 | 0 | 0 | 0 | 0 | 0 | 0 | 0 | 0 | 0 | 0 | 0 | 0 | 0 | 0 | 0 | 0 | 0 | 0 | 0 | 0 | 0 | 0 | 0 | 0 | 0 | 0 | 0 | 0
F4_Industrial_Paper and Printing_New_Space Heating_Natural Gas_Thermostat - Programmable_A_Achievable Technical Potential | F4 | Industrial | Paper and Printing | New | Space Heating | Natural Gas | Thermostat - Programmable | A | Standalone Impact on Baseline Energy (%) | Achievable Technical Potential | 0% | 0% | 0% | 0% | 0% | 0.02653% | 0.04893% | 0.06887% | 0.08726% | 0.1046% | 0.1211% | 0.1372% | 0.1528% | 0.1682% | 0.1834% | 0.1983% | 0.2043% | 0.2095% | 0.2142% | 0.2185% | 0.2222% | 0.2256% | 0.2287% | 0.2315% | 0.002341 | 0.0022531 | 0.0021717 | 0.0020962 | 0 | 0 | 0
F5_Industrial_Paper and Printing_New_Space Heating_Natural Gas_Thermostat - Programmable_A_Achievable Technical Potential | F5 | Industrial | Paper and Printing | New | Space Heating | Natural Gas | Thermostat - Programmable | A | Standalone Impact on Baseline Summer Peak (%) | Achievable Technical Potential | 0% | 0% | 0% | 0% | 0% | 0% | 0% | 0% | 0% | 0% | 0% | 0% | 0% | 0% | 0% | 0% | 0% | 0% | 0% | 0% | 0% | 0% | 0% | 0% | 0 | 0 | 0 | 0 | 0 | 0 | 0
F6_Industrial_Paper and Printing_New_Space Heating_Natural Gas_Thermostat - Programmable_A_Achievable Technical Potential | F6 | Industrial | Paper and Printing | New | Space Heating | Natural Gas | Thermostat - Programmable | A | Standalone Impact on Baseline Winter Peak (%) | Achievable Technical Potential | 0% | 0% | 0% | 0% | 0% | 0% | 0% | 0% | 0% | 0% | 0% | 0% | 0% | 0% | 0% | 0% | 0% | 0% | 0% | 0% | 0% | 0% | 0% | 0% | 0 | 0 | 0 | 0 | 0 | 0 | 0
F7_Industrial_Paper and Printing_New_Space Heating_Natural Gas_Thermostat - Programmable_A_Achievable Technical Potential | F7 | Industrial | Paper and Printing | New | Space Heating | Natural Gas | Thermostat - Programmable | A | Incremental Energy Savings (MWh or mTherms) | Achievable Technical Potential | 0 | 0 | 0 | 0 | 0 | 0.00016385 | 0.00019162 | 0.00021936 | 0.00024694 | 0.00027454 | 0.00030216 | 0.00032887 | 0.00035509 | 0.00038095 | 0.00040612 | 0.00043161 | 0.00045703 | 0.00048262 | 0.00050708 | 0.0005317 | 0.0005567 | 0.00058176 | 0.00060777 | 0.00063368 | 0.00065951 | 0.00039689 | 0.0004237 | 0.00045026 | 0 | 0 | 0
F8_Industrial_Paper and Printing_New_Space Heating_Natural Gas_Thermostat - Programmable_A_Achievable Technical Potential | F8 | Industrial | Paper and Printing | New | Space Heating | Natural Gas | Thermostat - Programmable | A | Incremental Summer Peak Savings (MW) | Achievable Technical Potential | 0 | 0 | 0 | 0 | 0 | 0 | 0 | 0 | 0 | 0 | 0 | 0 | 0 | 0 | 0 | 0 | 0 | 0 | 0 | 0 | 0 | 0 | 0 | 0 | 0 | 0 | 0 | 0 | 0 | 0 | 0
F9_Industrial_Paper and Printing_New_Space Heating_Natural Gas_Thermostat - Programmable_A_Achievable Technical Potential | F9 | Industrial | Paper and Printing | New | Space Heating | Natural Gas | Thermostat - Programmable | A | Incremental Winter Peak Savings (MW) | Achievable Technical Potential | 0 | 0 | 0 | 0 | 0 | 0 | 0 | 0 | 0 | 0 | 0 | 0 | 0 | 0 | 0 | 0 | 0 | 0 | 0 | 0 | 0 | 0 | 0 | 0 | 0 | 0 | 0 | 0 | 0 | 0 | 0
F10_Industrial_Paper and Printing_New_Space Heating_Natural Gas_Thermostat - Programmable_A_Achievable Technical Potential | F10 | Industrial | Paper and Printing | New | Space Heating | Natural Gas | Thermostat - Programmable | A | Cumulative Energy Savings (MWh or mTherms) | Achievable Technical Potential | 0 | 0 | 0 | 0 | 0 | 0.00016385 | 0.00035335 | 0.00056934 | 0.00081212 | 0.0010819 | 0.001379 | 0.0017002 | 0.0020453 | 0.0024143 | 0.0028067 | 0.0032258 | 0.0035189 | 0.0038113 | 0.0040939 | 0.0043777 | 0.0046624 | 0.0049468 | 0.0052387 | 0.0055294 | 0.0058187 | 0.0058187 | 0.0058187 | 0.0058187 | 0 | 0 | 0
F11_Industrial_Paper and Printing_New_Space Heating_Natural Gas_Thermostat - Programmable_A_Achievable Technical Potential | F11 | Industrial | Paper and Printing | New | Space Heating | Natural Gas | Thermostat - Programmable | A | Cumulative Summer Peak Savings (MW) | Achievable Technical Potential | 0 | 0 | 0 | 0 | 0 | 0 | 0 | 0 | 0 | 0 | 0 | 0 | 0 | 0 | 0 | 0 | 0 | 0 | 0 | 0 | 0 | 0 | 0 | 0 | 0 | 0 | 0 | 0 | 0 | 0 | 0
F12_Industrial_Paper and Printing_New_Space Heating_Natural Gas_Thermostat - Programmable_A_Achievable Technical Potential | F12 | Industrial | Paper and Printing | New | Space Heating | Natural Gas | Thermostat - Programmable | A | Cumulative Winter Peak Savings (MW) | Achievable Technical Potential | 0 | 0 | 0 | 0 | 0 | 0 | 0 | 0 | 0 | 0 | 0 | 0 | 0 | 0 | 0 | 0 | 0 | 0 | 0 | 0 | 0 | 0 | 0 | 0 | 0 | 0 | 0 | 0 | 0 | 0 | 0
F13_Industrial_Paper and Printing_New_Space Heating_Natural Gas_Thermostat - Programmable_A_Achievable Technical Potential | F13 | Industrial | Paper and Printing | New | Space Heating | Natural Gas | Thermostat - Programmable | A | Purchases (Incremental) | Achievable Technical Potential | 0 | 0 | 0 | 0 | 0 | 26.4537 | 31.3404 | 36.2245 | 41.0797 | 45.9376 | 50.7995 | 55.5996 | 60.3866 | 65.1639 | 69.8654 | 74.5847 | 79.2591 | 83.9341 | 88.5856 | 93.1956 | 97.811 | 102.4073 | 106.9858 | 111.5476 | 116.0939 | 69.8654 | 74.5847 | 79.2591 | 83.9341 | 88.5856 | 93.1956
F14_Industrial_Paper and Printing_New_Space Heating_Natural Gas_Thermostat - Programmable_A_Achievable Technical Potential | F14 | Industrial | Paper and Printing | New | Space Heating | Natural Gas | Thermostat - Programmable | A | Purchases (Cumulative) | Achievable Technical Potential | 0 | 0 | 0 | 0 | 0 | 26.4537 | 57.7942 | 94.0187 | 135.0984 | 181.036 | 231.8354 | 287.435 | 347.8216 | 412.9856 | 482.8509 | 557.4357 | 610.2411 | 662.8347 | 715.1958 | 767.3117 | 819.1851 | 870.7929 | 922.1791 | 973.3401 | 1024.27 | 1024.27 | 1024.27 | 1024.27 | 1024.27 | 1024.27 | 1024.27
F1_Industrial_Paper and Printing_New_Space Heating_Natural Gas_ENERGY STAR Connected Thermostat_A_Achievable Technical Potential | F1 | Industrial | Paper and Printing | New | Space Heating | Natural Gas | ENERGY STAR Connected Thermostat | A | Original Unit Energy Savings (kWh or therms) | Achievable Technical Potential | 0 | 0 | 0 | 0 | 0 | 0.014581 | 0.014392 | 0.014255 | 0.014151 | 0.014068 | 0.014002 | 0.013924 | 0.013842 | 0.013762 | 0.013684 | 0.013622 | 0.013574 | 0.013536 | 0.013475 | 0.01343 | 0.013398 | 0.013373 | 0.013373 | 0.013373 | 0.013373 | 0.013373 | 0.013373 | 0.013373 | 0 | 0 | 0
F2_Industrial_Paper and Printing_New_Space Heating_Natural Gas_ENERGY STAR Connected Thermostat_A_Achievable Technical Potential | F2 | Industrial | Paper and Printing | New | Space Heating | Natural Gas | ENERGY STAR Connected Thermostat | A | Original Unit Summer Peak Savings (kW) | Achievable Technical Potential | 0 | 0 | 0 | 0 | 0 | 0 | 0 | 0 | 0 | 0 | 0 | 0 | 0 | 0 | 0 | 0 | 0 | 0 | 0 | 0 | 0 | 0 | 0 | 0 | 0 | 0 | 0 | 0 | 0 | 0 | 0
F3_Industrial_Paper and Printing_New_Space Heating_Natural Gas_ENERGY STAR Connected Thermostat_A_Achievable Technical Potential | F3 | Industrial | Paper and Printing | New | Space Heating | Natural Gas | ENERGY STAR Connected Thermostat | A | Original Unit Winter Peak Savings (kW) | Achievable Technical Potential | 0 | 0 | 0 | 0 | 0 | 0 | 0 | 0 | 0 | 0 | 0 | 0 | 0 | 0 | 0 | 0 | 0 | 0 | 0 | 0 | 0 | 0 | 0 | 0 | 0 | 0 | 0 | 0 | 0 | 0 | 0
F4_Industrial_Paper and Printing_New_Space Heating_Natural Gas_ENERGY STAR Connected Thermostat_A_Achievable Technical Potential | F4 | Industrial | Paper and Printing | New | Space Heating | Natural Gas | ENERGY STAR Connected Thermostat | A | Standalone Impact on Baseline Energy (%) | Achievable Technical Potential | 0% | 0% | 0% | 0% | 0% | 0.06246% | 0.1152% | 0.1621% | 0.2054% | 0.2462% | 0.2525% | 0.258% | 0.2625% | 0.2664% | 0.2698% | 0.2727% | 0.2752% | 0.2774% | 0.2794% | 0.2812% | 0.2828% | 0.2842% | 0.2855% | 0.2867% | 0.0028776 | 0.0027695 | 0.0026695 | 0.0025767 | 0 | 0 | 0
F5_Industrial_Paper and Printing_New_Space Heating_Natural Gas_ENERGY STAR Connected Thermostat_A_Achievable Technical Potential | F5 | Industrial | Paper and Printing | New | Space Heating | Natural Gas | ENERGY STAR Connected Thermostat | A | Standalone Impact on Baseline Summer Peak (%) | Achievable Technical Potential | 0% | 0% | 0% | 0% | 0% | 0% | 0% | 0% | 0% | 0% | 0% | 0% | 0% | 0% | 0% | 0% | 0% | 0% | 0% | 0% | 0% | 0% | 0% | 0% | 0 | 0 | 0 | 0 | 0 | 0 | 0
F6_Industrial_Paper and Printing_New_Space Heating_Natural Gas_ENERGY STAR Connected Thermostat_A_Achievable Technical Potential | F6 | Industrial | Paper and Printing | New | Space Heating | Natural Gas | ENERGY STAR Connected Thermostat | A | Standalone Impact on Baseline Winter Peak (%) | Achievable Technical Potential | 0% | 0% | 0% | 0% | 0% | 0% | 0% | 0% | 0% | 0% | 0% | 0% | 0% | 0% | 0% | 0% | 0% | 0% | 0% | 0% | 0% | 0% | 0% | 0% | 0 | 0 | 0 | 0 | 0 | 0 | 0
F7_Industrial_Paper and Printing_New_Space Heating_Natural Gas_ENERGY STAR Connected Thermostat_A_Achievable Technical Potential | F7 | Industrial | Paper and Printing | New | Space Heating | Natural Gas | ENERGY STAR Connected Thermostat | A | Incremental Energy Savings (MWh or mTherms) | Achievable Technical Potential | 0 | 0 | 0 | 0 | 0 | 0.00038572 | 0.00045107 | 0.00051638 | 0.00058131 | 0.00064627 | 0.00071129 | 0.00077417 | 0.00083588 | 0.00089676 | 0.00095601 | 0.001016 | 0.0010759 | 0.0011361 | 0.0011937 | 0.0012516 | 0.0013105 | 0.0013695 | 0.0014307 | 0.0014917 | 0.0015525 | 0.001308 | 0.0013695 | 0.0014307 | 0 | 0 | 0
F8_Industrial_Paper and Printing_New_Space Heating_Natural Gas_ENERGY STAR Connected Thermostat_A_Achievable Technical Potential | F8 | Industrial | Paper and Printing | New | Space Heating | Natural Gas | ENERGY STAR Connected Thermostat | A | Incremental Summer Peak Savings (MW) | Achievable Technical Potential | 0 | 0 | 0 | 0 | 0 | 0 | 0 | 0 | 0 | 0 | 0 | 0 | 0 | 0 | 0 | 0 | 0 | 0 | 0 | 0 | 0 | 0 | 0 | 0 | 0 | 0 | 0 | 0 | 0 | 0 | 0
F9_Industrial_Paper and Printing_New_Space Heating_Natural Gas_ENERGY STAR Connected Thermostat_A_Achievable Technical Potential | F9 | Industrial | Paper and Printing | New | Space Heating | Natural Gas | ENERGY STAR Connected Thermostat | A | Incremental Winter Peak Savings (MW) | Achievable Technical Potential | 0 | 0 | 0 | 0 | 0 | 0 | 0 | 0 | 0 | 0 | 0 | 0 | 0 | 0 | 0 | 0 | 0 | 0 | 0 | 0 | 0 | 0 | 0 | 0 | 0 | 0 | 0 | 0 | 0 | 0 | 0
F10_Industrial_Paper and Printing_New_Space Heating_Natural Gas_ENERGY STAR Connected Thermostat_A_Achievable Technical Potential | F10 | Industrial | Paper and Printing | New | Space Heating | Natural Gas | ENERGY STAR Connected Thermostat | A | Cumulative Energy Savings (MWh or mTherms) | Achievable Technical Potential | 0 | 0 | 0 | 0 | 0 | 0.00038572 | 0.0008318 | 0.0013402 | 0.0019117 | 0.0025469 | 0.0028757 | 0.0031975 | 0.0035132 | 0.0038242 | 0.0041299 | 0.0044354 | 0.0047409 | 0.0050462 | 0.0053391 | 0.0056348 | 0.0059324 | 0.0062308 | 0.0065391 | 0.0068461 | 0.0071524 | 0.0071524 | 0.0071524 | 0.0071524 | 0 | 0 | 0
F11_Industrial_Paper and Printing_New_Space Heating_Natural Gas_ENERGY STAR Connected Thermostat_A_Achievable Technical Potential | F11 | Industrial | Paper and Printing | New | Space Heating | Natural Gas | ENERGY STAR Connected Thermostat | A | Cumulative Summer Peak Savings (MW) | Achievable Technical Potential | 0 | 0 | 0 | 0 | 0 | 0 | 0 | 0 | 0 | 0 | 0 | 0 | 0 | 0 | 0 | 0 | 0 | 0 | 0 | 0 | 0 | 0 | 0 | 0 | 0 | 0 | 0 | 0 | 0 | 0 | 0
F12_Industrial_Paper and Printing_New_Space Heating_Natural Gas_ENERGY STAR Connected Thermostat_A_Achievable Technical Potential | F12 | Industrial | Paper and Printing | New | Space Heating | Natural Gas | ENERGY STAR Connected Thermostat | A | Cumulative Winter Peak Savings (MW) | Achievable Technical Potential | 0 | 0 | 0 | 0 | 0 | 0 | 0 | 0 | 0 | 0 | 0 | 0 | 0 | 0 | 0 | 0 | 0 | 0 | 0 | 0 | 0 | 0 | 0 | 0 | 0 | 0 | 0 | 0 | 0 | 0 | 0
F13_Industrial_Paper and Printing_New_Space Heating_Natural Gas_ENERGY STAR Connected Thermostat_A_Achievable Technical Potential | F13 | Industrial | Paper and Printing | New | Space Heating | Natural Gas | ENERGY STAR Connected Thermostat | A | Purchases (Incremental) | Achievable Technical Potential | 0 | 0 | 0 | 0 | 0 | 26.4537 | 31.3404 | 36.2245 | 41.0797 | 45.9376 | 50.7995 | 55.5996 | 60.3866 | 65.1639 | 69.8654 | 74.5847 | 79.2591 | 83.9341 | 88.5856 | 93.1956 | 97.811 | 102.4073 | 106.9858 | 111.5476 | 116.0939 | 97.811 | 102.4073 | 106.9858 | 111.5476 | 116.0939 | 97.811
F14_Industrial_Paper and Printing_New_Space Heating_Natural Gas_ENERGY STAR Connected Thermostat_A_Achievable Technical Potential | F14 | Industrial | Paper and Printing | New | Space Heating | Natural Gas | ENERGY STAR Connected Thermostat | A | Purchases (Cumulative) | Achievable Technical Potential | 0 | 0 | 0 | 0 | 0 | 26.4537 | 57.7942 | 94.0187 | 135.0984 | 181.036 | 205.3817 | 229.6409 | 253.803 | 277.8872 | 301.815 | 325.6002 | 349.2598 | 372.8073 | 396.2289 | 419.5591 | 442.7854 | 465.9336 | 488.9852 | 511.9472 | 534.8455 | 534.8455 | 534.8455 | 534.8455 | 534.8455 | 534.8455 | 534.8455
F1_Industrial_Paper and Printing_New_Space Heating_Natural Gas_Destratification Fans (HVLS)_A_Achievable Technical Potential | F1 | Industrial | Paper and Printing | New | Space Heating | Natural Gas | Destratification Fans (HVLS) | A | Original Unit Energy Savings (kWh or therms) | Achievable Technical Potential | 0 | 0 | 0 | 0 | 0 | 0.014581 | 0.014392 | 0.014255 | 0.014151 | 0.014068 | 0.014002 | 0.013924 | 0.013842 | 0.013762 | 0.013684 | 0.013622 | 0.013574 | 0.013536 | 0.013475 | 0.01343 | 0.013398 | 0.013373 | 0.013373 | 0.013373 | 0.013373 | 0.013373 | 0.013373 | 0.013373 | 0 | 0 | 0
F2_Industrial_Paper and Printing_New_Space Heating_Natural Gas_Destratification Fans (HVLS)_A_Achievable Technical Potential | F2 | Industrial | Paper and Printing | New | Space Heating | Natural Gas | Destratification Fans (HVLS) | A | Original Unit Summer Peak Savings (kW) | Achievable Technical Potential | 0 | 0 | 0 | 0 | 0 | 0 | 0 | 0 | 0 | 0 | 0 | 0 | 0 | 0 | 0 | 0 | 0 | 0 | 0 | 0 | 0 | 0 | 0 | 0 | 0 | 0 | 0 | 0 | 0 | 0 | 0
F3_Industrial_Paper and Printing_New_Space Heating_Natural Gas_Destratification Fans (HVLS)_A_Achievable Technical Potential | F3 | Industrial | Paper and Printing | New | Space Heating | Natural Gas | Destratification Fans (HVLS) | A | Original Unit Winter Peak Savings (kW) | Achievable Technical Potential | 0 | 0 | 0 | 0 | 0 | 0 | 0 | 0 | 0 | 0 | 0 | 0 | 0 | 0 | 0 | 0 | 0 | 0 | 0 | 0 | 0 | 0 | 0 | 0 | 0 | 0 | 0 | 0 | 0 | 0 | 0
F4_Industrial_Paper and Printing_New_Space Heating_Natural Gas_Destratification Fans (HVLS)_A_Achievable Technical Potential | F4 | Industrial | Paper and Printing | New | Space Heating | Natural Gas | Destratification Fans (HVLS) | A | Standalone Impact on Baseline Energy (%) | Achievable Technical Potential | 0% | 0% | 0% | 0% | 0% | 0.06246% | 0.1152% | 0.1621% | 0.2054% | 0.2462% | 0.2851% | 0.3229% | 0.3598% | 0.3959% | 0.4317% | 0.4447% | 0.4562% | 0.4663% | 0.4753% | 0.4835% | 0.4907% | 0.4972% | 0.5031% | 0.5085% | 0.005135 | 0.004942 | 0.0047636 | 0.004598 | 0 | 0 | 0
F5_Industrial_Paper and Printing_New_Space Heating_Natural Gas_Destratification Fans (HVLS)_A_Achievable Technical Potential | F5 | Industrial | Paper and Printing | New | Space Heating | Natural Gas | Destratification Fans (HVLS) | A | Standalone Impact on Baseline Summer Peak (%) | Achievable Technical Potential | 0% | 0% | 0% | 0% | 0% | 0% | 0% | 0% | 0% | 0% | 0% | 0% | 0% | 0% | 0% | 0% | 0% | 0% | 0% | 0% | 0% | 0% | 0% | 0% | 0 | 0 | 0 | 0 | 0 | 0 | 0
F6_Industrial_Paper and Printing_New_Space Heating_Natural Gas_Destratification Fans (HVLS)_A_Achievable Technical Potential | F6 | Industrial | Paper and Printing | New | Space Heating | Natural Gas | Destratification Fans (HVLS) | A | Standalone Impact on Baseline Winter Peak (%) | Achievable Technical Potential | 0% | 0% | 0% | 0% | 0% | 0% | 0% | 0% | 0% | 0% | 0% | 0% | 0% | 0% | 0% | 0% | 0% | 0% | 0% | 0% | 0% | 0% | 0% | 0% | 0 | 0 | 0 | 0 | 0 | 0 | 0
F7_Industrial_Paper and Printing_New_Space Heating_Natural Gas_Destratification Fans (HVLS)_A_Achievable Technical Potential | F7 | Industrial | Paper and Printing | New | Space Heating | Natural Gas | Destratification Fans (HVLS) | A | Incremental Energy Savings (MWh or mTherms) | Achievable Technical Potential | 0 | 0 | 0 | 0 | 0 | 0.00038572 | 0.00045107 | 0.00051638 | 0.00058131 | 0.00064627 | 0.00071129 | 0.00077417 | 0.00083588 | 0.00089676 | 0.00095601 | 0.001016 | 0.0010759 | 0.0011361 | 0.0011937 | 0.0012516 | 0.0013105 | 0.0013695 | 0.0014307 | 0.0014917 | 0.0015525 | 0.0009974 | 0.0010599 | 0.0011224 | 0 | 0 | 0
F8_Industrial_Paper and Printing_New_Space Heating_Natural Gas_Destratification Fans (HVLS)_A_Achievable Technical Potential | F8 | Industrial | Paper and Printing | New | Space Heating | Natural Gas | Destratification Fans (HVLS) | A | Incremental Summer Peak Savings (MW) | Achievable Technical Potential | 0 | 0 | 0 | 0 | 0 | 0 | 0 | 0 | 0 | 0 | 0 | 0 | 0 | 0 | 0 | 0 | 0 | 0 | 0 | 0 | 0 | 0 | 0 | 0 | 0 | 0 | 0 | 0 | 0 | 0 | 0
F9_Industrial_Paper and Printing_New_Space Heating_Natural Gas_Destratification Fans (HVLS)_A_Achievable Technical Potential | F9 | Industrial | Paper and Printing | New | Space Heating | Natural Gas | Destratification Fans (HVLS) | A | Incremental Winter Peak Savings (MW) | Achievable Technical Potential | 0 | 0 | 0 | 0 | 0 | 0 | 0 | 0 | 0 | 0 | 0 | 0 | 0 | 0 | 0 | 0 | 0 | 0 | 0 | 0 | 0 | 0 | 0 | 0 | 0 | 0 | 0 | 0 | 0 | 0 | 0
F10_Industrial_Paper and Printing_New_Space Heating_Natural Gas_Destratification Fans (HVLS)_A_Achievable Technical Potential | F10 | Industrial | Paper and Printing | New | Space Heating | Natural Gas | Destratification Fans (HVLS) | A | Cumulative Energy Savings (MWh or mTherms) | Achievable Technical Potential | 0 | 0 | 0 | 0 | 0 | 0.00038572 | 0.0008318 | 0.0013402 | 0.0019117 | 0.0025469 | 0.0032461 | 0.0040022 | 0.0048146 | 0.0056833 | 0.0066071 | 0.0072332 | 0.007858 | 0.0084816 | 0.0090836 | 0.0096882 | 0.010295 | 0.010901 | 0.011525 | 0.012145 | 0.012763 | 0.012763 | 0.012763 | 0.012763 | 0 | 0 | 0
F11_Industrial_Paper and Printing_New_Space Heating_Natural Gas_Destratification Fans (HVLS)_A_Achievable Technical Potential | F11 | Industrial | Paper and Printing | New | Space Heating | Natural Gas | Destratification Fans (HVLS) | A | Cumulative Summer Peak Savings (MW) | Achievable Technical Potential | 0 | 0 | 0 | 0 | 0 | 0 | 0 | 0 | 0 | 0 | 0 | 0 | 0 | 0 | 0 | 0 | 0 | 0 | 0 | 0 | 0 | 0 | 0 | 0 | 0 | 0 | 0 | 0 | 0 | 0 | 0
F12_Industrial_Paper and Printing_New_Space Heating_Natural Gas_Destratification Fans (HVLS)_A_Achievable Technical Potential | F12 | Industrial | Paper and Printing | New | Space Heating | Natural Gas | Destratification Fans (HVLS) | A | Cumulative Winter Peak Savings (MW) | Achievable Technical Potential | 0 | 0 | 0 | 0 | 0 | 0 | 0 | 0 | 0 | 0 | 0 | 0 | 0 | 0 | 0 | 0 | 0 | 0 | 0 | 0 | 0 | 0 | 0 | 0 | 0 | 0 | 0 | 0 | 0 | 0 | 0
F13_Industrial_Paper and Printing_New_Space Heating_Natural Gas_Destratification Fans (HVLS)_A_Achievable Technical Potential | F13 | Industrial | Paper and Printing | New | Space Heating | Natural Gas | Destratification Fans (HVLS) | A | Purchases (Incremental) | Achievable Technical Potential | 0 | 0 | 0 | 0 | 0 | 26.4537 | 31.3404 | 36.2245 | 41.0797 | 45.9376 | 50.7995 | 55.5996 | 60.3866 | 65.1639 | 69.8654 | 74.5847 | 79.2591 | 83.9341 | 88.5856 | 93.1956 | 97.811 | 102.4073 | 106.9858 | 111.5476 | 116.0939 | 74.5847 | 79.2591 | 83.9341 | 88.5856 | 93.1956 | 97.811
F14_Industrial_Paper and Printing_New_Space Heating_Natural Gas_Destratification Fans (HVLS)_A_Achievable Technical Potential | F14 | Industrial | Paper and Printing | New | Space Heating | Natural Gas | Destratification Fans (HVLS) | A | Purchases (Cumulative) | Achievable Technical Potential | 0 | 0 | 0 | 0 | 0 | 26.4537 | 57.7942 | 94.0187 | 135.0984 | 181.036 | 231.8354 | 287.435 | 347.8216 | 412.9856 | 482.8509 | 530.9819 | 578.9006 | 626.6103 | 674.1161 | 721.3741 | 768.3856 | 815.1933 | 861.7925 | 908.1762 | 954.4047 | 954.4047 | 954.4047 | 954.4047 | 954.4047 | 954.4047 | 954.4047
F1_Industrial_Paper and Printing_New_Space Heating_Natural Gas_Gas Boiler - Insulate Steam Lines/Condensate Tank_A_Achievable Technical Potential | F1 | Industrial | Paper and Printing | New | Space Heating | Natural Gas | Gas Boiler - Insulate Steam Lines/Condensate Tank | A | Original Unit Energy Savings (kWh or therms) | Achievable Technical Potential | 0 | 0 | 0 | 0 | 0 | 0 | 0 | 0 | 0 | 0 | 0 | 0 | 0 | 0 | 0 | 0 | 0 | 0 | 0 | 0 | 0 | 0 | 0 | 0 | 0 | 0 | 0 | 0 | 0 | 0 | 0
F2_Industrial_Paper and Printing_New_Space Heating_Natural Gas_Gas Boiler - Insulate Steam Lines/Condensate Tank_A_Achievable Technical Potential | F2 | Industrial | Paper and Printing | New | Space Heating | Natural Gas | Gas Boiler - Insulate Steam Lines/Condensate Tank | A | Original Unit Summer Peak Savings (kW) | Achievable Technical Potential | 0 | 0 | 0 | 0 | 0 | 0 | 0 | 0 | 0 | 0 | 0 | 0 | 0 | 0 | 0 | 0 | 0 | 0 | 0 | 0 | 0 | 0 | 0 | 0 | 0 | 0 | 0 | 0 | 0 | 0 | 0
F3_Industrial_Paper and Printing_New_Space Heating_Natural Gas_Gas Boiler - Insulate Steam Lines/Condensate Tank_A_Achievable Technical Potential | F3 | Industrial | Paper and Printing | New | Space Heating | Natural Gas | Gas Boiler - Insulate Steam Lines/Condensate Tank | A | Original Unit Winter Peak Savings (kW) | Achievable Technical Potential | 0 | 0 | 0 | 0 | 0 | 0 | 0 | 0 | 0 | 0 | 0 | 0 | 0 | 0 | 0 | 0 | 0 | 0 | 0 | 0 | 0 | 0 | 0 | 0 | 0 | 0 | 0 | 0 | 0 | 0 | 0
F4_Industrial_Paper and Printing_New_Space Heating_Natural Gas_Gas Boiler - Insulate Steam Lines/Condensate Tank_A_Achievable Technical Potential | F4 | Industrial | Paper and Printing | New | Space Heating | Natural Gas | Gas Boiler - Insulate Steam Lines/Condensate Tank | A | Standalone Impact on Baseline Energy (%) | Achievable Technical Potential | 0% | 0% | 0% | 0% | 0% | 0% | 0% | 0% | 0% | 0% | 0% | 0% | 0% | 0% | 0% | 0% | 0% | 0% | 0% | 0% | 0% | 0% | 0% | 0% | 0 | 0 | 0 | 0 | 0 | 0 | 0
F5_Industrial_Paper and Printing_New_Space Heating_Natural Gas_Gas Boiler - Insulate Steam Lines/Condensate Tank_A_Achievable Technical Potential | F5 | Industrial | Paper and Printing | New | Space Heating | Natural Gas | Gas Boiler - Insulate Steam Lines/Condensate Tank | A | Standalone Impact on Baseline Summer Peak (%) | Achievable Technical Potential | 0% | 0% | 0% | 0% | 0% | 0% | 0% | 0% | 0% | 0% | 0% | 0% | 0% | 0% | 0% | 0% | 0% | 0% | 0% | 0% | 0% | 0% | 0% | 0% | 0 | 0 | 0 | 0 | 0 | 0 | 0
F6_Industrial_Paper and Printing_New_Space Heating_Natural Gas_Gas Boiler - Insulate Steam Lines/Condensate Tank_A_Achievable Technical Potential | F6 | Industrial | Paper and Printing | New | Space Heating | Natural Gas | Gas Boiler - Insulate Steam Lines/Condensate Tank | A | Standalone Impact on Baseline Winter Peak (%) | Achievable Technical Potential | 0% | 0% | 0% | 0% | 0% | 0% | 0% | 0% | 0% | 0% | 0% | 0% | 0% | 0% | 0% | 0% | 0% | 0% | 0% | 0% | 0% | 0% | 0% | 0% | 0 | 0 | 0 | 0 | 0 | 0 | 0
F7_Industrial_Paper and Printing_New_Space Heating_Natural Gas_Gas Boiler - Insulate Steam Lines/Condensate Tank_A_Achievable Technical Potential | F7 | Industrial | Paper and Printing | New | Space Heating | Natural Gas | Gas Boiler - Insulate Steam Lines/Condensate Tank | A | Incremental Energy Savings (MWh or mTherms) | Achievable Technical Potential | 0 | 0 | 0 | 0 | 0 | 0 | 0 | 0 | 0 | 0 | 0 | 0 | 0 | 0 | 0 | 0 | 0 | 0 | 0 | 0 | 0 | 0 | 0 | 0 | 0 | 0 | 0 | 0 | 0 | 0 | 0
F8_Industrial_Paper and Printing_New_Space Heating_Natural Gas_Gas Boiler - Insulate Steam Lines/Condensate Tank_A_Achievable Technical Potential | F8 | Industrial | Paper and Printing | New | Space Heating | Natural Gas | Gas Boiler - Insulate Steam Lines/Condensate Tank | A | Incremental Summer Peak Savings (MW) | Achievable Technical Potential | 0 | 0 | 0 | 0 | 0 | 0 | 0 | 0 | 0 | 0 | 0 | 0 | 0 | 0 | 0 | 0 | 0 | 0 | 0 | 0 | 0 | 0 | 0 | 0 | 0 | 0 | 0 | 0 | 0 | 0 | 0
F9_Industrial_Paper and Printing_New_Space Heating_Natural Gas_Gas Boiler - Insulate Steam Lines/Condensate Tank_A_Achievable Technical Potential | F9 | Industrial | Paper and Printing | New | Space Heating | Natural Gas | Gas Boiler - Insulate Steam Lines/Condensate Tank | A | Incremental Winter Peak Savings (MW) | Achievable Technical Potential | 0 | 0 | 0 | 0 | 0 | 0 | 0 | 0 | 0 | 0 | 0 | 0 | 0 | 0 | 0 | 0 | 0 | 0 | 0 | 0 | 0 | 0 | 0 | 0 | 0 | 0 | 0 | 0 | 0 | 0 | 0
F10_Industrial_Paper and Printing_New_Space Heating_Natural Gas_Gas Boiler - Insulate Steam Lines/Condensate Tank_A_Achievable Technical Potential | F10 | Industrial | Paper and Printing | New | Space Heating | Natural Gas | Gas Boiler - Insulate Steam Lines/Condensate Tank | A | Cumulative Energy Savings (MWh or mTherms) | Achievable Technical Potential | 0 | 0 | 0 | 0 | 0 | 0 | 0 | 0 | 0 | 0 | 0 | 0 | 0 | 0 | 0 | 0 | 0 | 0 | 0 | 0 | 0 | 0 | 0 | 0 | 0 | 0 | 0 | 0 | 0 | 0 | 0
F11_Industrial_Paper and Printing_New_Space Heating_Natural Gas_Gas Boiler - Insulate Steam Lines/Condensate Tank_A_Achievable Technical Potential | F11 | Industrial | Paper and Printing | New | Space Heating | Natural Gas | Gas Boiler - Insulate Steam Lines/Condensate Tank | A | Cumulative Summer Peak Savings (MW) | Achievable Technical Potential | 0 | 0 | 0 | 0 | 0 | 0 | 0 | 0 | 0 | 0 | 0 | 0 | 0 | 0 | 0 | 0 | 0 | 0 | 0 | 0 | 0 | 0 | 0 | 0 | 0 | 0 | 0 | 0 | 0 | 0 | 0
F12_Industrial_Paper and Printing_New_Space Heating_Natural Gas_Gas Boiler - Insulate Steam Lines/Condensate Tank_A_Achievable Technical Potential | F12 | Industrial | Paper and Printing | New | Space Heating | Natural Gas | Gas Boiler - Insulate Steam Lines/Condensate Tank | A | Cumulative Winter Peak Savings (MW) | Achievable Technical Potential | 0 | 0 | 0 | 0 | 0 | 0 | 0 | 0 | 0 | 0 | 0 | 0 | 0 | 0 | 0 | 0 | 0 | 0 | 0 | 0 | 0 | 0 | 0 | 0 | 0 | 0 | 0 | 0 | 0 | 0 | 0
F13_Industrial_Paper and Printing_New_Space Heating_Natural Gas_Gas Boiler - Insulate Steam Lines/Condensate Tank_A_Achievable Technical Potential | F13 | Industrial | Paper and Printing | New | Space Heating | Natural Gas | Gas Boiler - Insulate Steam Lines/Condensate Tank | A | Purchases (Incremental) | Achievable Technical Potential | 0 | 0 | 0 | 0 | 0 | 0 | 0 | 0 | 0 | 0 | 0 | 0 | 0 | 0 | 0 | 0 | 0 | 0 | 0 | 0 | 0 | 0 | 0 | 0 | 0 | 0 | 0 | 0 | 0 | 0 | 0
F14_Industrial_Paper and Printing_New_Space Heating_Natural Gas_Gas Boiler - Insulate Steam Lines/Condensate Tank_A_Achievable Technical Potential | F14 | Industrial | Paper and Printing | New | Space Heating | Natural Gas | Gas Boiler - Insulate Steam Lines/Condensate Tank | A | Purchases (Cumulative) | Achievable Technical Potential | 0 | 0 | 0 | 0 | 0 | 0 | 0 | 0 | 0 | 0 | 0 | 0 | 0 | 0 | 0 | 0 | 0 | 0 | 0 | 0 | 0 | 0 | 0 | 0 | 0 | 0 | 0 | 0 | 0 | 0 | 0
F1_Industrial_Paper and Printing_New_Process_Natural Gas_Gas Boiler - Insulate Steam Lines/Condensate Tank_A_Achievable Technical Potential | F1 | Industrial | Paper and Printing | New | Process | Natural Gas | Gas Boiler - Insulate Steam Lines/Condensate Tank | A | Original Unit Energy Savings (kWh or therms) | Achievable Technical Potential | 0 | 0 | 0 | 0 | 0 | 604.3224 | 604.3224 | 604.3224 | 604.3224 | 604.3224 | 604.3224 | 604.3224 | 604.3224 | 604.3224 | 604.3224 | 604.3224 | 604.3224 | 604.3224 | 604.3224 | 604.3224 | 604.3224 | 604.3224 | 604.3224 | 604.3224 | 604.3224 | 604.3224 | 604.3224 | 604.3224 | 604.3224 | 604.3224 | 604.3224
F2_Industrial_Paper and Printing_New_Process_Natural Gas_Gas Boiler - Insulate Steam Lines/Condensate Tank_A_Achievable Technical Potential | F2 | Industrial | Paper and Printing | New | Process | Natural Gas | Gas Boiler - Insulate Steam Lines/Condensate Tank | A | Original Unit Summer Peak Savings (kW) | Achievable Technical Potential | 0 | 0 | 0 | 0 | 0 | 0 | 0 | 0 | 0 | 0 | 0 | 0 | 0 | 0 | 0 | 0 | 0 | 0 | 0 | 0 | 0 | 0 | 0 | 0 | 0 | 0 | 0 | 0 | 0 | 0 | 0
F3_Industrial_Paper and Printing_New_Process_Natural Gas_Gas Boiler - Insulate Steam Lines/Condensate Tank_A_Achievable Technical Potential | F3 | Industrial | Paper and Printing | New | Process | Natural Gas | Gas Boiler - Insulate Steam Lines/Condensate Tank | A | Original Unit Winter Peak Savings (kW) | Achievable Technical Potential | 0 | 0 | 0 | 0 | 0 | 0 | 0 | 0 | 0 | 0 | 0 | 0 | 0 | 0 | 0 | 0 | 0 | 0 | 0 | 0 | 0 | 0 | 0 | 0 | 0 | 0 | 0 | 0 | 0 | 0 | 0
F4_Industrial_Paper and Printing_New_Process_Natural Gas_Gas Boiler - Insulate Steam Lines/Condensate Tank_A_Achievable Technical Potential | F4 | Industrial | Paper and Printing | New | Process | Natural Gas | Gas Boiler - Insulate Steam Lines/Condensate Tank | A | Standalone Impact on Baseline Energy (%) | Achievable Technical Potential | 0% | 0% | 0% | 0% | 0% | 0.02427% | 0.04475% | 0.06298% | 0.07981% | 0.09563% | 0.1107% | 0.1255% | 0.1398% | 0.1538% | 0.1677% | 0.1814% | 0.1949% | 0.2083% | 0.2217% | 0.235% | 0.2482% | 0.2613% | 0.2744% | 0.2874% | 0.0030043 | 0.0028914 | 0.002787 | 0.0026901 | 0 | 0 | 0
F5_Industrial_Paper and Printing_New_Process_Natural Gas_Gas Boiler - Insulate Steam Lines/Condensate Tank_A_Achievable Technical Potential | F5 | Industrial | Paper and Printing | New | Process | Natural Gas | Gas Boiler - Insulate Steam Lines/Condensate Tank | A | Standalone Impact on Baseline Summer Peak (%) | Achievable Technical Potential | 0% | 0% | 0% | 0% | 0% | 0% | 0% | 0% | 0% | 0% | 0% | 0% | 0% | 0% | 0% | 0% | 0% | 0% | 0% | 0% | 0% | 0% | 0% | 0% | 0 | 0 | 0 | 0 | 0 | 0 | 0
F6_Industrial_Paper and Printing_New_Process_Natural Gas_Gas Boiler - Insulate Steam Lines/Condensate Tank_A_Achievable Technical Potential | F6 | Industrial | Paper and Printing | New | Process | Natural Gas | Gas Boiler - Insulate Steam Lines/Condensate Tank | A | Standalone Impact on Baseline Winter Peak (%) | Achievable Technical Potential | 0% | 0% | 0% | 0% | 0% | 0% | 0% | 0% | 0% | 0% | 0% | 0% | 0% | 0% | 0% | 0% | 0% | 0% | 0% | 0% | 0% | 0% | 0% | 0% | 0 | 0 | 0 | 0 | 0 | 0 | 0
F7_Industrial_Paper and Printing_New_Process_Natural Gas_Gas Boiler - Insulate Steam Lines/Condensate Tank_A_Achievable Technical Potential | F7 | Industrial | Paper and Printing | New | Process | Natural Gas | Gas Boiler - Insulate Steam Lines/Condensate Tank | A | Incremental Energy Savings (MWh or mTherms) | Achievable Technical Potential | 0 | 0 | 0 | 0 | 0 | 0.0069003 | 0.0081749 | 0.0094489 | 0.010715 | 0.011982 | 0.013251 | 0.014503 | 0.015751 | 0.016998 | 0.018224 | 0.019455 | 0.020674 | 0.021894 | 0.023107 | 0.024309 | 0.025513 | 0.026712 | 0.027906 | 0.029096 | 0.030282 | 0.0069003 | 0.0081749 | 0.0094489 | 0.010715 | 0.011982 | 0.013251
F8_Industrial_Paper and Printing_New_Process_Natural Gas_Gas Boiler - Insulate Steam Lines/Condensate Tank_A_Achievable Technical Potential | F8 | Industrial | Paper and Printing | New | Process | Natural Gas | Gas Boiler - Insulate Steam Lines/Condensate Tank | A | Incremental Summer Peak Savings (MW) | Achievable Technical Potential | 0 | 0 | 0 | 0 | 0 | 0 | 0 | 0 | 0 | 0 | 0 | 0 | 0 | 0 | 0 | 0 | 0 | 0 | 0 | 0 | 0 | 0 | 0 | 0 | 0 | 0 | 0 | 0 | 0 | 0 | 0
F9_Industrial_Paper and Printing_New_Process_Natural Gas_Gas Boiler - Insulate Steam Lines/Condensate Tank_A_Achievable Technical Potential | F9 | Industrial | Paper and Printing | New | Process | Natural Gas | Gas Boiler - Insulate Steam Lines/Condensate Tank | A | Incremental Winter Peak Savings (MW) | Achievable Technical Potential | 0 | 0 | 0 | 0 | 0 | 0 | 0 | 0 | 0 | 0 | 0 | 0 | 0 | 0 | 0 | 0 | 0 | 0 | 0 | 0 | 0 | 0 | 0 | 0 | 0 | 0 | 0 | 0 | 0 | 0 | 0
F10_Industrial_Paper and Printing_New_Process_Natural Gas_Gas Boiler - Insulate Steam Lines/Condensate Tank_A_Achievable Technical Potential | F10 | Industrial | Paper and Printing | New | Process | Natural Gas | Gas Boiler - Insulate Steam Lines/Condensate Tank | A | Cumulative Energy Savings (MWh or mTherms) | Achievable Technical Potential | 0 | 0 | 0 | 0 | 0 | 0.0069003 | 0.015075 | 0.024524 | 0.035239 | 0.047222 | 0.060473 | 0.074975 | 0.090727 | 0.10772 | 0.12595 | 0.1454 | 0.16608 | 0.18797 | 0.21108 | 0.23539 | 0.2609 | 0.28761 | 0.31552 | 0.34462 | 0.3749 | 0.3749 | 0.3749 | 0.3749 | 0.3749 | 0.3749 | 0.3749
F11_Industrial_Paper and Printing_New_Process_Natural Gas_Gas Boiler - Insulate Steam Lines/Condensate Tank_A_Achievable Technical Potential | F11 | Industrial | Paper and Printing | New | Process | Natural Gas | Gas Boiler - Insulate Steam Lines/Condensate Tank | A | Cumulative Summer Peak Savings (MW) | Achievable Technical Potential | 0 | 0 | 0 | 0 | 0 | 0 | 0 | 0 | 0 | 0 | 0 | 0 | 0 | 0 | 0 | 0 | 0 | 0 | 0 | 0 | 0 | 0 | 0 | 0 | 0 | 0 | 0 | 0 | 0 | 0 | 0
F12_Industrial_Paper and Printing_New_Process_Natural Gas_Gas Boiler - Insulate Steam Lines/Condensate Tank_A_Achievable Technical Potential | F12 | Industrial | Paper and Printing | New | Process | Natural Gas | Gas Boiler - Insulate Steam Lines/Condensate Tank | A | Cumulative Winter Peak Savings (MW) | Achievable Technical Potential | 0 | 0 | 0 | 0 | 0 | 0 | 0 | 0 | 0 | 0 | 0 | 0 | 0 | 0 | 0 | 0 | 0 | 0 | 0 | 0 | 0 | 0 | 0 | 0 | 0 | 0 | 0 | 0 | 0 | 0 | 0
F13_Industrial_Paper and Printing_New_Process_Natural Gas_Gas Boiler - Insulate Steam Lines/Condensate Tank_A_Achievable Technical Potential | F13 | Industrial | Paper and Printing | New | Process | Natural Gas | Gas Boiler - Insulate Steam Lines/Condensate Tank | A | Purchases (Incremental) | Achievable Technical Potential | 0 | 0 | 0 | 0 | 0 | 0.011418 | 0.013527 | 0.015636 | 0.017731 | 0.019828 | 0.021926 | 0.023998 | 0.026065 | 0.028127 | 0.030156 | 0.032193 | 0.03421 | 0.036228 | 0.038236 | 0.040226 | 0.042218 | 0.044202 | 0.046178 | 0.048147 | 0.050109 | 0.011418 | 0.013527 | 0.015636 | 0.017731 | 0.019828 | 0.021926
F14_Industrial_Paper and Printing_New_Process_Natural Gas_Gas Boiler - Insulate Steam Lines/Condensate Tank_A_Achievable Technical Potential | F14 | Industrial | Paper and Printing | New | Process | Natural Gas | Gas Boiler - Insulate Steam Lines/Condensate Tank | A | Purchases (Cumulative) | Achievable Technical Potential | 0 | 0 | 0 | 0 | 0 | 0.011418 | 0.024946 | 0.040581 | 0.058312 | 0.07814 | 0.10007 | 0.12406 | 0.15013 | 0.17826 | 0.20841 | 0.2406 | 0.27482 | 0.31104 | 0.34928 | 0.38951 | 0.43172 | 0.47593 | 0.5221 | 0.57025 | 0.62036 | 0.62036 | 0.62036 | 0.62036 | 0.62036 | 0.62036 | 0.62036
F1_Industrial_Paper and Printing_New_Space Heating_Natural Gas_Gas Boiler - Insulate Hot Water Lines_A_Achievable Technical Potential | F1 | Industrial | Paper and Printing | New | Space Heating | Natural Gas | Gas Boiler - Insulate Hot Water Lines | A | Original Unit Energy Savings (kWh or therms) | Achievable Technical Potential | 0 | 0 | 0 | 0 | 0 | 0 | 0 | 0 | 0 | 0 | 0 | 0 | 0 | 0 | 0 | 0 | 0 | 0 | 0 | 0 | 0 | 0 | 0 | 0 | 0 | 0 | 0 | 0 | 0 | 0 | 0
F2_Industrial_Paper and Printing_New_Space Heating_Natural Gas_Gas Boiler - Insulate Hot Water Lines_A_Achievable Technical Potential | F2 | Industrial | Paper and Printing | New | Space Heating | Natural Gas | Gas Boiler - Insulate Hot Water Lines | A | Original Unit Summer Peak Savings (kW) | Achievable Technical Potential | 0 | 0 | 0 | 0 | 0 | 0 | 0 | 0 | 0 | 0 | 0 | 0 | 0 | 0 | 0 | 0 | 0 | 0 | 0 | 0 | 0 | 0 | 0 | 0 | 0 | 0 | 0 | 0 | 0 | 0 | 0
F3_Industrial_Paper and Printing_New_Space Heating_Natural Gas_Gas Boiler - Insulate Hot Water Lines_A_Achievable Technical Potential | F3 | Industrial | Paper and Printing | New | Space Heating | Natural Gas | Gas Boiler - Insulate Hot Water Lines | A | Original Unit Winter Peak Savings (kW) | Achievable Technical Potential | 0 | 0 | 0 | 0 | 0 | 0 | 0 | 0 | 0 | 0 | 0 | 0 | 0 | 0 | 0 | 0 | 0 | 0 | 0 | 0 | 0 | 0 | 0 | 0 | 0 | 0 | 0 | 0 | 0 | 0 | 0
F4_Industrial_Paper and Printing_New_Space Heating_Natural Gas_Gas Boiler - Insulate Hot Water Lines_A_Achievable Technical Potential | F4 | Industrial | Paper and Printing | New | Space Heating | Natural Gas | Gas Boiler - Insulate Hot Water Lines | A | Standalone Impact on Baseline Energy (%) | Achievable Technical Potential | 0% | 0% | 0% | 0% | 0% | 0% | 0% | 0% | 0% | 0% | 0% | 0% | 0% | 0% | 0% | 0% | 0% | 0% | 0% | 0% | 0% | 0% | 0% | 0% | 0 | 0 | 0 | 0 | 0 | 0 | 0
F5_Industrial_Paper and Printing_New_Space Heating_Natural Gas_Gas Boiler - Insulate Hot Water Lines_A_Achievable Technical Potential | F5 | Industrial | Paper and Printing | New | Space Heating | Natural Gas | Gas Boiler - Insulate Hot Water Lines | A | Standalone Impact on Baseline Summer Peak (%) | Achievable Technical Potential | 0% | 0% | 0% | 0% | 0% | 0% | 0% | 0% | 0% | 0% | 0% | 0% | 0% | 0% | 0% | 0% | 0% | 0% | 0% | 0% | 0% | 0% | 0% | 0% | 0 | 0 | 0 | 0 | 0 | 0 | 0
F6_Industrial_Paper and Printing_New_Space Heating_Natural Gas_Gas Boiler - Insulate Hot Water Lines_A_Achievable Technical Potential | F6 | Industrial | Paper and Printing | New | Space Heating | Natural Gas | Gas Boiler - Insulate Hot Water Lines | A | Standalone Impact on Baseline Winter Peak (%) | Achievable Technical Potential | 0% | 0% | 0% | 0% | 0% | 0% | 0% | 0% | 0% | 0% | 0% | 0% | 0% | 0% | 0% | 0% | 0% | 0% | 0% | 0% | 0% | 0% | 0% | 0% | 0 | 0 | 0 | 0 | 0 | 0 | 0
F7_Industrial_Paper and Printing_New_Space Heating_Natural Gas_Gas Boiler - Insulate Hot Water Lines_A_Achievable Technical Potential | F7 | Industrial | Paper and Printing | New | Space Heating | Natural Gas | Gas Boiler - Insulate Hot Water Lines | A | Incremental Energy Savings (MWh or mTherms) | Achievable Technical Potential | 0 | 0 | 0 | 0 | 0 | 0 | 0 | 0 | 0 | 0 | 0 | 0 | 0 | 0 | 0 | 0 | 0 | 0 | 0 | 0 | 0 | 0 | 0 | 0 | 0 | 0 | 0 | 0 | 0 | 0 | 0
F8_Industrial_Paper and Printing_New_Space Heating_Natural Gas_Gas Boiler - Insulate Hot Water Lines_A_Achievable Technical Potential | F8 | Industrial | Paper and Printing | New | Space Heating | Natural Gas | Gas Boiler - Insulate Hot Water Lines | A | Incremental Summer Peak Savings (MW) | Achievable Technical Potential | 0 | 0 | 0 | 0 | 0 | 0 | 0 | 0 | 0 | 0 | 0 | 0 | 0 | 0 | 0 | 0 | 0 | 0 | 0 | 0 | 0 | 0 | 0 | 0 | 0 | 0 | 0 | 0 | 0 | 0 | 0
F9_Industrial_Paper and Printing_New_Space Heating_Natural Gas_Gas Boiler - Insulate Hot Water Lines_A_Achievable Technical Potential | F9 | Industrial | Paper and Printing | New | Space Heating | Natural Gas | Gas Boiler - Insulate Hot Water Lines | A | Incremental Winter Peak Savings (MW) | Achievable Technical Potential | 0 | 0 | 0 | 0 | 0 | 0 | 0 | 0 | 0 | 0 | 0 | 0 | 0 | 0 | 0 | 0 | 0 | 0 | 0 | 0 | 0 | 0 | 0 | 0 | 0 | 0 | 0 | 0 | 0 | 0 | 0
F10_Industrial_Paper and Printing_New_Space Heating_Natural Gas_Gas Boiler - Insulate Hot Water Lines_A_Achievable Technical Potential | F10 | Industrial | Paper and Printing | New | Space Heating | Natural Gas | Gas Boiler - Insulate Hot Water Lines | A | Cumulative Energy Savings (MWh or mTherms) | Achievable Technical Potential | 0 | 0 | 0 | 0 | 0 | 0 | 0 | 0 | 0 | 0 | 0 | 0 | 0 | 0 | 0 | 0 | 0 | 0 | 0 | 0 | 0 | 0 | 0 | 0 | 0 | 0 | 0 | 0 | 0 | 0 | 0
F11_Industrial_Paper and Printing_New_Space Heating_Natural Gas_Gas Boiler - Insulate Hot Water Lines_A_Achievable Technical Potential | F11 | Industrial | Paper and Printing | New | Space Heating | Natural Gas | Gas Boiler - Insulate Hot Water Lines | A | Cumulative Summer Peak Savings (MW) | Achievable Technical Potential | 0 | 0 | 0 | 0 | 0 | 0 | 0 | 0 | 0 | 0 | 0 | 0 | 0 | 0 | 0 | 0 | 0 | 0 | 0 | 0 | 0 | 0 | 0 | 0 | 0 | 0 | 0 | 0 | 0 | 0 | 0
F12_Industrial_Paper and Printing_New_Space Heating_Natural Gas_Gas Boiler - Insulate Hot Water Lines_A_Achievable Technical Potential | F12 | Industrial | Paper and Printing | New | Space Heating | Natural Gas | Gas Boiler - Insulate Hot Water Lines | A | Cumulative Winter Peak Savings (MW) | Achievable Technical Potential | 0 | 0 | 0 | 0 | 0 | 0 | 0 | 0 | 0 | 0 | 0 | 0 | 0 | 0 | 0 | 0 | 0 | 0 | 0 | 0 | 0 | 0 | 0 | 0 | 0 | 0 | 0 | 0 | 0 | 0 | 0
F13_Industrial_Paper and Printing_New_Space Heating_Natural Gas_Gas Boiler - Insulate Hot Water Lines_A_Achievable Technical Potential | F13 | Industrial | Paper and Printing | New | Space Heating | Natural Gas | Gas Boiler - Insulate Hot Water Lines | A | Purchases (Incremental) | Achievable Technical Potential | 0 | 0 | 0 | 0 | 0 | 0 | 0 | 0 | 0 | 0 | 0 | 0 | 0 | 0 | 0 | 0 | 0 | 0 | 0 | 0 | 0 | 0 | 0 | 0 | 0 | 0 | 0 | 0 | 0 | 0 | 0
F14_Industrial_Paper and Printing_New_Space Heating_Natural Gas_Gas Boiler - Insulate Hot Water Lines_A_Achievable Technical Potential | F14 | Industrial | Paper and Printing | New | Space Heating | Natural Gas | Gas Boiler - Insulate Hot Water Lines | A | Purchases (Cumulative) | Achievable Technical Potential | 0 | 0 | 0 | 0 | 0 | 0 | 0 | 0 | 0 | 0 | 0 | 0 | 0 | 0 | 0 | 0 | 0 | 0 | 0 | 0 | 0 | 0 | 0 | 0 | 0 | 0 | 0 | 0 | 0 | 0 | 0
F1_Industrial_Paper and Printing_New_Process_Natural Gas_Gas Boiler - Insulate Hot Water Lines_A_Achievable Technical Potential | F1 | Industrial | Paper and Printing | New | Process | Natural Gas | Gas Boiler - Insulate Hot Water Lines | A | Original Unit Energy Savings (kWh or therms) | Achievable Technical Potential | 0 | 0 | 0 | 0 | 0 | 683.0744 | 683.0744 | 683.0744 | 683.0744 | 683.0744 | 683.0744 | 683.0744 | 683.0744 | 683.0744 | 683.0744 | 683.0744 | 683.0744 | 683.0744 | 683.0744 | 683.0744 | 683.0744 | 683.0744 | 683.0744 | 683.0744 | 683.0744 | 683.0744 | 683.0744 | 683.0744 | 683.0744 | 683.0744 | 683.0744
F2_Industrial_Paper and Printing_New_Process_Natural Gas_Gas Boiler - Insulate Hot Water Lines_A_Achievable Technical Potential | F2 | Industrial | Paper and Printing | New | Process | Natural Gas | Gas Boiler - Insulate Hot Water Lines | A | Original Unit Summer Peak Savings (kW) | Achievable Technical Potential | 0 | 0 | 0 | 0 | 0 | 0 | 0 | 0 | 0 | 0 | 0 | 0 | 0 | 0 | 0 | 0 | 0 | 0 | 0 | 0 | 0 | 0 | 0 | 0 | 0 | 0 | 0 | 0 | 0 | 0 | 0
F3_Industrial_Paper and Printing_New_Process_Natural Gas_Gas Boiler - Insulate Hot Water Lines_A_Achievable Technical Potential | F3 | Industrial | Paper and Printing | New | Process | Natural Gas | Gas Boiler - Insulate Hot Water Lines | A | Original Unit Winter Peak Savings (kW) | Achievable Technical Potential | 0 | 0 | 0 | 0 | 0 | 0 | 0 | 0 | 0 | 0 | 0 | 0 | 0 | 0 | 0 | 0 | 0 | 0 | 0 | 0 | 0 | 0 | 0 | 0 | 0 | 0 | 0 | 0 | 0 | 0 | 0
F4_Industrial_Paper and Printing_New_Process_Natural Gas_Gas Boiler - Insulate Hot Water Lines_A_Achievable Technical Potential | F4 | Industrial | Paper and Printing | New | Process | Natural Gas | Gas Boiler - Insulate Hot Water Lines | A | Standalone Impact on Baseline Energy (%) | Achievable Technical Potential | 0% | 0% | 0% | 0% | 0% | 0.02743% | 0.05058% | 0.07119% | 0.09021% | 0.1081% | 0.1252% | 0.1418% | 0.158% | 0.1738% | 0.1896% | 0.205% | 0.2203% | 0.2355% | 0.2506% | 0.2656% | 0.2805% | 0.2953% | 0.3101% | 0.3249% | 0.0033958 | 0.0032682 | 0.0031502 | 0.0030407 | 0 | 0 | 0
F5_Industrial_Paper and Printing_New_Process_Natural Gas_Gas Boiler - Insulate Hot Water Lines_A_Achievable Technical Potential | F5 | Industrial | Paper and Printing | New | Process | Natural Gas | Gas Boiler - Insulate Hot Water Lines | A | Standalone Impact on Baseline Summer Peak (%) | Achievable Technical Potential | 0% | 0% | 0% | 0% | 0% | 0% | 0% | 0% | 0% | 0% | 0% | 0% | 0% | 0% | 0% | 0% | 0% | 0% | 0% | 0% | 0% | 0% | 0% | 0% | 0 | 0 | 0 | 0 | 0 | 0 | 0
F6_Industrial_Paper and Printing_New_Process_Natural Gas_Gas Boiler - Insulate Hot Water Lines_A_Achievable Technical Potential | F6 | Industrial | Paper and Printing | New | Process | Natural Gas | Gas Boiler - Insulate Hot Water Lines | A | Standalone Impact on Baseline Winter Peak (%) | Achievable Technical Potential | 0% | 0% | 0% | 0% | 0% | 0% | 0% | 0% | 0% | 0% | 0% | 0% | 0% | 0% | 0% | 0% | 0% | 0% | 0% | 0% | 0% | 0% | 0% | 0% | 0 | 0 | 0 | 0 | 0 | 0 | 0
F7_Industrial_Paper and Printing_New_Process_Natural Gas_Gas Boiler - Insulate Hot Water Lines_A_Achievable Technical Potential | F7 | Industrial | Paper and Printing | New | Process | Natural Gas | Gas Boiler - Insulate Hot Water Lines | A | Incremental Energy Savings (MWh or mTherms) | Achievable Technical Potential | 0 | 0 | 0 | 0 | 0 | 0.0077995 | 0.0092402 | 0.01068 | 0.012112 | 0.013544 | 0.014977 | 0.016393 | 0.017804 | 0.019213 | 0.020599 | 0.02199 | 0.023368 | 0.024747 | 0.026118 | 0.027477 | 0.028838 | 0.030193 | 0.031543 | 0.032888 | 0.034228 | 0.0077995 | 0.0092402 | 0.01068 | 0.012112 | 0.013544 | 0.014977
F8_Industrial_Paper and Printing_New_Process_Natural Gas_Gas Boiler - Insulate Hot Water Lines_A_Achievable Technical Potential | F8 | Industrial | Paper and Printing | New | Process | Natural Gas | Gas Boiler - Insulate Hot Water Lines | A | Incremental Summer Peak Savings (MW) | Achievable Technical Potential | 0 | 0 | 0 | 0 | 0 | 0 | 0 | 0 | 0 | 0 | 0 | 0 | 0 | 0 | 0 | 0 | 0 | 0 | 0 | 0 | 0 | 0 | 0 | 0 | 0 | 0 | 0 | 0 | 0 | 0 | 0
F9_Industrial_Paper and Printing_New_Process_Natural Gas_Gas Boiler - Insulate Hot Water Lines_A_Achievable Technical Potential | F9 | Industrial | Paper and Printing | New | Process | Natural Gas | Gas Boiler - Insulate Hot Water Lines | A | Incremental Winter Peak Savings (MW) | Achievable Technical Potential | 0 | 0 | 0 | 0 | 0 | 0 | 0 | 0 | 0 | 0 | 0 | 0 | 0 | 0 | 0 | 0 | 0 | 0 | 0 | 0 | 0 | 0 | 0 | 0 | 0 | 0 | 0 | 0 | 0 | 0 | 0
F10_Industrial_Paper and Printing_New_Process_Natural Gas_Gas Boiler - Insulate Hot Water Lines_A_Achievable Technical Potential | F10 | Industrial | Paper and Printing | New | Process | Natural Gas | Gas Boiler - Insulate Hot Water Lines | A | Cumulative Energy Savings (MWh or mTherms) | Achievable Technical Potential | 0 | 0 | 0 | 0 | 0 | 0.0077995 | 0.01704 | 0.02772 | 0.039832 | 0.053376 | 0.068353 | 0.084746 | 0.10255 | 0.12176 | 0.14236 | 0.16435 | 0.18772 | 0.21247 | 0.23858 | 0.26606 | 0.2949 | 0.32509 | 0.35664 | 0.38952 | 0.42375 | 0.42375 | 0.42375 | 0.42375 | 0.42375 | 0.42375 | 0.42375
F11_Industrial_Paper and Printing_New_Process_Natural Gas_Gas Boiler - Insulate Hot Water Lines_A_Achievable Technical Potential | F11 | Industrial | Paper and Printing | New | Process | Natural Gas | Gas Boiler - Insulate Hot Water Lines | A | Cumulative Summer Peak Savings (MW) | Achievable Technical Potential | 0 | 0 | 0 | 0 | 0 | 0 | 0 | 0 | 0 | 0 | 0 | 0 | 0 | 0 | 0 | 0 | 0 | 0 | 0 | 0 | 0 | 0 | 0 | 0 | 0 | 0 | 0 | 0 | 0 | 0 | 0
F12_Industrial_Paper and Printing_New_Process_Natural Gas_Gas Boiler - Insulate Hot Water Lines_A_Achievable Technical Potential | F12 | Industrial | Paper and Printing | New | Process | Natural Gas | Gas Boiler - Insulate Hot Water Lines | A | Cumulative Winter Peak Savings (MW) | Achievable Technical Potential | 0 | 0 | 0 | 0 | 0 | 0 | 0 | 0 | 0 | 0 | 0 | 0 | 0 | 0 | 0 | 0 | 0 | 0 | 0 | 0 | 0 | 0 | 0 | 0 | 0 | 0 | 0 | 0 | 0 | 0 | 0
F13_Industrial_Paper and Printing_New_Process_Natural Gas_Gas Boiler - Insulate Hot Water Lines_A_Achievable Technical Potential | F13 | Industrial | Paper and Printing | New | Process | Natural Gas | Gas Boiler - Insulate Hot Water Lines | A | Purchases (Incremental) | Achievable Technical Potential | 0 | 0 | 0 | 0 | 0 | 0.011418 | 0.013527 | 0.015636 | 0.017731 | 0.019828 | 0.021926 | 0.023998 | 0.026065 | 0.028127 | 0.030156 | 0.032193 | 0.03421 | 0.036228 | 0.038236 | 0.040226 | 0.042218 | 0.044202 | 0.046178 | 0.048147 | 0.050109 | 0.011418 | 0.013527 | 0.015636 | 0.017731 | 0.019828 | 0.021926
F14_Industrial_Paper and Printing_New_Process_Natural Gas_Gas Boiler - Insulate Hot Water Lines_A_Achievable Technical Potential | F14 | Industrial | Paper and Printing | New | Process | Natural Gas | Gas Boiler - Insulate Hot Water Lines | A | Purchases (Cumulative) | Achievable Technical Potential | 0 | 0 | 0 | 0 | 0 | 0.011418 | 0.024946 | 0.040581 | 0.058312 | 0.07814 | 0.10007 | 0.12406 | 0.15013 | 0.17826 | 0.20841 | 0.2406 | 0.27482 | 0.31104 | 0.34928 | 0.38951 | 0.43172 | 0.47593 | 0.5221 | 0.57025 | 0.62036 | 0.62036 | 0.62036 | 0.62036 | 0.62036 | 0.62036 | 0.62036
F1_Industrial_Paper and Printing_New_Process_Natural Gas_Process - Insulate Heated Process Fluids_A_Achievable Technical Potential | F1 | Industrial | Paper and Printing | New | Process | Natural Gas | Process - Insulate Heated Process Fluids | A | Original Unit Energy Savings (kWh or therms) | Achievable Technical Potential | 0 | 0 | 0 | 0 | 0 | 559.2448 | 559.2448 | 559.2448 | 559.2448 | 559.2448 | 559.2448 | 559.2448 | 559.2448 | 559.2448 | 559.2448 | 559.2448 | 559.2448 | 559.2448 | 559.2448 | 559.2448 | 559.2448 | 559.2448 | 559.2448 | 559.2448 | 559.2448 | 559.2448 | 559.2448 | 559.2448 | 559.2448 | 559.2448 | 559.2448
F2_Industrial_Paper and Printing_New_Process_Natural Gas_Process - Insulate Heated Process Fluids_A_Achievable Technical Potential | F2 | Industrial | Paper and Printing | New | Process | Natural Gas | Process - Insulate Heated Process Fluids | A | Original Unit Summer Peak Savings (kW) | Achievable Technical Potential | 0 | 0 | 0 | 0 | 0 | 0 | 0 | 0 | 0 | 0 | 0 | 0 | 0 | 0 | 0 | 0 | 0 | 0 | 0 | 0 | 0 | 0 | 0 | 0 | 0 | 0 | 0 | 0 | 0 | 0 | 0
F3_Industrial_Paper and Printing_New_Process_Natural Gas_Process - Insulate Heated Process Fluids_A_Achievable Technical Potential | F3 | Industrial | Paper and Printing | New | Process | Natural Gas | Process - Insulate Heated Process Fluids | A | Original Unit Winter Peak Savings (kW) | Achievable Technical Potential | 0 | 0 | 0 | 0 | 0 | 0 | 0 | 0 | 0 | 0 | 0 | 0 | 0 | 0 | 0 | 0 | 0 | 0 | 0 | 0 | 0 | 0 | 0 | 0 | 0 | 0 | 0 | 0 | 0 | 0 | 0
F4_Industrial_Paper and Printing_New_Process_Natural Gas_Process - Insulate Heated Process Fluids_A_Achievable Technical Potential | F4 | Industrial | Paper and Printing | New | Process | Natural Gas | Process - Insulate Heated Process Fluids | A | Standalone Impact on Baseline Energy (%) | Achievable Technical Potential | 0% | 0% | 0% | 0% | 0% | 0.04912% | 0.09059% | 0.1275% | 0.1616% | 0.1936% | 0.2193% | 0.2357% | 0.2453% | 0.25% | 0.2513% | 0.2499% | 0.2467% | 0.2422% | 0.2369% | 0.2312% | 0.225% | 0.2149% | 0.2057% | 0.1973% | 0.001896 | 0.0018248 | 0.0017589 | 0.0016978 | 0 | 0 | 0
F5_Industrial_Paper and Printing_New_Process_Natural Gas_Process - Insulate Heated Process Fluids_A_Achievable Technical Potential | F5 | Industrial | Paper and Printing | New | Process | Natural Gas | Process - Insulate Heated Process Fluids | A | Standalone Impact on Baseline Summer Peak (%) | Achievable Technical Potential | 0% | 0% | 0% | 0% | 0% | 0% | 0% | 0% | 0% | 0% | 0% | 0% | 0% | 0% | 0% | 0% | 0% | 0% | 0% | 0% | 0% | 0% | 0% | 0% | 0 | 0 | 0 | 0 | 0 | 0 | 0
F6_Industrial_Paper and Printing_New_Process_Natural Gas_Process - Insulate Heated Process Fluids_A_Achievable Technical Potential | F6 | Industrial | Paper and Printing | New | Process | Natural Gas | Process - Insulate Heated Process Fluids | A | Standalone Impact on Baseline Winter Peak (%) | Achievable Technical Potential | 0% | 0% | 0% | 0% | 0% | 0% | 0% | 0% | 0% | 0% | 0% | 0% | 0% | 0% | 0% | 0% | 0% | 0% | 0% | 0% | 0% | 0% | 0% | 0% | 0 | 0 | 0 | 0 | 0 | 0 | 0
F7_Industrial_Paper and Printing_New_Process_Natural Gas_Process - Insulate Heated Process Fluids_A_Achievable Technical Potential | F7 | Industrial | Paper and Printing | New | Process | Natural Gas | Process - Insulate Heated Process Fluids | A | Incremental Energy Savings (MWh or mTherms) | Achievable Technical Potential | 0 | 0 | 0 | 0 | 0 | 0.013968 | 0.016549 | 0.019128 | 0.021691 | 0.024256 | 0.024141 | 0.021138 | 0.018366 | 0.015855 | 0.013599 | 0.011614 | 0.0098739 | 0.0083651 | 0.0070629 | 0.0059444 | 0.004991 | 3.5642e-05 | 1.3298e-05 | 4.7269e-06 | 1.6042e-06 | 0.013968 | 0.016549 | 0.019128 | 0.021691 | 0.024256 | 0.024141
F8_Industrial_Paper and Printing_New_Process_Natural Gas_Process - Insulate Heated Process Fluids_A_Achievable Technical Potential | F8 | Industrial | Paper and Printing | New | Process | Natural Gas | Process - Insulate Heated Process Fluids | A | Incremental Summer Peak Savings (MW) | Achievable Technical Potential | 0 | 0 | 0 | 0 | 0 | 0 | 0 | 0 | 0 | 0 | 0 | 0 | 0 | 0 | 0 | 0 | 0 | 0 | 0 | 0 | 0 | 0 | 0 | 0 | 0 | 0 | 0 | 0 | 0 | 0 | 0
F9_Industrial_Paper and Printing_New_Process_Natural Gas_Process - Insulate Heated Process Fluids_A_Achievable Technical Potential | F9 | Industrial | Paper and Printing | New | Process | Natural Gas | Process - Insulate Heated Process Fluids | A | Incremental Winter Peak Savings (MW) | Achievable Technical Potential | 0 | 0 | 0 | 0 | 0 | 0 | 0 | 0 | 0 | 0 | 0 | 0 | 0 | 0 | 0 | 0 | 0 | 0 | 0 | 0 | 0 | 0 | 0 | 0 | 0 | 0 | 0 | 0 | 0 | 0 | 0
F10_Industrial_Paper and Printing_New_Process_Natural Gas_Process - Insulate Heated Process Fluids_A_Achievable Technical Potential | F10 | Industrial | Paper and Printing | New | Process | Natural Gas | Process - Insulate Heated Process Fluids | A | Cumulative Energy Savings (MWh or mTherms) | Achievable Technical Potential | 0 | 0 | 0 | 0 | 0 | 0.013968 | 0.030517 | 0.049645 | 0.071336 | 0.095592 | 0.11973 | 0.14087 | 0.15924 | 0.17509 | 0.18869 | 0.20031 | 0.21018 | 0.21855 | 0.22561 | 0.23155 | 0.23654 | 0.23658 | 0.23659 | 0.2366 | 0.2366 | 0.2366 | 0.2366 | 0.2366 | 0.2366 | 0.2366 | 0.2366
F11_Industrial_Paper and Printing_New_Process_Natural Gas_Process - Insulate Heated Process Fluids_A_Achievable Technical Potential | F11 | Industrial | Paper and Printing | New | Process | Natural Gas | Process - Insulate Heated Process Fluids | A | Cumulative Summer Peak Savings (MW) | Achievable Technical Potential | 0 | 0 | 0 | 0 | 0 | 0 | 0 | 0 | 0 | 0 | 0 | 0 | 0 | 0 | 0 | 0 | 0 | 0 | 0 | 0 | 0 | 0 | 0 | 0 | 0 | 0 | 0 | 0 | 0 | 0 | 0
F12_Industrial_Paper and Printing_New_Process_Natural Gas_Process - Insulate Heated Process Fluids_A_Achievable Technical Potential | F12 | Industrial | Paper and Printing | New | Process | Natural Gas | Process - Insulate Heated Process Fluids | A | Cumulative Winter Peak Savings (MW) | Achievable Technical Potential | 0 | 0 | 0 | 0 | 0 | 0 | 0 | 0 | 0 | 0 | 0 | 0 | 0 | 0 | 0 | 0 | 0 | 0 | 0 | 0 | 0 | 0 | 0 | 0 | 0 | 0 | 0 | 0 | 0 | 0 | 0
F13_Industrial_Paper and Printing_New_Process_Natural Gas_Process - Insulate Heated Process Fluids_A_Achievable Technical Potential | F13 | Industrial | Paper and Printing | New | Process | Natural Gas | Process - Insulate Heated Process Fluids | A | Purchases (Incremental) | Achievable Technical Potential | 0 | 0 | 0 | 0 | 0 | 0.024977 | 0.029591 | 0.034203 | 0.038787 | 0.043373 | 0.043168 | 0.037797 | 0.032841 | 0.028351 | 0.024318 | 0.020768 | 0.017656 | 0.014958 | 0.012629 | 0.010629 | 0.0089245 | 6.3733e-05 | 2.3779e-05 | 8.4522e-06 | 2.8685e-06 | 0.024977 | 0.029591 | 0.034203 | 0.038787 | 0.043373 | 0.043168
F14_Industrial_Paper and Printing_New_Process_Natural Gas_Process - Insulate Heated Process Fluids_A_Achievable Technical Potential | F14 | Industrial | Paper and Printing | New | Process | Natural Gas | Process - Insulate Heated Process Fluids | A | Purchases (Cumulative) | Achievable Technical Potential | 0 | 0 | 0 | 0 | 0 | 0.024977 | 0.054568 | 0.088771 | 0.12756 | 0.17093 | 0.2141 | 0.2519 | 0.28474 | 0.31309 | 0.33741 | 0.35817 | 0.37583 | 0.39079 | 0.40342 | 0.41405 | 0.42297 | 0.42303 | 0.42306 | 0.42307 | 0.42307 | 0.42307 | 0.42307 | 0.42307 | 0.42307 | 0.42307 | 0.42307
F1_Industrial_Paper and Printing_New_Process_Natural Gas_Process Heat Recovery_A_Achievable Technical Potential | F1 | Industrial | Paper and Printing | New | Process | Natural Gas | Process Heat Recovery | A | Original Unit Energy Savings (kWh or therms) | Achievable Technical Potential | 0 | 0 | 0 | 0 | 0 | 73.39 | 73.39 | 73.39 | 73.39 | 73.39 | 73.39 | 73.39 | 73.39 | 73.39 | 73.39 | 73.39 | 73.39 | 73.39 | 73.39 | 73.39 | 73.39 | 73.39 | 73.39 | 73.39 | 73.39 | 73.39 | 73.39 | 73.39 | 0 | 0 | 0
F2_Industrial_Paper and Printing_New_Process_Natural Gas_Process Heat Recovery_A_Achievable Technical Potential | F2 | Industrial | Paper and Printing | New | Process | Natural Gas | Process Heat Recovery | A | Original Unit Summer Peak Savings (kW) | Achievable Technical Potential | 0 | 0 | 0 | 0 | 0 | 0 | 0 | 0 | 0 | 0 | 0 | 0 | 0 | 0 | 0 | 0 | 0 | 0 | 0 | 0 | 0 | 0 | 0 | 0 | 0 | 0 | 0 | 0 | 0 | 0 | 0
F3_Industrial_Paper and Printing_New_Process_Natural Gas_Process Heat Recovery_A_Achievable Technical Potential | F3 | Industrial | Paper and Printing | New | Process | Natural Gas | Process Heat Recovery | A | Original Unit Winter Peak Savings (kW) | Achievable Technical Potential | 0 | 0 | 0 | 0 | 0 | 0 | 0 | 0 | 0 | 0 | 0 | 0 | 0 | 0 | 0 | 0 | 0 | 0 | 0 | 0 | 0 | 0 | 0 | 0 | 0 | 0 | 0 | 0 | 0 | 0 | 0
F4_Industrial_Paper and Printing_New_Process_Natural Gas_Process Heat Recovery_A_Achievable Technical Potential | F4 | Industrial | Paper and Printing | New | Process | Natural Gas | Process Heat Recovery | A | Standalone Impact on Baseline Energy (%) | Achievable Technical Potential | 0% | 0% | 0% | 0% | 0% | 0.2321% | 0.428% | 0.6023% | 0.7632% | 0.9146% | 1.036% | 1.114% | 1.159% | 1.181% | 1.187% | 1.18% | 1.166% | 1.144% | 1.119% | 1.092% | 1.04% | 0.9938% | 0.9513% | 0.9124% | 0.0087663 | 0.008437 | 0.0081323 | 0.0078497 | 0 | 0 | 0
F5_Industrial_Paper and Printing_New_Process_Natural Gas_Process Heat Recovery_A_Achievable Technical Potential | F5 | Industrial | Paper and Printing | New | Process | Natural Gas | Process Heat Recovery | A | Standalone Impact on Baseline Summer Peak (%) | Achievable Technical Potential | 0% | 0% | 0% | 0% | 0% | 0% | 0% | 0% | 0% | 0% | 0% | 0% | 0% | 0% | 0% | 0% | 0% | 0% | 0% | 0% | 0% | 0% | 0% | 0% | 0 | 0 | 0 | 0 | 0 | 0 | 0
F6_Industrial_Paper and Printing_New_Process_Natural Gas_Process Heat Recovery_A_Achievable Technical Potential | F6 | Industrial | Paper and Printing | New | Process | Natural Gas | Process Heat Recovery | A | Standalone Impact on Baseline Winter Peak (%) | Achievable Technical Potential | 0% | 0% | 0% | 0% | 0% | 0% | 0% | 0% | 0% | 0% | 0% | 0% | 0% | 0% | 0% | 0% | 0% | 0% | 0% | 0% | 0% | 0% | 0% | 0% | 0 | 0 | 0 | 0 | 0 | 0 | 0
F7_Industrial_Paper and Printing_New_Process_Natural Gas_Process Heat Recovery_A_Achievable Technical Potential | F7 | Industrial | Paper and Printing | New | Process | Natural Gas | Process Heat Recovery | A | Incremental Energy Savings (MWh or mTherms) | Achievable Technical Potential | 0 | 0 | 0 | 0 | 0 | 0.065991 | 0.078181 | 0.090364 | 0.10248 | 0.11459 | 0.11405 | 0.099862 | 0.086768 | 0.074906 | 0.064248 | 0.05487 | 0.046647 | 0.039519 | 0.033367 | 0.028083 | 0.065991 | 0.078181 | 0.090364 | 0.10248 | 0.11459 | 0.11405 | 0.099862 | 0.086768 | 0 | 0 | 0
F8_Industrial_Paper and Printing_New_Process_Natural Gas_Process Heat Recovery_A_Achievable Technical Potential | F8 | Industrial | Paper and Printing | New | Process | Natural Gas | Process Heat Recovery | A | Incremental Summer Peak Savings (MW) | Achievable Technical Potential | 0 | 0 | 0 | 0 | 0 | 0 | 0 | 0 | 0 | 0 | 0 | 0 | 0 | 0 | 0 | 0 | 0 | 0 | 0 | 0 | 0 | 0 | 0 | 0 | 0 | 0 | 0 | 0 | 0 | 0 | 0
F9_Industrial_Paper and Printing_New_Process_Natural Gas_Process Heat Recovery_A_Achievable Technical Potential | F9 | Industrial | Paper and Printing | New | Process | Natural Gas | Process Heat Recovery | A | Incremental Winter Peak Savings (MW) | Achievable Technical Potential | 0 | 0 | 0 | 0 | 0 | 0 | 0 | 0 | 0 | 0 | 0 | 0 | 0 | 0 | 0 | 0 | 0 | 0 | 0 | 0 | 0 | 0 | 0 | 0 | 0 | 0 | 0 | 0 | 0 | 0 | 0
F10_Industrial_Paper and Printing_New_Process_Natural Gas_Process Heat Recovery_A_Achievable Technical Potential | F10 | Industrial | Paper and Printing | New | Process | Natural Gas | Process Heat Recovery | A | Cumulative Energy Savings (MWh or mTherms) | Achievable Technical Potential | 0 | 0 | 0 | 0 | 0 | 0.065991 | 0.14417 | 0.23454 | 0.33701 | 0.45161 | 0.56566 | 0.66552 | 0.75229 | 0.82719 | 0.89144 | 0.94631 | 0.99296 | 1.0325 | 1.0658 | 1.0939 | 1.0939 | 1.0939 | 1.0939 | 1.0939 | 1.0939 | 1.0939 | 1.0939 | 1.0939 | 0 | 0 | 0
F11_Industrial_Paper and Printing_New_Process_Natural Gas_Process Heat Recovery_A_Achievable Technical Potential | F11 | Industrial | Paper and Printing | New | Process | Natural Gas | Process Heat Recovery | A | Cumulative Summer Peak Savings (MW) | Achievable Technical Potential | 0 | 0 | 0 | 0 | 0 | 0 | 0 | 0 | 0 | 0 | 0 | 0 | 0 | 0 | 0 | 0 | 0 | 0 | 0 | 0 | 0 | 0 | 0 | 0 | 0 | 0 | 0 | 0 | 0 | 0 | 0
F12_Industrial_Paper and Printing_New_Process_Natural Gas_Process Heat Recovery_A_Achievable Technical Potential | F12 | Industrial | Paper and Printing | New | Process | Natural Gas | Process Heat Recovery | A | Cumulative Winter Peak Savings (MW) | Achievable Technical Potential | 0 | 0 | 0 | 0 | 0 | 0 | 0 | 0 | 0 | 0 | 0 | 0 | 0 | 0 | 0 | 0 | 0 | 0 | 0 | 0 | 0 | 0 | 0 | 0 | 0 | 0 | 0 | 0 | 0 | 0 | 0
F13_Industrial_Paper and Printing_New_Process_Natural Gas_Process Heat Recovery_A_Achievable Technical Potential | F13 | Industrial | Paper and Printing | New | Process | Natural Gas | Process Heat Recovery | A | Purchases (Incremental) | Achievable Technical Potential | 0 | 0 | 0 | 0 | 0 | 0.89918 | 1.0653 | 1.2313 | 1.3963 | 1.5614 | 1.554 | 1.3607 | 1.1823 | 1.0207 | 0.87543 | 0.74765 | 0.63561 | 0.53848 | 0.45466 | 0.38265 | 0.89918 | 1.0653 | 1.2313 | 1.3963 | 1.5614 | 1.554 | 1.3607 | 1.1823 | 1.0207 | 0.87543 | 0.74765
F14_Industrial_Paper and Printing_New_Process_Natural Gas_Process Heat Recovery_A_Achievable Technical Potential | F14 | Industrial | Paper and Printing | New | Process | Natural Gas | Process Heat Recovery | A | Purchases (Cumulative) | Achievable Technical Potential | 0 | 0 | 0 | 0 | 0 | 0.89918 | 1.9645 | 3.1957 | 4.5921 | 6.1535 | 7.7075 | 9.0682 | 10.2505 | 11.2712 | 12.1466 | 12.8943 | 13.5299 | 14.0684 | 14.523 | 14.9057 | 14.9057 | 14.9057 | 14.9057 | 14.9057 | 14.9057 | 14.9057 | 14.9057 | 14.9057 | 14.9057 | 14.9057 | 14.9057
F1_Industrial_Paper and Printing_New_Space Heating_Natural Gas_Building Automation System_A_Achievable Technical Potential | F1 | Industrial | Paper and Printing | New | Space Heating | Natural Gas | Building Automation System | A | Original Unit Energy Savings (kWh or therms) | Achievable Technical Potential | 0 | 0 | 0 | 0 | 0 | 0.014581 | 0.014392 | 0.014255 | 0.014151 | 0.014068 | 0.014002 | 0.013924 | 0.013842 | 0.013762 | 0.013684 | 0.013622 | 0.013574 | 0.013536 | 0.013475 | 0.01343 | 0.013398 | 0.013373 | 0.013373 | 0.013373 | 0.013373 | 0.013373 | 0.013373 | 0.013373 | 0 | 0 | 0
F2_Industrial_Paper and Printing_New_Space Heating_Natural Gas_Building Automation System_A_Achievable Technical Potential | F2 | Industrial | Paper and Printing | New | Space Heating | Natural Gas | Building Automation System | A | Original Unit Summer Peak Savings (kW) | Achievable Technical Potential | 0 | 0 | 0 | 0 | 0 | 0 | 0 | 0 | 0 | 0 | 0 | 0 | 0 | 0 | 0 | 0 | 0 | 0 | 0 | 0 | 0 | 0 | 0 | 0 | 0 | 0 | 0 | 0 | 0 | 0 | 0
F3_Industrial_Paper and Printing_New_Space Heating_Natural Gas_Building Automation System_A_Achievable Technical Potential | F3 | Industrial | Paper and Printing | New | Space Heating | Natural Gas | Building Automation System | A | Original Unit Winter Peak Savings (kW) | Achievable Technical Potential | 0 | 0 | 0 | 0 | 0 | 0 | 0 | 0 | 0 | 0 | 0 | 0 | 0 | 0 | 0 | 0 | 0 | 0 | 0 | 0 | 0 | 0 | 0 | 0 | 0 | 0 | 0 | 0 | 0 | 0 | 0
F4_Industrial_Paper and Printing_New_Space Heating_Natural Gas_Building Automation System_A_Achievable Technical Potential | F4 | Industrial | Paper and Printing | New | Space Heating | Natural Gas | Building Automation System | A | Standalone Impact on Baseline Energy (%) | Achievable Technical Potential | 0% | 0% | 0% | 0% | 0% | 0.01281% | 0.03643% | 0.077% | 0.1419% | 0.2392% | 0.3771% | 0.5633% | 0.8023% | 1.094% | 1.434% | 1.808% | 2.195% | 2.568% | 2.901% | 3.168% | 3.355% | 3.456% | 3.473% | 3.418% | 0.033151 | 0.031906 | 0.030754 | 0.029685 | 0 | 0 | 0
F5_Industrial_Paper and Printing_New_Space Heating_Natural Gas_Building Automation System_A_Achievable Technical Potential | F5 | Industrial | Paper and Printing | New | Space Heating | Natural Gas | Building Automation System | A | Standalone Impact on Baseline Summer Peak (%) | Achievable Technical Potential | 0% | 0% | 0% | 0% | 0% | 0% | 0% | 0% | 0% | 0% | 0% | 0% | 0% | 0% | 0% | 0% | 0% | 0% | 0% | 0% | 0% | 0% | 0% | 0% | 0 | 0 | 0 | 0 | 0 | 0 | 0
F6_Industrial_Paper and Printing_New_Space Heating_Natural Gas_Building Automation System_A_Achievable Technical Potential | F6 | Industrial | Paper and Printing | New | Space Heating | Natural Gas | Building Automation System | A | Standalone Impact on Baseline Winter Peak (%) | Achievable Technical Potential | 0% | 0% | 0% | 0% | 0% | 0% | 0% | 0% | 0% | 0% | 0% | 0% | 0% | 0% | 0% | 0% | 0% | 0% | 0% | 0% | 0% | 0% | 0% | 0% | 0 | 0 | 0 | 0 | 0 | 0 | 0
F7_Industrial_Paper and Printing_New_Space Heating_Natural Gas_Building Automation System_A_Achievable Technical Potential | F7 | Industrial | Paper and Printing | New | Space Heating | Natural Gas | Building Automation System | A | Incremental Energy Savings (MWh or mTherms) | Achievable Technical Potential | 0 | 0 | 0 | 0 | 0 | 7.9131e-05 | 0.00018498 | 0.00037599 | 0.0006885 | 0.0011618 | 0.0018314 | 0.0027114 | 0.0037952 | 0.0050359 | 0.0063308 | 0.0075486 | 0.0085034 | 0.0090169 | 0.0089308 | 0.0082334 | 0.007129 | 0.005697 | 0.0041204 | 0.0027447 | 0.001863 | 0.0017491 | 0.0026041 | 0.0036665 | 0 | 0 | 0
F8_Industrial_Paper and Printing_New_Space Heating_Natural Gas_Building Automation System_A_Achievable Technical Potential | F8 | Industrial | Paper and Printing | New | Space Heating | Natural Gas | Building Automation System | A | Incremental Summer Peak Savings (MW) | Achievable Technical Potential | 0 | 0 | 0 | 0 | 0 | 0 | 0 | 0 | 0 | 0 | 0 | 0 | 0 | 0 | 0 | 0 | 0 | 0 | 0 | 0 | 0 | 0 | 0 | 0 | 0 | 0 | 0 | 0 | 0 | 0 | 0
F9_Industrial_Paper and Printing_New_Space Heating_Natural Gas_Building Automation System_A_Achievable Technical Potential | F9 | Industrial | Paper and Printing | New | Space Heating | Natural Gas | Building Automation System | A | Incremental Winter Peak Savings (MW) | Achievable Technical Potential | 0 | 0 | 0 | 0 | 0 | 0 | 0 | 0 | 0 | 0 | 0 | 0 | 0 | 0 | 0 | 0 | 0 | 0 | 0 | 0 | 0 | 0 | 0 | 0 | 0 | 0 | 0 | 0 | 0 | 0 | 0
F10_Industrial_Paper and Printing_New_Space Heating_Natural Gas_Building Automation System_A_Achievable Technical Potential | F10 | Industrial | Paper and Printing | New | Space Heating | Natural Gas | Building Automation System | A | Cumulative Energy Savings (MWh or mTherms) | Achievable Technical Potential | 0 | 0 | 0 | 0 | 0 | 7.9131e-05 | 0.00026308 | 0.00063656 | 0.0013204 | 0.0024746 | 0.0042942 | 0.0069818 | 0.010736 | 0.015709 | 0.021951 | 0.029401 | 0.037801 | 0.046711 | 0.055432 | 0.063481 | 0.070385 | 0.075778 | 0.079545 | 0.081639 | 0.082398 | 0.082398 | 0.082398 | 0.082398 | 0 | 0 | 0
F11_Industrial_Paper and Printing_New_Space Heating_Natural Gas_Building Automation System_A_Achievable Technical Potential | F11 | Industrial | Paper and Printing | New | Space Heating | Natural Gas | Building Automation System | A | Cumulative Summer Peak Savings (MW) | Achievable Technical Potential | 0 | 0 | 0 | 0 | 0 | 0 | 0 | 0 | 0 | 0 | 0 | 0 | 0 | 0 | 0 | 0 | 0 | 0 | 0 | 0 | 0 | 0 | 0 | 0 | 0 | 0 | 0 | 0 | 0 | 0 | 0
F12_Industrial_Paper and Printing_New_Space Heating_Natural Gas_Building Automation System_A_Achievable Technical Potential | F12 | Industrial | Paper and Printing | New | Space Heating | Natural Gas | Building Automation System | A | Cumulative Winter Peak Savings (MW) | Achievable Technical Potential | 0 | 0 | 0 | 0 | 0 | 0 | 0 | 0 | 0 | 0 | 0 | 0 | 0 | 0 | 0 | 0 | 0 | 0 | 0 | 0 | 0 | 0 | 0 | 0 | 0 | 0 | 0 | 0 | 0 | 0 | 0
F13_Industrial_Paper and Printing_New_Space Heating_Natural Gas_Building Automation System_A_Achievable Technical Potential | F13 | Industrial | Paper and Printing | New | Space Heating | Natural Gas | Building Automation System | A | Purchases (Incremental) | Achievable Technical Potential | 0 | 0 | 0 | 0 | 0 | 5.427 | 12.8522 | 26.3759 | 48.6546 | 82.5841 | 130.7961 | 194.7306 | 274.1758 | 365.9358 | 462.6588 | 554.1364 | 626.4418 | 666.1612 | 662.77 | 613.0478 | 532.0917 | 426.0145 | 308.1191 | 205.2475 | 139.3126 | 130.7961 | 194.7306 | 274.1758 | 365.9358 | 462.6588 | 554.1364
F14_Industrial_Paper and Printing_New_Space Heating_Natural Gas_Building Automation System_A_Achievable Technical Potential | F14 | Industrial | Paper and Printing | New | Space Heating | Natural Gas | Building Automation System | A | Purchases (Cumulative) | Achievable Technical Potential | 0 | 0 | 0 | 0 | 0 | 5.427 | 18.2793 | 44.6552 | 93.3098 | 175.8938 | 306.69 | 501.4205 | 775.5964 | 1141.5321 | 1604.1909 | 2158.3273 | 2784.7691 | 3450.9303 | 4113.7003 | 4726.7481 | 5253.4128 | 5666.5751 | 5948.3182 | 6104.9112 | 6161.6398 | 6161.6398 | 6161.6398 | 6161.6398 | 6161.6398 | 6161.6398 | 6161.6398
F1_Industrial_Paper and Printing_New_Space Heating_Natural Gas_Steam System Efficiency Improvements_A_Achievable Technical Potential | F1 | Industrial | Paper and Printing | New | Space Heating | Natural Gas | Steam System Efficiency Improvements | A | Original Unit Energy Savings (kWh or therms) | Achievable Technical Potential | 0 | 0 | 0 | 0 | 0 | 0 | 0 | 0 | 0 | 0 | 0 | 0 | 0 | 0 | 0 | 0 | 0 | 0 | 0 | 0 | 0 | 0 | 0 | 0 | 0 | 0 | 0 | 0 | 0 | 0 | 0
F2_Industrial_Paper and Printing_New_Space Heating_Natural Gas_Steam System Efficiency Improvements_A_Achievable Technical Potential | F2 | Industrial | Paper and Printing | New | Space Heating | Natural Gas | Steam System Efficiency Improvements | A | Original Unit Summer Peak Savings (kW) | Achievable Technical Potential | 0 | 0 | 0 | 0 | 0 | 0 | 0 | 0 | 0 | 0 | 0 | 0 | 0 | 0 | 0 | 0 | 0 | 0 | 0 | 0 | 0 | 0 | 0 | 0 | 0 | 0 | 0 | 0 | 0 | 0 | 0
F3_Industrial_Paper and Printing_New_Space Heating_Natural Gas_Steam System Efficiency Improvements_A_Achievable Technical Potential | F3 | Industrial | Paper and Printing | New | Space Heating | Natural Gas | Steam System Efficiency Improvements | A | Original Unit Winter Peak Savings (kW) | Achievable Technical Potential | 0 | 0 | 0 | 0 | 0 | 0 | 0 | 0 | 0 | 0 | 0 | 0 | 0 | 0 | 0 | 0 | 0 | 0 | 0 | 0 | 0 | 0 | 0 | 0 | 0 | 0 | 0 | 0 | 0 | 0 | 0
F4_Industrial_Paper and Printing_New_Space Heating_Natural Gas_Steam System Efficiency Improvements_A_Achievable Technical Potential | F4 | Industrial | Paper and Printing | New | Space Heating | Natural Gas | Steam System Efficiency Improvements | A | Standalone Impact on Baseline Energy (%) | Achievable Technical Potential | 0% | 0% | 0% | 0% | 0% | 0% | 0% | 0% | 0% | 0% | 0% | 0% | 0% | 0% | 0% | 0% | 0% | 0% | 0% | 0% | 0% | 0% | 0% | 0% | 0 | 0 | 0 | 0 | 0 | 0 | 0
F5_Industrial_Paper and Printing_New_Space Heating_Natural Gas_Steam System Efficiency Improvements_A_Achievable Technical Potential | F5 | Industrial | Paper and Printing | New | Space Heating | Natural Gas | Steam System Efficiency Improvements | A | Standalone Impact on Baseline Summer Peak (%) | Achievable Technical Potential | 0% | 0% | 0% | 0% | 0% | 0% | 0% | 0% | 0% | 0% | 0% | 0% | 0% | 0% | 0% | 0% | 0% | 0% | 0% | 0% | 0% | 0% | 0% | 0% | 0 | 0 | 0 | 0 | 0 | 0 | 0
F6_Industrial_Paper and Printing_New_Space Heating_Natural Gas_Steam System Efficiency Improvements_A_Achievable Technical Potential | F6 | Industrial | Paper and Printing | New | Space Heating | Natural Gas | Steam System Efficiency Improvements | A | Standalone Impact on Baseline Winter Peak (%) | Achievable Technical Potential | 0% | 0% | 0% | 0% | 0% | 0% | 0% | 0% | 0% | 0% | 0% | 0% | 0% | 0% | 0% | 0% | 0% | 0% | 0% | 0% | 0% | 0% | 0% | 0% | 0 | 0 | 0 | 0 | 0 | 0 | 0
F7_Industrial_Paper and Printing_New_Space Heating_Natural Gas_Steam System Efficiency Improvements_A_Achievable Technical Potential | F7 | Industrial | Paper and Printing | New | Space Heating | Natural Gas | Steam System Efficiency Improvements | A | Incremental Energy Savings (MWh or mTherms) | Achievable Technical Potential | 0 | 0 | 0 | 0 | 0 | 0 | 0 | 0 | 0 | 0 | 0 | 0 | 0 | 0 | 0 | 0 | 0 | 0 | 0 | 0 | 0 | 0 | 0 | 0 | 0 | 0 | 0 | 0 | 0 | 0 | 0
F8_Industrial_Paper and Printing_New_Space Heating_Natural Gas_Steam System Efficiency Improvements_A_Achievable Technical Potential | F8 | Industrial | Paper and Printing | New | Space Heating | Natural Gas | Steam System Efficiency Improvements | A | Incremental Summer Peak Savings (MW) | Achievable Technical Potential | 0 | 0 | 0 | 0 | 0 | 0 | 0 | 0 | 0 | 0 | 0 | 0 | 0 | 0 | 0 | 0 | 0 | 0 | 0 | 0 | 0 | 0 | 0 | 0 | 0 | 0 | 0 | 0 | 0 | 0 | 0
F9_Industrial_Paper and Printing_New_Space Heating_Natural Gas_Steam System Efficiency Improvements_A_Achievable Technical Potential | F9 | Industrial | Paper and Printing | New | Space Heating | Natural Gas | Steam System Efficiency Improvements | A | Incremental Winter Peak Savings (MW) | Achievable Technical Potential | 0 | 0 | 0 | 0 | 0 | 0 | 0 | 0 | 0 | 0 | 0 | 0 | 0 | 0 | 0 | 0 | 0 | 0 | 0 | 0 | 0 | 0 | 0 | 0 | 0 | 0 | 0 | 0 | 0 | 0 | 0
F10_Industrial_Paper and Printing_New_Space Heating_Natural Gas_Steam System Efficiency Improvements_A_Achievable Technical Potential | F10 | Industrial | Paper and Printing | New | Space Heating | Natural Gas | Steam System Efficiency Improvements | A | Cumulative Energy Savings (MWh or mTherms) | Achievable Technical Potential | 0 | 0 | 0 | 0 | 0 | 0 | 0 | 0 | 0 | 0 | 0 | 0 | 0 | 0 | 0 | 0 | 0 | 0 | 0 | 0 | 0 | 0 | 0 | 0 | 0 | 0 | 0 | 0 | 0 | 0 | 0
F11_Industrial_Paper and Printing_New_Space Heating_Natural Gas_Steam System Efficiency Improvements_A_Achievable Technical Potential | F11 | Industrial | Paper and Printing | New | Space Heating | Natural Gas | Steam System Efficiency Improvements | A | Cumulative Summer Peak Savings (MW) | Achievable Technical Potential | 0 | 0 | 0 | 0 | 0 | 0 | 0 | 0 | 0 | 0 | 0 | 0 | 0 | 0 | 0 | 0 | 0 | 0 | 0 | 0 | 0 | 0 | 0 | 0 | 0 | 0 | 0 | 0 | 0 | 0 | 0
F12_Industrial_Paper and Printing_New_Space Heating_Natural Gas_Steam System Efficiency Improvements_A_Achievable Technical Potential | F12 | Industrial | Paper and Printing | New | Space Heating | Natural Gas | Steam System Efficiency Improvements | A | Cumulative Winter Peak Savings (MW) | Achievable Technical Potential | 0 | 0 | 0 | 0 | 0 | 0 | 0 | 0 | 0 | 0 | 0 | 0 | 0 | 0 | 0 | 0 | 0 | 0 | 0 | 0 | 0 | 0 | 0 | 0 | 0 | 0 | 0 | 0 | 0 | 0 | 0
F13_Industrial_Paper and Printing_New_Space Heating_Natural Gas_Steam System Efficiency Improvements_A_Achievable Technical Potential | F13 | Industrial | Paper and Printing | New | Space Heating | Natural Gas | Steam System Efficiency Improvements | A | Purchases (Incremental) | Achievable Technical Potential | 0 | 0 | 0 | 0 | 0 | 0 | 0 | 0 | 0 | 0 | 0 | 0 | 0 | 0 | 0 | 0 | 0 | 0 | 0 | 0 | 0 | 0 | 0 | 0 | 0 | 0 | 0 | 0 | 0 | 0 | 0
F14_Industrial_Paper and Printing_New_Space Heating_Natural Gas_Steam System Efficiency Improvements_A_Achievable Technical Potential | F14 | Industrial | Paper and Printing | New | Space Heating | Natural Gas | Steam System Efficiency Improvements | A | Purchases (Cumulative) | Achievable Technical Potential | 0 | 0 | 0 | 0 | 0 | 0 | 0 | 0 | 0 | 0 | 0 | 0 | 0 | 0 | 0 | 0 | 0 | 0 | 0 | 0 | 0 | 0 | 0 | 0 | 0 | 0 | 0 | 0 | 0 | 0 | 0
F1_Industrial_Paper and Printing_New_Process_Natural Gas_Steam System Efficiency Improvements_A_Achievable Technical Potential | F1 | Industrial | Paper and Printing | New | Process | Natural Gas | Steam System Efficiency Improvements | A | Original Unit Energy Savings (kWh or therms) | Achievable Technical Potential | 0 | 0 | 0 | 0 | 0 | 0.076988 | 0.076988 | 0.076988 | 0.076988 | 0.076988 | 0.076988 | 0.076988 | 0.076988 | 0.076988 | 0.076988 | 0.076988 | 0.076988 | 0.076988 | 0.076988 | 0.076988 | 0.076988 | 0.076988 | 0.076988 | 0.076988 | 0.076988 | 0.076988 | 0.076988 | 0.076988 | 0.076988 | 0.076988 | 0.076988
F2_Industrial_Paper and Printing_New_Process_Natural Gas_Steam System Efficiency Improvements_A_Achievable Technical Potential | F2 | Industrial | Paper and Printing | New | Process | Natural Gas | Steam System Efficiency Improvements | A | Original Unit Summer Peak Savings (kW) | Achievable Technical Potential | 0 | 0 | 0 | 0 | 0 | 0 | 0 | 0 | 0 | 0 | 0 | 0 | 0 | 0 | 0 | 0 | 0 | 0 | 0 | 0 | 0 | 0 | 0 | 0 | 0 | 0 | 0 | 0 | 0 | 0 | 0
F3_Industrial_Paper and Printing_New_Process_Natural Gas_Steam System Efficiency Improvements_A_Achievable Technical Potential | F3 | Industrial | Paper and Printing | New | Process | Natural Gas | Steam System Efficiency Improvements | A | Original Unit Winter Peak Savings (kW) | Achievable Technical Potential | 0 | 0 | 0 | 0 | 0 | 0 | 0 | 0 | 0 | 0 | 0 | 0 | 0 | 0 | 0 | 0 | 0 | 0 | 0 | 0 | 0 | 0 | 0 | 0 | 0 | 0 | 0 | 0 | 0 | 0 | 0
F4_Industrial_Paper and Printing_New_Process_Natural Gas_Steam System Efficiency Improvements_A_Achievable Technical Potential | F4 | Industrial | Paper and Printing | New | Process | Natural Gas | Steam System Efficiency Improvements | A | Standalone Impact on Baseline Energy (%) | Achievable Technical Potential | 0% | 0% | 0% | 0% | 0% | 9.514e-07% | 2.705e-06% | 5.717e-06% | 1.053e-05% | 1.776e-05% | 2.75e-05% | 4.03e-05% | 5.613e-05% | 7.46e-05% | 9.48e-05% | 0.0001151% | 0.0001336% | 0.0001478% | 0.0001556% | 0.0001554% | 0.000148% | 0.0001414% | 0.0001353% | 0.0001298% | 1.2473e-06 | 1.2004e-06 | 1.1571e-06 | 1.1169e-06 | 0 | 0 | 0
F5_Industrial_Paper and Printing_New_Process_Natural Gas_Steam System Efficiency Improvements_A_Achievable Technical Potential | F5 | Industrial | Paper and Printing | New | Process | Natural Gas | Steam System Efficiency Improvements | A | Standalone Impact on Baseline Summer Peak (%) | Achievable Technical Potential | 0% | 0% | 0% | 0% | 0% | 0% | 0% | 0% | 0% | 0% | 0% | 0% | 0% | 0% | 0% | 0% | 0% | 0% | 0% | 0% | 0% | 0% | 0% | 0% | 0 | 0 | 0 | 0 | 0 | 0 | 0
F6_Industrial_Paper and Printing_New_Process_Natural Gas_Steam System Efficiency Improvements_A_Achievable Technical Potential | F6 | Industrial | Paper and Printing | New | Process | Natural Gas | Steam System Efficiency Improvements | A | Standalone Impact on Baseline Winter Peak (%) | Achievable Technical Potential | 0% | 0% | 0% | 0% | 0% | 0% | 0% | 0% | 0% | 0% | 0% | 0% | 0% | 0% | 0% | 0% | 0% | 0% | 0% | 0% | 0% | 0% | 0% | 0% | 0 | 0 | 0 | 0 | 0 | 0 | 0
F7_Industrial_Paper and Printing_New_Process_Natural Gas_Steam System Efficiency Improvements_A_Achievable Technical Potential | F7 | Industrial | Paper and Printing | New | Process | Natural Gas | Steam System Efficiency Improvements | A | Incremental Energy Savings (MWh or mTherms) | Achievable Technical Potential | 0 | 0 | 0 | 0 | 0 | 2.7051e-07 | 6.4063e-07 | 1.3147e-06 | 2.4252e-06 | 4.1164e-06 | 6.5196e-06 | 9.7064e-06 | 1.3666e-05 | 1.824e-05 | 2.3061e-05 | 2.7621e-05 | 3.1225e-05 | 3.3205e-05 | 3.3036e-05 | 3.0558e-05 | 2.7621e-05 | 3.1225e-05 | 3.3205e-05 | 3.3036e-05 | 3.0558e-05 | 2.7621e-05 | 3.1225e-05 | 3.3205e-05 | 3.3036e-05 | 3.0558e-05 | 2.7621e-05
F8_Industrial_Paper and Printing_New_Process_Natural Gas_Steam System Efficiency Improvements_A_Achievable Technical Potential | F8 | Industrial | Paper and Printing | New | Process | Natural Gas | Steam System Efficiency Improvements | A | Incremental Summer Peak Savings (MW) | Achievable Technical Potential | 0 | 0 | 0 | 0 | 0 | 0 | 0 | 0 | 0 | 0 | 0 | 0 | 0 | 0 | 0 | 0 | 0 | 0 | 0 | 0 | 0 | 0 | 0 | 0 | 0 | 0 | 0 | 0 | 0 | 0 | 0
F9_Industrial_Paper and Printing_New_Process_Natural Gas_Steam System Efficiency Improvements_A_Achievable Technical Potential | F9 | Industrial | Paper and Printing | New | Process | Natural Gas | Steam System Efficiency Improvements | A | Incremental Winter Peak Savings (MW) | Achievable Technical Potential | 0 | 0 | 0 | 0 | 0 | 0 | 0 | 0 | 0 | 0 | 0 | 0 | 0 | 0 | 0 | 0 | 0 | 0 | 0 | 0 | 0 | 0 | 0 | 0 | 0 | 0 | 0 | 0 | 0 | 0 | 0
F10_Industrial_Paper and Printing_New_Process_Natural Gas_Steam System Efficiency Improvements_A_Achievable Technical Potential | F10 | Industrial | Paper and Printing | New | Process | Natural Gas | Steam System Efficiency Improvements | A | Cumulative Energy Savings (MWh or mTherms) | Achievable Technical Potential | 0 | 0 | 0 | 0 | 0 | 2.7051e-07 | 9.1114e-07 | 2.2259e-06 | 4.6511e-06 | 8.7675e-06 | 1.5017e-05 | 2.4082e-05 | 3.6434e-05 | 5.2249e-05 | 7.1194e-05 | 9.2296e-05 | 0.00011381 | 0.00013335 | 0.00014815 | 0.00015565 | 0.00015565 | 0.00015565 | 0.00015565 | 0.00015565 | 0.00015565 | 0.00015565 | 0.00015565 | 0.00015565 | 0.00015565 | 0.00015565 | 0.00015565
F11_Industrial_Paper and Printing_New_Process_Natural Gas_Steam System Efficiency Improvements_A_Achievable Technical Potential | F11 | Industrial | Paper and Printing | New | Process | Natural Gas | Steam System Efficiency Improvements | A | Cumulative Summer Peak Savings (MW) | Achievable Technical Potential | 0 | 0 | 0 | 0 | 0 | 0 | 0 | 0 | 0 | 0 | 0 | 0 | 0 | 0 | 0 | 0 | 0 | 0 | 0 | 0 | 0 | 0 | 0 | 0 | 0 | 0 | 0 | 0 | 0 | 0 | 0
F12_Industrial_Paper and Printing_New_Process_Natural Gas_Steam System Efficiency Improvements_A_Achievable Technical Potential | F12 | Industrial | Paper and Printing | New | Process | Natural Gas | Steam System Efficiency Improvements | A | Cumulative Winter Peak Savings (MW) | Achievable Technical Potential | 0 | 0 | 0 | 0 | 0 | 0 | 0 | 0 | 0 | 0 | 0 | 0 | 0 | 0 | 0 | 0 | 0 | 0 | 0 | 0 | 0 | 0 | 0 | 0 | 0 | 0 | 0 | 0 | 0 | 0 | 0
F13_Industrial_Paper and Printing_New_Process_Natural Gas_Steam System Efficiency Improvements_A_Achievable Technical Potential | F13 | Industrial | Paper and Printing | New | Process | Natural Gas | Steam System Efficiency Improvements | A | Purchases (Incremental) | Achievable Technical Potential | 0 | 0 | 0 | 0 | 0 | 0.0035137 | 0.0083211 | 0.017077 | 0.031501 | 0.053468 | 0.084683 | 0.12608 | 0.17751 | 0.23692 | 0.29954 | 0.35877 | 0.40558 | 0.4313 | 0.42911 | 0.39691 | 0.35877 | 0.40558 | 0.4313 | 0.42911 | 0.39691 | 0.35877 | 0.40558 | 0.4313 | 0.42911 | 0.39691 | 0.35877
F14_Industrial_Paper and Printing_New_Process_Natural Gas_Steam System Efficiency Improvements_A_Achievable Technical Potential | F14 | Industrial | Paper and Printing | New | Process | Natural Gas | Steam System Efficiency Improvements | A | Purchases (Cumulative) | Achievable Technical Potential | 0 | 0 | 0 | 0 | 0 | 0.0035137 | 0.011835 | 0.028912 | 0.060413 | 0.11388 | 0.19505 | 0.31281 | 0.47324 | 0.67866 | 0.92474 | 1.1988 | 1.4783 | 1.7321 | 1.9243 | 2.0217 | 2.0217 | 2.0217 | 2.0217 | 2.0217 | 2.0217 | 2.0217 | 2.0217 | 2.0217 | 2.0217 | 2.0217 | 2.0217
F1_Industrial_Paper and Printing_New_Space Heating_Natural Gas_Strategic Energy Management_A_Achievable Technical Potential | F1 | Industrial | Paper and Printing | New | Space Heating | Natural Gas | Strategic Energy Management | A | Original Unit Energy Savings (kWh or therms) | Achievable Technical Potential | 0 | 0 | 0 | 0 | 0 | 52.9317 | 52.2479 | 51.7488 | 51.3703 | 51.0716 | 50.8299 | 50.5472 | 50.2504 | 49.9576 | 49.6746 | 49.4522 | 49.2769 | 49.1376 | 48.9169 | 48.7549 | 48.6378 | 48.5461 | 48.5461 | 48.5461 | 48.5461 | 48.5461 | 48.5461 | 48.5461 | 0 | 0 | 0
F2_Industrial_Paper and Printing_New_Space Heating_Natural Gas_Strategic Energy Management_A_Achievable Technical Potential | F2 | Industrial | Paper and Printing | New | Space Heating | Natural Gas | Strategic Energy Management | A | Original Unit Summer Peak Savings (kW) | Achievable Technical Potential | 0 | 0 | 0 | 0 | 0 | 0 | 0 | 0 | 0 | 0 | 0 | 0 | 0 | 0 | 0 | 0 | 0 | 0 | 0 | 0 | 0 | 0 | 0 | 0 | 0 | 0 | 0 | 0 | 0 | 0 | 0
F3_Industrial_Paper and Printing_New_Space Heating_Natural Gas_Strategic Energy Management_A_Achievable Technical Potential | F3 | Industrial | Paper and Printing | New | Space Heating | Natural Gas | Strategic Energy Management | A | Original Unit Winter Peak Savings (kW) | Achievable Technical Potential | 0 | 0 | 0 | 0 | 0 | 0 | 0 | 0 | 0 | 0 | 0 | 0 | 0 | 0 | 0 | 0 | 0 | 0 | 0 | 0 | 0 | 0 | 0 | 0 | 0 | 0 | 0 | 0 | 0 | 0 | 0
F4_Industrial_Paper and Printing_New_Space Heating_Natural Gas_Strategic Energy Management_A_Achievable Technical Potential | F4 | Industrial | Paper and Printing | New | Space Heating | Natural Gas | Strategic Energy Management | A | Standalone Impact on Baseline Energy (%) | Achievable Technical Potential | 0% | 0% | 0% | 0% | 0% | 0.08058% | 0.1486% | 0.2091% | 0.265% | 0.3175% | 0.3258% | 0.3328% | 0.3387% | 0.3436% | 0.3481% | 0.3518% | 0.3551% | 0.3579% | 0.3604% | 0.3627% | 0.3648% | 0.3666% | 0.3683% | 0.3698% | 0.0037121 | 0.0035727 | 0.0034437 | 0.003324 | 0 | 0 | 0
F5_Industrial_Paper and Printing_New_Space Heating_Natural Gas_Strategic Energy Management_A_Achievable Technical Potential | F5 | Industrial | Paper and Printing | New | Space Heating | Natural Gas | Strategic Energy Management | A | Standalone Impact on Baseline Summer Peak (%) | Achievable Technical Potential | 0% | 0% | 0% | 0% | 0% | 0% | 0% | 0% | 0% | 0% | 0% | 0% | 0% | 0% | 0% | 0% | 0% | 0% | 0% | 0% | 0% | 0% | 0% | 0% | 0 | 0 | 0 | 0 | 0 | 0 | 0
F6_Industrial_Paper and Printing_New_Space Heating_Natural Gas_Strategic Energy Management_A_Achievable Technical Potential | F6 | Industrial | Paper and Printing | New | Space Heating | Natural Gas | Strategic Energy Management | A | Standalone Impact on Baseline Winter Peak (%) | Achievable Technical Potential | 0% | 0% | 0% | 0% | 0% | 0% | 0% | 0% | 0% | 0% | 0% | 0% | 0% | 0% | 0% | 0% | 0% | 0% | 0% | 0% | 0% | 0% | 0% | 0% | 0 | 0 | 0 | 0 | 0 | 0 | 0
F7_Industrial_Paper and Printing_New_Space Heating_Natural Gas_Strategic Energy Management_A_Achievable Technical Potential | F7 | Industrial | Paper and Printing | New | Space Heating | Natural Gas | Strategic Energy Management | A | Incremental Energy Savings (MWh or mTherms) | Achievable Technical Potential | 0 | 0 | 0 | 0 | 0 | 0.00049758 | 0.00058188 | 0.00066613 | 0.00074989 | 0.00083369 | 0.00091756 | 0.00099868 | 0.0010783 | 0.0011568 | 0.0012333 | 0.0013107 | 0.0013879 | 0.0014656 | 0.0015398 | 0.0016146 | 0.0016905 | 0.0017666 | 0.0018456 | 0.0019243 | 0.0020027 | 0.0016873 | 0.0017666 | 0.0018456 | 0 | 0 | 0
F8_Industrial_Paper and Printing_New_Space Heating_Natural Gas_Strategic Energy Management_A_Achievable Technical Potential | F8 | Industrial | Paper and Printing | New | Space Heating | Natural Gas | Strategic Energy Management | A | Incremental Summer Peak Savings (MW) | Achievable Technical Potential | 0 | 0 | 0 | 0 | 0 | 0 | 0 | 0 | 0 | 0 | 0 | 0 | 0 | 0 | 0 | 0 | 0 | 0 | 0 | 0 | 0 | 0 | 0 | 0 | 0 | 0 | 0 | 0 | 0 | 0 | 0
F9_Industrial_Paper and Printing_New_Space Heating_Natural Gas_Strategic Energy Management_A_Achievable Technical Potential | F9 | Industrial | Paper and Printing | New | Space Heating | Natural Gas | Strategic Energy Management | A | Incremental Winter Peak Savings (MW) | Achievable Technical Potential | 0 | 0 | 0 | 0 | 0 | 0 | 0 | 0 | 0 | 0 | 0 | 0 | 0 | 0 | 0 | 0 | 0 | 0 | 0 | 0 | 0 | 0 | 0 | 0 | 0 | 0 | 0 | 0 | 0 | 0 | 0
F10_Industrial_Paper and Printing_New_Space Heating_Natural Gas_Strategic Energy Management_A_Achievable Technical Potential | F10 | Industrial | Paper and Printing | New | Space Heating | Natural Gas | Strategic Energy Management | A | Cumulative Energy Savings (MWh or mTherms) | Achievable Technical Potential | 0 | 0 | 0 | 0 | 0 | 0.00049758 | 0.001073 | 0.0017289 | 0.0024661 | 0.0032855 | 0.0037097 | 0.0041248 | 0.004532 | 0.0049332 | 0.0053276 | 0.0057217 | 0.0061157 | 0.0065096 | 0.0068875 | 0.0072689 | 0.0076528 | 0.0080377 | 0.0084354 | 0.0088315 | 0.0092265 | 0.0092265 | 0.0092265 | 0.0092265 | 0 | 0 | 0
F11_Industrial_Paper and Printing_New_Space Heating_Natural Gas_Strategic Energy Management_A_Achievable Technical Potential | F11 | Industrial | Paper and Printing | New | Space Heating | Natural Gas | Strategic Energy Management | A | Cumulative Summer Peak Savings (MW) | Achievable Technical Potential | 0 | 0 | 0 | 0 | 0 | 0 | 0 | 0 | 0 | 0 | 0 | 0 | 0 | 0 | 0 | 0 | 0 | 0 | 0 | 0 | 0 | 0 | 0 | 0 | 0 | 0 | 0 | 0 | 0 | 0 | 0
F12_Industrial_Paper and Printing_New_Space Heating_Natural Gas_Strategic Energy Management_A_Achievable Technical Potential | F12 | Industrial | Paper and Printing | New | Space Heating | Natural Gas | Strategic Energy Management | A | Cumulative Winter Peak Savings (MW) | Achievable Technical Potential | 0 | 0 | 0 | 0 | 0 | 0 | 0 | 0 | 0 | 0 | 0 | 0 | 0 | 0 | 0 | 0 | 0 | 0 | 0 | 0 | 0 | 0 | 0 | 0 | 0 | 0 | 0 | 0 | 0 | 0 | 0
F13_Industrial_Paper and Printing_New_Space Heating_Natural Gas_Strategic Energy Management_A_Achievable Technical Potential | F13 | Industrial | Paper and Printing | New | Space Heating | Natural Gas | Strategic Energy Management | A | Purchases (Incremental) | Achievable Technical Potential | 0 | 0 | 0 | 0 | 0 | 0.0094003 | 0.011137 | 0.012872 | 0.014598 | 0.016324 | 0.018052 | 0.019757 | 0.021458 | 0.023156 | 0.024827 | 0.026504 | 0.028165 | 0.029826 | 0.031479 | 0.033117 | 0.034757 | 0.03639 | 0.038017 | 0.039638 | 0.041254 | 0.034757 | 0.03639 | 0.038017 | 0.039638 | 0.041254 | 0.034757
F14_Industrial_Paper and Printing_New_Space Heating_Natural Gas_Strategic Energy Management_A_Achievable Technical Potential | F14 | Industrial | Paper and Printing | New | Space Heating | Natural Gas | Strategic Energy Management | A | Purchases (Cumulative) | Achievable Technical Potential | 0 | 0 | 0 | 0 | 0 | 0.0094003 | 0.020537 | 0.033409 | 0.048007 | 0.064331 | 0.072982 | 0.081603 | 0.090189 | 0.098747 | 0.10725 | 0.1157 | 0.12411 | 0.13248 | 0.1408 | 0.14909 | 0.15734 | 0.16557 | 0.17376 | 0.18192 | 0.19006 | 0.19006 | 0.19006 | 0.19006 | 0.19006 | 0.19006 | 0.19006
F1_Industrial_Paper and Printing_New_Process_Natural Gas_Strategic Energy Management_A_Achievable Technical Potential | F1 | Industrial | Paper and Printing | New | Process | Natural Gas | Strategic Energy Management | A | Original Unit Energy Savings (kWh or therms) | Achievable Technical Potential | 0 | 0 | 0 | 0 | 0 | 56.8877 | 56.8877 | 56.8877 | 56.8877 | 56.8877 | 56.8877 | 56.8877 | 56.8877 | 56.8877 | 56.8877 | 56.8877 | 56.8877 | 56.8877 | 56.8877 | 56.8877 | 56.8877 | 56.8877 | 56.8877 | 56.8877 | 56.8877 | 56.8877 | 56.8877 | 56.8877 | 0 | 0 | 0
F2_Industrial_Paper and Printing_New_Process_Natural Gas_Strategic Energy Management_A_Achievable Technical Potential | F2 | Industrial | Paper and Printing | New | Process | Natural Gas | Strategic Energy Management | A | Original Unit Summer Peak Savings (kW) | Achievable Technical Potential | 0 | 0 | 0 | 0 | 0 | 0 | 0 | 0 | 0 | 0 | 0 | 0 | 0 | 0 | 0 | 0 | 0 | 0 | 0 | 0 | 0 | 0 | 0 | 0 | 0 | 0 | 0 | 0 | 0 | 0 | 0
F3_Industrial_Paper and Printing_New_Process_Natural Gas_Strategic Energy Management_A_Achievable Technical Potential | F3 | Industrial | Paper and Printing | New | Process | Natural Gas | Strategic Energy Management | A | Original Unit Winter Peak Savings (kW) | Achievable Technical Potential | 0 | 0 | 0 | 0 | 0 | 0 | 0 | 0 | 0 | 0 | 0 | 0 | 0 | 0 | 0 | 0 | 0 | 0 | 0 | 0 | 0 | 0 | 0 | 0 | 0 | 0 | 0 | 0 | 0 | 0 | 0
F4_Industrial_Paper and Printing_New_Process_Natural Gas_Strategic Energy Management_A_Achievable Technical Potential | F4 | Industrial | Paper and Printing | New | Process | Natural Gas | Strategic Energy Management | A | Standalone Impact on Baseline Energy (%) | Achievable Technical Potential | 0% | 0% | 0% | 0% | 0% | 0.08224% | 0.1517% | 0.2134% | 0.2705% | 0.3241% | 0.3325% | 0.3397% | 0.3456% | 0.3507% | 0.3553% | 0.359% | 0.3624% | 0.3653% | 0.3678% | 0.3702% | 0.3723% | 0.3742% | 0.3759% | 0.3774% | 0.0037887 | 0.0036463 | 0.0035147 | 0.0033925 | 0 | 0 | 0
F5_Industrial_Paper and Printing_New_Process_Natural Gas_Strategic Energy Management_A_Achievable Technical Potential | F5 | Industrial | Paper and Printing | New | Process | Natural Gas | Strategic Energy Management | A | Standalone Impact on Baseline Summer Peak (%) | Achievable Technical Potential | 0% | 0% | 0% | 0% | 0% | 0% | 0% | 0% | 0% | 0% | 0% | 0% | 0% | 0% | 0% | 0% | 0% | 0% | 0% | 0% | 0% | 0% | 0% | 0% | 0 | 0 | 0 | 0 | 0 | 0 | 0
F6_Industrial_Paper and Printing_New_Process_Natural Gas_Strategic Energy Management_A_Achievable Technical Potential | F6 | Industrial | Paper and Printing | New | Process | Natural Gas | Strategic Energy Management | A | Standalone Impact on Baseline Winter Peak (%) | Achievable Technical Potential | 0% | 0% | 0% | 0% | 0% | 0% | 0% | 0% | 0% | 0% | 0% | 0% | 0% | 0% | 0% | 0% | 0% | 0% | 0% | 0% | 0% | 0% | 0% | 0% | 0 | 0 | 0 | 0 | 0 | 0 | 0
F7_Industrial_Paper and Printing_New_Process_Natural Gas_Strategic Energy Management_A_Achievable Technical Potential | F7 | Industrial | Paper and Printing | New | Process | Natural Gas | Strategic Energy Management | A | Incremental Energy Savings (MWh or mTherms) | Achievable Technical Potential | 0 | 0 | 0 | 0 | 0 | 0.023384 | 0.027704 | 0.032021 | 0.036313 | 0.040607 | 0.044904 | 0.049148 | 0.053379 | 0.057602 | 0.061758 | 0.06593 | 0.070062 | 0.074194 | 0.078306 | 0.082381 | 0.086461 | 0.090524 | 0.094571 | 0.098603 | 0.10262 | 0.086461 | 0.090524 | 0.094571 | 0 | 0 | 0
F8_Industrial_Paper and Printing_New_Process_Natural Gas_Strategic Energy Management_A_Achievable Technical Potential | F8 | Industrial | Paper and Printing | New | Process | Natural Gas | Strategic Energy Management | A | Incremental Summer Peak Savings (MW) | Achievable Technical Potential | 0 | 0 | 0 | 0 | 0 | 0 | 0 | 0 | 0 | 0 | 0 | 0 | 0 | 0 | 0 | 0 | 0 | 0 | 0 | 0 | 0 | 0 | 0 | 0 | 0 | 0 | 0 | 0 | 0 | 0 | 0
F9_Industrial_Paper and Printing_New_Process_Natural Gas_Strategic Energy Management_A_Achievable Technical Potential | F9 | Industrial | Paper and Printing | New | Process | Natural Gas | Strategic Energy Management | A | Incremental Winter Peak Savings (MW) | Achievable Technical Potential | 0 | 0 | 0 | 0 | 0 | 0 | 0 | 0 | 0 | 0 | 0 | 0 | 0 | 0 | 0 | 0 | 0 | 0 | 0 | 0 | 0 | 0 | 0 | 0 | 0 | 0 | 0 | 0 | 0 | 0 | 0
F10_Industrial_Paper and Printing_New_Process_Natural Gas_Strategic Energy Management_A_Achievable Technical Potential | F10 | Industrial | Paper and Printing | New | Process | Natural Gas | Strategic Energy Management | A | Cumulative Energy Savings (MWh or mTherms) | Achievable Technical Potential | 0 | 0 | 0 | 0 | 0 | 0.023384 | 0.051087 | 0.083108 | 0.11942 | 0.16003 | 0.18155 | 0.20299 | 0.22435 | 0.24564 | 0.26679 | 0.28782 | 0.30873 | 0.32955 | 0.35025 | 0.37087 | 0.3914 | 0.41186 | 0.43224 | 0.45254 | 0.47278 | 0.47278 | 0.47278 | 0.47278 | 0 | 0 | 0
F11_Industrial_Paper and Printing_New_Process_Natural Gas_Strategic Energy Management_A_Achievable Technical Potential | F11 | Industrial | Paper and Printing | New | Process | Natural Gas | Strategic Energy Management | A | Cumulative Summer Peak Savings (MW) | Achievable Technical Potential | 0 | 0 | 0 | 0 | 0 | 0 | 0 | 0 | 0 | 0 | 0 | 0 | 0 | 0 | 0 | 0 | 0 | 0 | 0 | 0 | 0 | 0 | 0 | 0 | 0 | 0 | 0 | 0 | 0 | 0 | 0
F12_Industrial_Paper and Printing_New_Process_Natural Gas_Strategic Energy Management_A_Achievable Technical Potential | F12 | Industrial | Paper and Printing | New | Process | Natural Gas | Strategic Energy Management | A | Cumulative Winter Peak Savings (MW) | Achievable Technical Potential | 0 | 0 | 0 | 0 | 0 | 0 | 0 | 0 | 0 | 0 | 0 | 0 | 0 | 0 | 0 | 0 | 0 | 0 | 0 | 0 | 0 | 0 | 0 | 0 | 0 | 0 | 0 | 0 | 0 | 0 | 0
F13_Industrial_Paper and Printing_New_Process_Natural Gas_Strategic Energy Management_A_Achievable Technical Potential | F13 | Industrial | Paper and Printing | New | Process | Natural Gas | Strategic Energy Management | A | Purchases (Incremental) | Achievable Technical Potential | 0 | 0 | 0 | 0 | 0 | 0.41105 | 0.48699 | 0.56288 | 0.63832 | 0.71381 | 0.78935 | 0.86394 | 0.93832 | 1.0126 | 1.0856 | 1.1589 | 1.2316 | 1.3042 | 1.3765 | 1.4481 | 1.5198 | 1.5913 | 1.6624 | 1.7333 | 1.8039 | 1.5198 | 1.5913 | 1.6624 | 1.7333 | 1.8039 | 1.5198
F14_Industrial_Paper and Printing_New_Process_Natural Gas_Strategic Energy Management_A_Achievable Technical Potential | F14 | Industrial | Paper and Printing | New | Process | Natural Gas | Strategic Energy Management | A | Purchases (Cumulative) | Achievable Technical Potential | 0 | 0 | 0 | 0 | 0 | 0.41105 | 0.89804 | 1.4609 | 2.0992 | 2.813 | 3.1913 | 3.5683 | 3.9437 | 4.318 | 4.6898 | 5.0594 | 5.427 | 5.7929 | 6.1568 | 6.5194 | 6.8803 | 7.24 | 7.5981 | 7.9549 | 8.3108 | 8.3108 | 8.3108 | 8.3108 | 8.3108 | 8.3108 | 8.3108
F1_Industrial_Paper and Printing_New_Miscellaneous_Natural Gas_Strategic Energy Management_A_Achievable Technical Potential | F1 | Industrial | Paper and Printing | New | Miscellaneous | Natural Gas | Strategic Energy Management | A | Original Unit Energy Savings (kWh or therms) | Achievable Technical Potential | 0 | 0 | 0 | 0 | 0 | 18.0192 | 18.0192 | 18.0192 | 18.0192 | 18.0192 | 18.0192 | 18.0192 | 18.0192 | 18.0192 | 18.0192 | 18.0192 | 18.0192 | 18.0192 | 18.0192 | 18.0192 | 18.0192 | 18.0192 | 18.0192 | 18.0192 | 18.0192 | 18.0192 | 18.0192 | 18.0192 | 0 | 0 | 0
F2_Industrial_Paper and Printing_New_Miscellaneous_Natural Gas_Strategic Energy Management_A_Achievable Technical Potential | F2 | Industrial | Paper and Printing | New | Miscellaneous | Natural Gas | Strategic Energy Management | A | Original Unit Summer Peak Savings (kW) | Achievable Technical Potential | 0 | 0 | 0 | 0 | 0 | 0 | 0 | 0 | 0 | 0 | 0 | 0 | 0 | 0 | 0 | 0 | 0 | 0 | 0 | 0 | 0 | 0 | 0 | 0 | 0 | 0 | 0 | 0 | 0 | 0 | 0
F3_Industrial_Paper and Printing_New_Miscellaneous_Natural Gas_Strategic Energy Management_A_Achievable Technical Potential | F3 | Industrial | Paper and Printing | New | Miscellaneous | Natural Gas | Strategic Energy Management | A | Original Unit Winter Peak Savings (kW) | Achievable Technical Potential | 0 | 0 | 0 | 0 | 0 | 0 | 0 | 0 | 0 | 0 | 0 | 0 | 0 | 0 | 0 | 0 | 0 | 0 | 0 | 0 | 0 | 0 | 0 | 0 | 0 | 0 | 0 | 0 | 0 | 0 | 0
F4_Industrial_Paper and Printing_New_Miscellaneous_Natural Gas_Strategic Energy Management_A_Achievable Technical Potential | F4 | Industrial | Paper and Printing | New | Miscellaneous | Natural Gas | Strategic Energy Management | A | Standalone Impact on Baseline Energy (%) | Achievable Technical Potential | 0% | 0% | 0% | 0% | 0% | 0.08224% | 0.1517% | 0.2134% | 0.2705% | 0.3241% | 0.3325% | 0.3397% | 0.3456% | 0.3507% | 0.3553% | 0.359% | 0.3624% | 0.3653% | 0.3678% | 0.3702% | 0.3723% | 0.3742% | 0.3759% | 0.3774% | 0.0037887 | 0.0036463 | 0.0035147 | 0.0033925 | 0 | 0 | 0
F5_Industrial_Paper and Printing_New_Miscellaneous_Natural Gas_Strategic Energy Management_A_Achievable Technical Potential | F5 | Industrial | Paper and Printing | New | Miscellaneous | Natural Gas | Strategic Energy Management | A | Standalone Impact on Baseline Summer Peak (%) | Achievable Technical Potential | 0% | 0% | 0% | 0% | 0% | 0% | 0% | 0% | 0% | 0% | 0% | 0% | 0% | 0% | 0% | 0% | 0% | 0% | 0% | 0% | 0% | 0% | 0% | 0% | 0 | 0 | 0 | 0 | 0 | 0 | 0
F6_Industrial_Paper and Printing_New_Miscellaneous_Natural Gas_Strategic Energy Management_A_Achievable Technical Potential | F6 | Industrial | Paper and Printing | New | Miscellaneous | Natural Gas | Strategic Energy Management | A | Standalone Impact on Baseline Winter Peak (%) | Achievable Technical Potential | 0% | 0% | 0% | 0% | 0% | 0% | 0% | 0% | 0% | 0% | 0% | 0% | 0% | 0% | 0% | 0% | 0% | 0% | 0% | 0% | 0% | 0% | 0% | 0% | 0 | 0 | 0 | 0 | 0 | 0 | 0
F7_Industrial_Paper and Printing_New_Miscellaneous_Natural Gas_Strategic Energy Management_A_Achievable Technical Potential | F7 | Industrial | Paper and Printing | New | Miscellaneous | Natural Gas | Strategic Energy Management | A | Incremental Energy Savings (MWh or mTherms) | Achievable Technical Potential | 0 | 0 | 0 | 0 | 0 | 0.0018517 | 0.0021938 | 0.0025357 | 0.0028755 | 0.0032156 | 0.0035559 | 0.0038919 | 0.004227 | 0.0045614 | 0.0048905 | 0.0052208 | 0.005548 | 0.0058752 | 0.0062008 | 0.0065235 | 0.0068466 | 0.0071683 | 0.0074888 | 0.0078081 | 0.0081264 | 0.0068466 | 0.0071683 | 0.0074888 | 0 | 0 | 0
F8_Industrial_Paper and Printing_New_Miscellaneous_Natural Gas_Strategic Energy Management_A_Achievable Technical Potential | F8 | Industrial | Paper and Printing | New | Miscellaneous | Natural Gas | Strategic Energy Management | A | Incremental Summer Peak Savings (MW) | Achievable Technical Potential | 0 | 0 | 0 | 0 | 0 | 0 | 0 | 0 | 0 | 0 | 0 | 0 | 0 | 0 | 0 | 0 | 0 | 0 | 0 | 0 | 0 | 0 | 0 | 0 | 0 | 0 | 0 | 0 | 0 | 0 | 0
F9_Industrial_Paper and Printing_New_Miscellaneous_Natural Gas_Strategic Energy Management_A_Achievable Technical Potential | F9 | Industrial | Paper and Printing | New | Miscellaneous | Natural Gas | Strategic Energy Management | A | Incremental Winter Peak Savings (MW) | Achievable Technical Potential | 0 | 0 | 0 | 0 | 0 | 0 | 0 | 0 | 0 | 0 | 0 | 0 | 0 | 0 | 0 | 0 | 0 | 0 | 0 | 0 | 0 | 0 | 0 | 0 | 0 | 0 | 0 | 0 | 0 | 0 | 0
F10_Industrial_Paper and Printing_New_Miscellaneous_Natural Gas_Strategic Energy Management_A_Achievable Technical Potential | F10 | Industrial | Paper and Printing | New | Miscellaneous | Natural Gas | Strategic Energy Management | A | Cumulative Energy Savings (MWh or mTherms) | Achievable Technical Potential | 0 | 0 | 0 | 0 | 0 | 0.0018517 | 0.0040455 | 0.0065811 | 0.0094567 | 0.012672 | 0.014376 | 0.016074 | 0.017766 | 0.019452 | 0.021127 | 0.022791 | 0.024448 | 0.026096 | 0.027735 | 0.029368 | 0.030994 | 0.032615 | 0.034228 | 0.035835 | 0.037438 | 0.037438 | 0.037438 | 0.037438 | 0 | 0 | 0
F11_Industrial_Paper and Printing_New_Miscellaneous_Natural Gas_Strategic Energy Management_A_Achievable Technical Potential | F11 | Industrial | Paper and Printing | New | Miscellaneous | Natural Gas | Strategic Energy Management | A | Cumulative Summer Peak Savings (MW) | Achievable Technical Potential | 0 | 0 | 0 | 0 | 0 | 0 | 0 | 0 | 0 | 0 | 0 | 0 | 0 | 0 | 0 | 0 | 0 | 0 | 0 | 0 | 0 | 0 | 0 | 0 | 0 | 0 | 0 | 0 | 0 | 0 | 0
F12_Industrial_Paper and Printing_New_Miscellaneous_Natural Gas_Strategic Energy Management_A_Achievable Technical Potential | F12 | Industrial | Paper and Printing | New | Miscellaneous | Natural Gas | Strategic Energy Management | A | Cumulative Winter Peak Savings (MW) | Achievable Technical Potential | 0 | 0 | 0 | 0 | 0 | 0 | 0 | 0 | 0 | 0 | 0 | 0 | 0 | 0 | 0 | 0 | 0 | 0 | 0 | 0 | 0 | 0 | 0 | 0 | 0 | 0 | 0 | 0 | 0 | 0 | 0
F13_Industrial_Paper and Printing_New_Miscellaneous_Natural Gas_Strategic Energy Management_A_Achievable Technical Potential | F13 | Industrial | Paper and Printing | New | Miscellaneous | Natural Gas | Strategic Energy Management | A | Purchases (Incremental) | Achievable Technical Potential | 0 | 0 | 0 | 0 | 0 | 0.10276 | 0.12175 | 0.14072 | 0.15958 | 0.17845 | 0.19734 | 0.21599 | 0.23458 | 0.25314 | 0.2714 | 0.28974 | 0.30789 | 0.32605 | 0.34412 | 0.36203 | 0.37996 | 0.39782 | 0.4156 | 0.43332 | 0.45098 | 0.37996 | 0.39782 | 0.4156 | 0.43332 | 0.45098 | 0.37996
F14_Industrial_Paper and Printing_New_Miscellaneous_Natural Gas_Strategic Energy Management_A_Achievable Technical Potential | F14 | Industrial | Paper and Printing | New | Miscellaneous | Natural Gas | Strategic Energy Management | A | Purchases (Cumulative) | Achievable Technical Potential | 0 | 0 | 0 | 0 | 0 | 0.10276 | 0.22451 | 0.36523 | 0.52481 | 0.70326 | 0.79784 | 0.89207 | 0.98594 | 1.0795 | 1.1724 | 1.2648 | 1.3568 | 1.4482 | 1.5392 | 1.6298 | 1.7201 | 1.81 | 1.8995 | 1.9887 | 2.0777 | 2.0777 | 2.0777 | 2.0777 | 2.0777 | 2.0777 | 2.0777
F1_Industrial_Paper and Printing_New_Space Heating_Natural Gas_Commissioning_A_Achievable Technical Potential | F1 | Industrial | Paper and Printing | New | Space Heating | Natural Gas | Commissioning | A | Original Unit Energy Savings (kWh or therms) | Achievable Technical Potential | 0 | 0 | 0 | 0 | 0 | 63.6997 | 62.8768 | 62.2761 | 61.8206 | 61.4612 | 61.1703 | 60.83 | 60.4728 | 60.1206 | 59.7799 | 59.5123 | 59.3014 | 59.1337 | 58.8682 | 58.6732 | 58.5322 | 58.4219 | 58.4219 | 58.4219 | 58.4219 | 58.4219 | 58.4219 | 58.4219 | 0 | 0 | 0
F2_Industrial_Paper and Printing_New_Space Heating_Natural Gas_Commissioning_A_Achievable Technical Potential | F2 | Industrial | Paper and Printing | New | Space Heating | Natural Gas | Commissioning | A | Original Unit Summer Peak Savings (kW) | Achievable Technical Potential | 0 | 0 | 0 | 0 | 0 | 0 | 0 | 0 | 0 | 0 | 0 | 0 | 0 | 0 | 0 | 0 | 0 | 0 | 0 | 0 | 0 | 0 | 0 | 0 | 0 | 0 | 0 | 0 | 0 | 0 | 0
F3_Industrial_Paper and Printing_New_Space Heating_Natural Gas_Commissioning_A_Achievable Technical Potential | F3 | Industrial | Paper and Printing | New | Space Heating | Natural Gas | Commissioning | A | Original Unit Winter Peak Savings (kW) | Achievable Technical Potential | 0 | 0 | 0 | 0 | 0 | 0 | 0 | 0 | 0 | 0 | 0 | 0 | 0 | 0 | 0 | 0 | 0 | 0 | 0 | 0 | 0 | 0 | 0 | 0 | 0 | 0 | 0 | 0 | 0 | 0 | 0
F4_Industrial_Paper and Printing_New_Space Heating_Natural Gas_Commissioning_A_Achievable Technical Potential | F4 | Industrial | Paper and Printing | New | Space Heating | Natural Gas | Commissioning | A | Standalone Impact on Baseline Energy (%) | Achievable Technical Potential | 0% | 0% | 0% | 0% | 0% | 0% | 0% | 0% | 0% | 0% | 0% | 0% | 0% | 0% | 0% | 0% | 0% | 0% | 0% | 0% | 0% | 0% | 0% | 0% | 0 | 0 | 0 | 0 | 0 | 0 | 0
F5_Industrial_Paper and Printing_New_Space Heating_Natural Gas_Commissioning_A_Achievable Technical Potential | F5 | Industrial | Paper and Printing | New | Space Heating | Natural Gas | Commissioning | A | Standalone Impact on Baseline Summer Peak (%) | Achievable Technical Potential | 0% | 0% | 0% | 0% | 0% | 0% | 0% | 0% | 0% | 0% | 0% | 0% | 0% | 0% | 0% | 0% | 0% | 0% | 0% | 0% | 0% | 0% | 0% | 0% | 0 | 0 | 0 | 0 | 0 | 0 | 0
F6_Industrial_Paper and Printing_New_Space Heating_Natural Gas_Commissioning_A_Achievable Technical Potential | F6 | Industrial | Paper and Printing | New | Space Heating | Natural Gas | Commissioning | A | Standalone Impact on Baseline Winter Peak (%) | Achievable Technical Potential | 0% | 0% | 0% | 0% | 0% | 0% | 0% | 0% | 0% | 0% | 0% | 0% | 0% | 0% | 0% | 0% | 0% | 0% | 0% | 0% | 0% | 0% | 0% | 0% | 0 | 0 | 0 | 0 | 0 | 0 | 0
F7_Industrial_Paper and Printing_New_Space Heating_Natural Gas_Commissioning_A_Achievable Technical Potential | F7 | Industrial | Paper and Printing | New | Space Heating | Natural Gas | Commissioning | A | Incremental Energy Savings (MWh or mTherms) | Achievable Technical Potential | 0 | 0 | 0 | 0 | 0 | 0 | 0 | 0 | 0 | 0 | 0 | 0 | 0 | 0 | 0 | 0 | 0 | 0 | 0 | 0 | 0 | 0 | 0 | 0 | 0 | 0 | 0 | 0 | 0 | 0 | 0
F8_Industrial_Paper and Printing_New_Space Heating_Natural Gas_Commissioning_A_Achievable Technical Potential | F8 | Industrial | Paper and Printing | New | Space Heating | Natural Gas | Commissioning | A | Incremental Summer Peak Savings (MW) | Achievable Technical Potential | 0 | 0 | 0 | 0 | 0 | 0 | 0 | 0 | 0 | 0 | 0 | 0 | 0 | 0 | 0 | 0 | 0 | 0 | 0 | 0 | 0 | 0 | 0 | 0 | 0 | 0 | 0 | 0 | 0 | 0 | 0
F9_Industrial_Paper and Printing_New_Space Heating_Natural Gas_Commissioning_A_Achievable Technical Potential | F9 | Industrial | Paper and Printing | New | Space Heating | Natural Gas | Commissioning | A | Incremental Winter Peak Savings (MW) | Achievable Technical Potential | 0 | 0 | 0 | 0 | 0 | 0 | 0 | 0 | 0 | 0 | 0 | 0 | 0 | 0 | 0 | 0 | 0 | 0 | 0 | 0 | 0 | 0 | 0 | 0 | 0 | 0 | 0 | 0 | 0 | 0 | 0
F10_Industrial_Paper and Printing_New_Space Heating_Natural Gas_Commissioning_A_Achievable Technical Potential | F10 | Industrial | Paper and Printing | New | Space Heating | Natural Gas | Commissioning | A | Cumulative Energy Savings (MWh or mTherms) | Achievable Technical Potential | 0 | 0 | 0 | 0 | 0 | 0 | 0 | 0 | 0 | 0 | 0 | 0 | 0 | 0 | 0 | 0 | 0 | 0 | 0 | 0 | 0 | 0 | 0 | 0 | 0 | 0 | 0 | 0 | 0 | 0 | 0
F11_Industrial_Paper and Printing_New_Space Heating_Natural Gas_Commissioning_A_Achievable Technical Potential | F11 | Industrial | Paper and Printing | New | Space Heating | Natural Gas | Commissioning | A | Cumulative Summer Peak Savings (MW) | Achievable Technical Potential | 0 | 0 | 0 | 0 | 0 | 0 | 0 | 0 | 0 | 0 | 0 | 0 | 0 | 0 | 0 | 0 | 0 | 0 | 0 | 0 | 0 | 0 | 0 | 0 | 0 | 0 | 0 | 0 | 0 | 0 | 0
F12_Industrial_Paper and Printing_New_Space Heating_Natural Gas_Commissioning_A_Achievable Technical Potential | F12 | Industrial | Paper and Printing | New | Space Heating | Natural Gas | Commissioning | A | Cumulative Winter Peak Savings (MW) | Achievable Technical Potential | 0 | 0 | 0 | 0 | 0 | 0 | 0 | 0 | 0 | 0 | 0 | 0 | 0 | 0 | 0 | 0 | 0 | 0 | 0 | 0 | 0 | 0 | 0 | 0 | 0 | 0 | 0 | 0 | 0 | 0 | 0
F13_Industrial_Paper and Printing_New_Space Heating_Natural Gas_Commissioning_A_Achievable Technical Potential | F13 | Industrial | Paper and Printing | New | Space Heating | Natural Gas | Commissioning | A | Purchases (Incremental) | Achievable Technical Potential | 0 | 0 | 0 | 0 | 0 | 0 | 0 | 0 | 0 | 0 | 0 | 0 | 0 | 0 | 0 | 0 | 0 | 0 | 0 | 0 | 0 | 0 | 0 | 0 | 0 | 0 | 0 | 0 | 0 | 0 | 0
F14_Industrial_Paper and Printing_New_Space Heating_Natural Gas_Commissioning_A_Achievable Technical Potential | F14 | Industrial | Paper and Printing | New | Space Heating | Natural Gas | Commissioning | A | Purchases (Cumulative) | Achievable Technical Potential | 0 | 0 | 0 | 0 | 0 | 0 | 0 | 0 | 0 | 0 | 0 | 0 | 0 | 0 | 0 | 0 | 0 | 0 | 0 | 0 | 0 | 0 | 0 | 0 | 0 | 0 | 0 | 0 | 0 | 0 | 0
F1_Industrial_Paper and Printing_New_Process_Natural Gas_Commissioning_A_Achievable Technical Potential | F1 | Industrial | Paper and Printing | New | Process | Natural Gas | Commissioning | A | Original Unit Energy Savings (kWh or therms) | Achievable Technical Potential | 0 | 0 | 0 | 0 | 0 | 317.5129 | 317.5129 | 317.5129 | 317.5129 | 317.5129 | 317.5129 | 317.5129 | 317.5129 | 317.5129 | 317.5129 | 317.5129 | 317.5129 | 317.5129 | 317.5129 | 317.5129 | 317.5129 | 317.5129 | 317.5129 | 317.5129 | 317.5129 | 317.5129 | 317.5129 | 317.5129 | 0 | 0 | 0
F2_Industrial_Paper and Printing_New_Process_Natural Gas_Commissioning_A_Achievable Technical Potential | F2 | Industrial | Paper and Printing | New | Process | Natural Gas | Commissioning | A | Original Unit Summer Peak Savings (kW) | Achievable Technical Potential | 0 | 0 | 0 | 0 | 0 | 0 | 0 | 0 | 0 | 0 | 0 | 0 | 0 | 0 | 0 | 0 | 0 | 0 | 0 | 0 | 0 | 0 | 0 | 0 | 0 | 0 | 0 | 0 | 0 | 0 | 0
F3_Industrial_Paper and Printing_New_Process_Natural Gas_Commissioning_A_Achievable Technical Potential | F3 | Industrial | Paper and Printing | New | Process | Natural Gas | Commissioning | A | Original Unit Winter Peak Savings (kW) | Achievable Technical Potential | 0 | 0 | 0 | 0 | 0 | 0 | 0 | 0 | 0 | 0 | 0 | 0 | 0 | 0 | 0 | 0 | 0 | 0 | 0 | 0 | 0 | 0 | 0 | 0 | 0 | 0 | 0 | 0 | 0 | 0 | 0
F4_Industrial_Paper and Printing_New_Process_Natural Gas_Commissioning_A_Achievable Technical Potential | F4 | Industrial | Paper and Printing | New | Process | Natural Gas | Commissioning | A | Standalone Impact on Baseline Energy (%) | Achievable Technical Potential | 0% | 0% | 0% | 0% | 0% | 0% | 0% | 0% | 0% | 0% | 0% | 0% | 0% | 0% | 0% | 0% | 0% | 0% | 0% | 0% | 0% | 0% | 0% | 0% | 0 | 0 | 0 | 0 | 0 | 0 | 0
F5_Industrial_Paper and Printing_New_Process_Natural Gas_Commissioning_A_Achievable Technical Potential | F5 | Industrial | Paper and Printing | New | Process | Natural Gas | Commissioning | A | Standalone Impact on Baseline Summer Peak (%) | Achievable Technical Potential | 0% | 0% | 0% | 0% | 0% | 0% | 0% | 0% | 0% | 0% | 0% | 0% | 0% | 0% | 0% | 0% | 0% | 0% | 0% | 0% | 0% | 0% | 0% | 0% | 0 | 0 | 0 | 0 | 0 | 0 | 0
F6_Industrial_Paper and Printing_New_Process_Natural Gas_Commissioning_A_Achievable Technical Potential | F6 | Industrial | Paper and Printing | New | Process | Natural Gas | Commissioning | A | Standalone Impact on Baseline Winter Peak (%) | Achievable Technical Potential | 0% | 0% | 0% | 0% | 0% | 0% | 0% | 0% | 0% | 0% | 0% | 0% | 0% | 0% | 0% | 0% | 0% | 0% | 0% | 0% | 0% | 0% | 0% | 0% | 0 | 0 | 0 | 0 | 0 | 0 | 0
F7_Industrial_Paper and Printing_New_Process_Natural Gas_Commissioning_A_Achievable Technical Potential | F7 | Industrial | Paper and Printing | New | Process | Natural Gas | Commissioning | A | Incremental Energy Savings (MWh or mTherms) | Achievable Technical Potential | 0 | 0 | 0 | 0 | 0 | 0 | 0 | 0 | 0 | 0 | 0 | 0 | 0 | 0 | 0 | 0 | 0 | 0 | 0 | 0 | 0 | 0 | 0 | 0 | 0 | 0 | 0 | 0 | 0 | 0 | 0
F8_Industrial_Paper and Printing_New_Process_Natural Gas_Commissioning_A_Achievable Technical Potential | F8 | Industrial | Paper and Printing | New | Process | Natural Gas | Commissioning | A | Incremental Summer Peak Savings (MW) | Achievable Technical Potential | 0 | 0 | 0 | 0 | 0 | 0 | 0 | 0 | 0 | 0 | 0 | 0 | 0 | 0 | 0 | 0 | 0 | 0 | 0 | 0 | 0 | 0 | 0 | 0 | 0 | 0 | 0 | 0 | 0 | 0 | 0
F9_Industrial_Paper and Printing_New_Process_Natural Gas_Commissioning_A_Achievable Technical Potential | F9 | Industrial | Paper and Printing | New | Process | Natural Gas | Commissioning | A | Incremental Winter Peak Savings (MW) | Achievable Technical Potential | 0 | 0 | 0 | 0 | 0 | 0 | 0 | 0 | 0 | 0 | 0 | 0 | 0 | 0 | 0 | 0 | 0 | 0 | 0 | 0 | 0 | 0 | 0 | 0 | 0 | 0 | 0 | 0 | 0 | 0 | 0
F10_Industrial_Paper and Printing_New_Process_Natural Gas_Commissioning_A_Achievable Technical Potential | F10 | Industrial | Paper and Printing | New | Process | Natural Gas | Commissioning | A | Cumulative Energy Savings (MWh or mTherms) | Achievable Technical Potential | 0 | 0 | 0 | 0 | 0 | 0 | 0 | 0 | 0 | 0 | 0 | 0 | 0 | 0 | 0 | 0 | 0 | 0 | 0 | 0 | 0 | 0 | 0 | 0 | 0 | 0 | 0 | 0 | 0 | 0 | 0
F11_Industrial_Paper and Printing_New_Process_Natural Gas_Commissioning_A_Achievable Technical Potential | F11 | Industrial | Paper and Printing | New | Process | Natural Gas | Commissioning | A | Cumulative Summer Peak Savings (MW) | Achievable Technical Potential | 0 | 0 | 0 | 0 | 0 | 0 | 0 | 0 | 0 | 0 | 0 | 0 | 0 | 0 | 0 | 0 | 0 | 0 | 0 | 0 | 0 | 0 | 0 | 0 | 0 | 0 | 0 | 0 | 0 | 0 | 0
F12_Industrial_Paper and Printing_New_Process_Natural Gas_Commissioning_A_Achievable Technical Potential | F12 | Industrial | Paper and Printing | New | Process | Natural Gas | Commissioning | A | Cumulative Winter Peak Savings (MW) | Achievable Technical Potential | 0 | 0 | 0 | 0 | 0 | 0 | 0 | 0 | 0 | 0 | 0 | 0 | 0 | 0 | 0 | 0 | 0 | 0 | 0 | 0 | 0 | 0 | 0 | 0 | 0 | 0 | 0 | 0 | 0 | 0 | 0
F13_Industrial_Paper and Printing_New_Process_Natural Gas_Commissioning_A_Achievable Technical Potential | F13 | Industrial | Paper and Printing | New | Process | Natural Gas | Commissioning | A | Purchases (Incremental) | Achievable Technical Potential | 0 | 0 | 0 | 0 | 0 | 0 | 0 | 0 | 0 | 0 | 0 | 0 | 0 | 0 | 0 | 0 | 0 | 0 | 0 | 0 | 0 | 0 | 0 | 0 | 0 | 0 | 0 | 0 | 0 | 0 | 0
F14_Industrial_Paper and Printing_New_Process_Natural Gas_Commissioning_A_Achievable Technical Potential | F14 | Industrial | Paper and Printing | New | Process | Natural Gas | Commissioning | A | Purchases (Cumulative) | Achievable Technical Potential | 0 | 0 | 0 | 0 | 0 | 0 | 0 | 0 | 0 | 0 | 0 | 0 | 0 | 0 | 0 | 0 | 0 | 0 | 0 | 0 | 0 | 0 | 0 | 0 | 0 | 0 | 0 | 0 | 0 | 0 | 0
F1_Industrial_Paper and Printing_New_Space Heating_Natural Gas_Retrocommissioning_A_Achievable Technical Potential | F1 | Industrial | Paper and Printing | New | Space Heating | Natural Gas | Retrocommissioning | A | Original Unit Energy Savings (kWh or therms) | Achievable Technical Potential | 0 | 0 | 0 | 0 | 0 | 0 | 0 | 0 | 0 | 0 | 0 | 0 | 0 | 0 | 0 | 0 | 0 | 0 | 0 | 0 | 0 | 0 | 0 | 0 | 0 | 0 | 0 | 0 | 0 | 0 | 0
F2_Industrial_Paper and Printing_New_Space Heating_Natural Gas_Retrocommissioning_A_Achievable Technical Potential | F2 | Industrial | Paper and Printing | New | Space Heating | Natural Gas | Retrocommissioning | A | Original Unit Summer Peak Savings (kW) | Achievable Technical Potential | 0 | 0 | 0 | 0 | 0 | 0 | 0 | 0 | 0 | 0 | 0 | 0 | 0 | 0 | 0 | 0 | 0 | 0 | 0 | 0 | 0 | 0 | 0 | 0 | 0 | 0 | 0 | 0 | 0 | 0 | 0
F3_Industrial_Paper and Printing_New_Space Heating_Natural Gas_Retrocommissioning_A_Achievable Technical Potential | F3 | Industrial | Paper and Printing | New | Space Heating | Natural Gas | Retrocommissioning | A | Original Unit Winter Peak Savings (kW) | Achievable Technical Potential | 0 | 0 | 0 | 0 | 0 | 0 | 0 | 0 | 0 | 0 | 0 | 0 | 0 | 0 | 0 | 0 | 0 | 0 | 0 | 0 | 0 | 0 | 0 | 0 | 0 | 0 | 0 | 0 | 0 | 0 | 0
F4_Industrial_Paper and Printing_New_Space Heating_Natural Gas_Retrocommissioning_A_Achievable Technical Potential | F4 | Industrial | Paper and Printing | New | Space Heating | Natural Gas | Retrocommissioning | A | Standalone Impact on Baseline Energy (%) | Achievable Technical Potential | 0% | 0% | 0% | 0% | 0% | 0% | 0% | 0% | 0% | 0% | 0% | 0% | 0% | 0% | 0% | 0% | 0% | 0% | 0% | 0% | 0% | 0% | 0% | 0% | 0 | 0 | 0 | 0 | 0 | 0 | 0
F5_Industrial_Paper and Printing_New_Space Heating_Natural Gas_Retrocommissioning_A_Achievable Technical Potential | F5 | Industrial | Paper and Printing | New | Space Heating | Natural Gas | Retrocommissioning | A | Standalone Impact on Baseline Summer Peak (%) | Achievable Technical Potential | 0% | 0% | 0% | 0% | 0% | 0% | 0% | 0% | 0% | 0% | 0% | 0% | 0% | 0% | 0% | 0% | 0% | 0% | 0% | 0% | 0% | 0% | 0% | 0% | 0 | 0 | 0 | 0 | 0 | 0 | 0
F6_Industrial_Paper and Printing_New_Space Heating_Natural Gas_Retrocommissioning_A_Achievable Technical Potential | F6 | Industrial | Paper and Printing | New | Space Heating | Natural Gas | Retrocommissioning | A | Standalone Impact on Baseline Winter Peak (%) | Achievable Technical Potential | 0% | 0% | 0% | 0% | 0% | 0% | 0% | 0% | 0% | 0% | 0% | 0% | 0% | 0% | 0% | 0% | 0% | 0% | 0% | 0% | 0% | 0% | 0% | 0% | 0 | 0 | 0 | 0 | 0 | 0 | 0
F7_Industrial_Paper and Printing_New_Space Heating_Natural Gas_Retrocommissioning_A_Achievable Technical Potential | F7 | Industrial | Paper and Printing | New | Space Heating | Natural Gas | Retrocommissioning | A | Incremental Energy Savings (MWh or mTherms) | Achievable Technical Potential | 0 | 0 | 0 | 0 | 0 | 0 | 0 | 0 | 0 | 0 | 0 | 0 | 0 | 0 | 0 | 0 | 0 | 0 | 0 | 0 | 0 | 0 | 0 | 0 | 0 | 0 | 0 | 0 | 0 | 0 | 0
F8_Industrial_Paper and Printing_New_Space Heating_Natural Gas_Retrocommissioning_A_Achievable Technical Potential | F8 | Industrial | Paper and Printing | New | Space Heating | Natural Gas | Retrocommissioning | A | Incremental Summer Peak Savings (MW) | Achievable Technical Potential | 0 | 0 | 0 | 0 | 0 | 0 | 0 | 0 | 0 | 0 | 0 | 0 | 0 | 0 | 0 | 0 | 0 | 0 | 0 | 0 | 0 | 0 | 0 | 0 | 0 | 0 | 0 | 0 | 0 | 0 | 0
F9_Industrial_Paper and Printing_New_Space Heating_Natural Gas_Retrocommissioning_A_Achievable Technical Potential | F9 | Industrial | Paper and Printing | New | Space Heating | Natural Gas | Retrocommissioning | A | Incremental Winter Peak Savings (MW) | Achievable Technical Potential | 0 | 0 | 0 | 0 | 0 | 0 | 0 | 0 | 0 | 0 | 0 | 0 | 0 | 0 | 0 | 0 | 0 | 0 | 0 | 0 | 0 | 0 | 0 | 0 | 0 | 0 | 0 | 0 | 0 | 0 | 0
F10_Industrial_Paper and Printing_New_Space Heating_Natural Gas_Retrocommissioning_A_Achievable Technical Potential | F10 | Industrial | Paper and Printing | New | Space Heating | Natural Gas | Retrocommissioning | A | Cumulative Energy Savings (MWh or mTherms) | Achievable Technical Potential | 0 | 0 | 0 | 0 | 0 | 0 | 0 | 0 | 0 | 0 | 0 | 0 | 0 | 0 | 0 | 0 | 0 | 0 | 0 | 0 | 0 | 0 | 0 | 0 | 0 | 0 | 0 | 0 | 0 | 0 | 0
F11_Industrial_Paper and Printing_New_Space Heating_Natural Gas_Retrocommissioning_A_Achievable Technical Potential | F11 | Industrial | Paper and Printing | New | Space Heating | Natural Gas | Retrocommissioning | A | Cumulative Summer Peak Savings (MW) | Achievable Technical Potential | 0 | 0 | 0 | 0 | 0 | 0 | 0 | 0 | 0 | 0 | 0 | 0 | 0 | 0 | 0 | 0 | 0 | 0 | 0 | 0 | 0 | 0 | 0 | 0 | 0 | 0 | 0 | 0 | 0 | 0 | 0
F12_Industrial_Paper and Printing_New_Space Heating_Natural Gas_Retrocommissioning_A_Achievable Technical Potential | F12 | Industrial | Paper and Printing | New | Space Heating | Natural Gas | Retrocommissioning | A | Cumulative Winter Peak Savings (MW) | Achievable Technical Potential | 0 | 0 | 0 | 0 | 0 | 0 | 0 | 0 | 0 | 0 | 0 | 0 | 0 | 0 | 0 | 0 | 0 | 0 | 0 | 0 | 0 | 0 | 0 | 0 | 0 | 0 | 0 | 0 | 0 | 0 | 0
F13_Industrial_Paper and Printing_New_Space Heating_Natural Gas_Retrocommissioning_A_Achievable Technical Potential | F13 | Industrial | Paper and Printing | New | Space Heating | Natural Gas | Retrocommissioning | A | Purchases (Incremental) | Achievable Technical Potential | 0 | 0 | 0 | 0 | 0 | 0 | 0 | 0 | 0 | 0 | 0 | 0 | 0 | 0 | 0 | 0 | 0 | 0 | 0 | 0 | 0 | 0 | 0 | 0 | 0 | 0 | 0 | 0 | 0 | 0 | 0
F14_Industrial_Paper and Printing_New_Space Heating_Natural Gas_Retrocommissioning_A_Achievable Technical Potential | F14 | Industrial | Paper and Printing | New | Space Heating | Natural Gas | Retrocommissioning | A | Purchases (Cumulative) | Achievable Technical Potential | 0 | 0 | 0 | 0 | 0 | 0 | 0 | 0 | 0 | 0 | 0 | 0 | 0 | 0 | 0 | 0 | 0 | 0 | 0 | 0 | 0 | 0 | 0 | 0 | 0 | 0 | 0 | 0 | 0 | 0 | 0
F1_Industrial_Paper and Printing_New_Process_Natural Gas_Retrocommissioning_A_Achievable Technical Potential | F1 | Industrial | Paper and Printing | New | Process | Natural Gas | Retrocommissioning | A | Original Unit Energy Savings (kWh or therms) | Achievable Technical Potential | 0 | 0 | 0 | 0 | 0 | 0 | 0 | 0 | 0 | 0 | 0 | 0 | 0 | 0 | 0 | 0 | 0 | 0 | 0 | 0 | 0 | 0 | 0 | 0 | 0 | 0 | 0 | 0 | 0 | 0 | 0
F2_Industrial_Paper and Printing_New_Process_Natural Gas_Retrocommissioning_A_Achievable Technical Potential | F2 | Industrial | Paper and Printing | New | Process | Natural Gas | Retrocommissioning | A | Original Unit Summer Peak Savings (kW) | Achievable Technical Potential | 0 | 0 | 0 | 0 | 0 | 0 | 0 | 0 | 0 | 0 | 0 | 0 | 0 | 0 | 0 | 0 | 0 | 0 | 0 | 0 | 0 | 0 | 0 | 0 | 0 | 0 | 0 | 0 | 0 | 0 | 0
F3_Industrial_Paper and Printing_New_Process_Natural Gas_Retrocommissioning_A_Achievable Technical Potential | F3 | Industrial | Paper and Printing | New | Process | Natural Gas | Retrocommissioning | A | Original Unit Winter Peak Savings (kW) | Achievable Technical Potential | 0 | 0 | 0 | 0 | 0 | 0 | 0 | 0 | 0 | 0 | 0 | 0 | 0 | 0 | 0 | 0 | 0 | 0 | 0 | 0 | 0 | 0 | 0 | 0 | 0 | 0 | 0 | 0 | 0 | 0 | 0
F4_Industrial_Paper and Printing_New_Process_Natural Gas_Retrocommissioning_A_Achievable Technical Potential | F4 | Industrial | Paper and Printing | New | Process | Natural Gas | Retrocommissioning | A | Standalone Impact on Baseline Energy (%) | Achievable Technical Potential | 0% | 0% | 0% | 0% | 0% | 0% | 0% | 0% | 0% | 0% | 0% | 0% | 0% | 0% | 0% | 0% | 0% | 0% | 0% | 0% | 0% | 0% | 0% | 0% | 0 | 0 | 0 | 0 | 0 | 0 | 0
F5_Industrial_Paper and Printing_New_Process_Natural Gas_Retrocommissioning_A_Achievable Technical Potential | F5 | Industrial | Paper and Printing | New | Process | Natural Gas | Retrocommissioning | A | Standalone Impact on Baseline Summer Peak (%) | Achievable Technical Potential | 0% | 0% | 0% | 0% | 0% | 0% | 0% | 0% | 0% | 0% | 0% | 0% | 0% | 0% | 0% | 0% | 0% | 0% | 0% | 0% | 0% | 0% | 0% | 0% | 0 | 0 | 0 | 0 | 0 | 0 | 0
F6_Industrial_Paper and Printing_New_Process_Natural Gas_Retrocommissioning_A_Achievable Technical Potential | F6 | Industrial | Paper and Printing | New | Process | Natural Gas | Retrocommissioning | A | Standalone Impact on Baseline Winter Peak (%) | Achievable Technical Potential | 0% | 0% | 0% | 0% | 0% | 0% | 0% | 0% | 0% | 0% | 0% | 0% | 0% | 0% | 0% | 0% | 0% | 0% | 0% | 0% | 0% | 0% | 0% | 0% | 0 | 0 | 0 | 0 | 0 | 0 | 0
F7_Industrial_Paper and Printing_New_Process_Natural Gas_Retrocommissioning_A_Achievable Technical Potential | F7 | Industrial | Paper and Printing | New | Process | Natural Gas | Retrocommissioning | A | Incremental Energy Savings (MWh or mTherms) | Achievable Technical Potential | 0 | 0 | 0 | 0 | 0 | 0 | 0 | 0 | 0 | 0 | 0 | 0 | 0 | 0 | 0 | 0 | 0 | 0 | 0 | 0 | 0 | 0 | 0 | 0 | 0 | 0 | 0 | 0 | 0 | 0 | 0
F8_Industrial_Paper and Printing_New_Process_Natural Gas_Retrocommissioning_A_Achievable Technical Potential | F8 | Industrial | Paper and Printing | New | Process | Natural Gas | Retrocommissioning | A | Incremental Summer Peak Savings (MW) | Achievable Technical Potential | 0 | 0 | 0 | 0 | 0 | 0 | 0 | 0 | 0 | 0 | 0 | 0 | 0 | 0 | 0 | 0 | 0 | 0 | 0 | 0 | 0 | 0 | 0 | 0 | 0 | 0 | 0 | 0 | 0 | 0 | 0
F9_Industrial_Paper and Printing_New_Process_Natural Gas_Retrocommissioning_A_Achievable Technical Potential | F9 | Industrial | Paper and Printing | New | Process | Natural Gas | Retrocommissioning | A | Incremental Winter Peak Savings (MW) | Achievable Technical Potential | 0 | 0 | 0 | 0 | 0 | 0 | 0 | 0 | 0 | 0 | 0 | 0 | 0 | 0 | 0 | 0 | 0 | 0 | 0 | 0 | 0 | 0 | 0 | 0 | 0 | 0 | 0 | 0 | 0 | 0 | 0
F10_Industrial_Paper and Printing_New_Process_Natural Gas_Retrocommissioning_A_Achievable Technical Potential | F10 | Industrial | Paper and Printing | New | Process | Natural Gas | Retrocommissioning | A | Cumulative Energy Savings (MWh or mTherms) | Achievable Technical Potential | 0 | 0 | 0 | 0 | 0 | 0 | 0 | 0 | 0 | 0 | 0 | 0 | 0 | 0 | 0 | 0 | 0 | 0 | 0 | 0 | 0 | 0 | 0 | 0 | 0 | 0 | 0 | 0 | 0 | 0 | 0
F11_Industrial_Paper and Printing_New_Process_Natural Gas_Retrocommissioning_A_Achievable Technical Potential | F11 | Industrial | Paper and Printing | New | Process | Natural Gas | Retrocommissioning | A | Cumulative Summer Peak Savings (MW) | Achievable Technical Potential | 0 | 0 | 0 | 0 | 0 | 0 | 0 | 0 | 0 | 0 | 0 | 0 | 0 | 0 | 0 | 0 | 0 | 0 | 0 | 0 | 0 | 0 | 0 | 0 | 0 | 0 | 0 | 0 | 0 | 0 | 0
F12_Industrial_Paper and Printing_New_Process_Natural Gas_Retrocommissioning_A_Achievable Technical Potential | F12 | Industrial | Paper and Printing | New | Process | Natural Gas | Retrocommissioning | A | Cumulative Winter Peak Savings (MW) | Achievable Technical Potential | 0 | 0 | 0 | 0 | 0 | 0 | 0 | 0 | 0 | 0 | 0 | 0 | 0 | 0 | 0 | 0 | 0 | 0 | 0 | 0 | 0 | 0 | 0 | 0 | 0 | 0 | 0 | 0 | 0 | 0 | 0
F13_Industrial_Paper and Printing_New_Process_Natural Gas_Retrocommissioning_A_Achievable Technical Potential | F13 | Industrial | Paper and Printing | New | Process | Natural Gas | Retrocommissioning | A | Purchases (Incremental) | Achievable Technical Potential | 0 | 0 | 0 | 0 | 0 | 0 | 0 | 0 | 0 | 0 | 0 | 0 | 0 | 0 | 0 | 0 | 0 | 0 | 0 | 0 | 0 | 0 | 0 | 0 | 0 | 0 | 0 | 0 | 0 | 0 | 0
F14_Industrial_Paper and Printing_New_Process_Natural Gas_Retrocommissioning_A_Achievable Technical Potential | F14 | Industrial | Paper and Printing | New | Process | Natural Gas | Retrocommissioning | A | Purchases (Cumulative) | Achievable Technical Potential | 0 | 0 | 0 | 0 | 0 | 0 | 0 | 0 | 0 | 0 | 0 | 0 | 0 | 0 | 0 | 0 | 0 | 0 | 0 | 0 | 0 | 0 | 0 | 0 | 0 | 0 | 0 | 0 | 0 | 0 | 0
F1_Industrial_Instruments_Existing_Space Heating_Natural Gas_Insulation - Roof/Ceiling_A_Achievable Technical Potential | F1 | Industrial | Instruments | Existing | Space Heating | Natural Gas | Insulation - Roof/Ceiling | A | Original Unit Energy Savings (kWh or therms) | Achievable Technical Potential | 0 | 0 | 0 | 0 | 0 | 0.099591 | 0.099104 | 0.098502 | 0.097865 | 0.097198 | 0.096522 | 0.095828 | 0.095137 | 0.094449 | 0.093706 | 0.093019 | 0.09234 | 0.09171 | 0.091123 | 0.090551 | 0.090011 | 0.089458 | 0.08896 | 0.088489 | 0.088041 | 0.087626 | 0.087242 | 0.086887 | 0 | 0 | 0
F2_Industrial_Instruments_Existing_Space Heating_Natural Gas_Insulation - Roof/Ceiling_A_Achievable Technical Potential | F2 | Industrial | Instruments | Existing | Space Heating | Natural Gas | Insulation - Roof/Ceiling | A | Original Unit Summer Peak Savings (kW) | Achievable Technical Potential | 0 | 0 | 0 | 0 | 0 | 0 | 0 | 0 | 0 | 0 | 0 | 0 | 0 | 0 | 0 | 0 | 0 | 0 | 0 | 0 | 0 | 0 | 0 | 0 | 0 | 0 | 0 | 0 | 0 | 0 | 0
F3_Industrial_Instruments_Existing_Space Heating_Natural Gas_Insulation - Roof/Ceiling_A_Achievable Technical Potential | F3 | Industrial | Instruments | Existing | Space Heating | Natural Gas | Insulation - Roof/Ceiling | A | Original Unit Winter Peak Savings (kW) | Achievable Technical Potential | 0 | 0 | 0 | 0 | 0 | 0 | 0 | 0 | 0 | 0 | 0 | 0 | 0 | 0 | 0 | 0 | 0 | 0 | 0 | 0 | 0 | 0 | 0 | 0 | 0 | 0 | 0 | 0 | 0 | 0 | 0
F4_Industrial_Instruments_Existing_Space Heating_Natural Gas_Insulation - Roof/Ceiling_A_Achievable Technical Potential | F4 | Industrial | Instruments | Existing | Space Heating | Natural Gas | Insulation - Roof/Ceiling | A | Standalone Impact on Baseline Energy (%) | Achievable Technical Potential | 0% | 0% | 0% | 0% | 0% | 0.3808% | 1.047% | 2.09% | 3.54% | 5.384% | 7.608% | 9.95% | 12.29% | 14.65% | 16.49% | 18.21% | 19.42% | 20.42% | 21.23% | 21.62% | 21.97% | 22.22% | 22.41% | 22.49% | 0.22561 | 0.22627 | 0.22687 | 0.22742 | 0 | 0 | 0
F5_Industrial_Instruments_Existing_Space Heating_Natural Gas_Insulation - Roof/Ceiling_A_Achievable Technical Potential | F5 | Industrial | Instruments | Existing | Space Heating | Natural Gas | Insulation - Roof/Ceiling | A | Standalone Impact on Baseline Summer Peak (%) | Achievable Technical Potential | 0% | 0% | 0% | 0% | 0% | 0% | 0% | 0% | 0% | 0% | 0% | 0% | 0% | 0% | 0% | 0% | 0% | 0% | 0% | 0% | 0% | 0% | 0% | 0% | 0 | 0 | 0 | 0 | 0 | 0 | 0
F6_Industrial_Instruments_Existing_Space Heating_Natural Gas_Insulation - Roof/Ceiling_A_Achievable Technical Potential | F6 | Industrial | Instruments | Existing | Space Heating | Natural Gas | Insulation - Roof/Ceiling | A | Standalone Impact on Baseline Winter Peak (%) | Achievable Technical Potential | 0% | 0% | 0% | 0% | 0% | 0% | 0% | 0% | 0% | 0% | 0% | 0% | 0% | 0% | 0% | 0% | 0% | 0% | 0% | 0% | 0% | 0% | 0% | 0% | 0 | 0 | 0 | 0 | 0 | 0 | 0
F7_Industrial_Instruments_Existing_Space Heating_Natural Gas_Insulation - Roof/Ceiling_A_Achievable Technical Potential | F7 | Industrial | Instruments | Existing | Space Heating | Natural Gas | Insulation - Roof/Ceiling | A | Incremental Energy Savings (MWh or mTherms) | Achievable Technical Potential | 0 | 0 | 0 | 0 | 0 | 1.362 | 2.3705 | 3.6434 | 5.0705 | 6.4147 | 7.3374 | 7.8235 | 7.7513 | 7.0682 | 6.1594 | 4.9873 | 3.8512 | 2.8042 | 1.933 | 1.2821 | 0.80764 | 0.48669 | 0.3265 | 0 | 0 | 0 | 0 | 0 | 0 | 0 | 0
F8_Industrial_Instruments_Existing_Space Heating_Natural Gas_Insulation - Roof/Ceiling_A_Achievable Technical Potential | F8 | Industrial | Instruments | Existing | Space Heating | Natural Gas | Insulation - Roof/Ceiling | A | Incremental Summer Peak Savings (MW) | Achievable Technical Potential | 0 | 0 | 0 | 0 | 0 | 0 | 0 | 0 | 0 | 0 | 0 | 0 | 0 | 0 | 0 | 0 | 0 | 0 | 0 | 0 | 0 | 0 | 0 | 0 | 0 | 0 | 0 | 0 | 0 | 0 | 0
F9_Industrial_Instruments_Existing_Space Heating_Natural Gas_Insulation - Roof/Ceiling_A_Achievable Technical Potential | F9 | Industrial | Instruments | Existing | Space Heating | Natural Gas | Insulation - Roof/Ceiling | A | Incremental Winter Peak Savings (MW) | Achievable Technical Potential | 0 | 0 | 0 | 0 | 0 | 0 | 0 | 0 | 0 | 0 | 0 | 0 | 0 | 0 | 0 | 0 | 0 | 0 | 0 | 0 | 0 | 0 | 0 | 0 | 0 | 0 | 0 | 0 | 0 | 0 | 0
F10_Industrial_Instruments_Existing_Space Heating_Natural Gas_Insulation - Roof/Ceiling_A_Achievable Technical Potential | F10 | Industrial | Instruments | Existing | Space Heating | Natural Gas | Insulation - Roof/Ceiling | A | Cumulative Energy Savings (MWh or mTherms) | Achievable Technical Potential | 0 | 0 | 0 | 0 | 0 | 1.362 | 3.7258 | 7.3465 | 12.3695 | 18.6999 | 25.9072 | 33.5443 | 41.0538 | 47.8251 | 53.6082 | 58.2024 | 61.6289 | 64.0128 | 65.5359 | 66.4065 | 66.8178 | 66.8945 | 66.8483 | 66.4943 | 66.1576 | 65.846 | 65.5576 | 65.2905 | 0 | 0 | 0
F11_Industrial_Instruments_Existing_Space Heating_Natural Gas_Insulation - Roof/Ceiling_A_Achievable Technical Potential | F11 | Industrial | Instruments | Existing | Space Heating | Natural Gas | Insulation - Roof/Ceiling | A | Cumulative Summer Peak Savings (MW) | Achievable Technical Potential | 0 | 0 | 0 | 0 | 0 | 0 | 0 | 0 | 0 | 0 | 0 | 0 | 0 | 0 | 0 | 0 | 0 | 0 | 0 | 0 | 0 | 0 | 0 | 0 | 0 | 0 | 0 | 0 | 0 | 0 | 0
F12_Industrial_Instruments_Existing_Space Heating_Natural Gas_Insulation - Roof/Ceiling_A_Achievable Technical Potential | F12 | Industrial | Instruments | Existing | Space Heating | Natural Gas | Insulation - Roof/Ceiling | A | Cumulative Winter Peak Savings (MW) | Achievable Technical Potential | 0 | 0 | 0 | 0 | 0 | 0 | 0 | 0 | 0 | 0 | 0 | 0 | 0 | 0 | 0 | 0 | 0 | 0 | 0 | 0 | 0 | 0 | 0 | 0 | 0 | 0 | 0 | 0 | 0 | 0 | 0
F13_Industrial_Instruments_Existing_Space Heating_Natural Gas_Insulation - Roof/Ceiling_A_Achievable Technical Potential | F13 | Industrial | Instruments | Existing | Space Heating | Natural Gas | Insulation - Roof/Ceiling | A | Purchases (Incremental) | Achievable Technical Potential | 0 | 0 | 0 | 0 | 0 | 13675.4876 | 23918.9685 | 36987.8595 | 51810.9994 | 65995.7975 | 76017.3385 | 81641.1165 | 81475.3499 | 74836.1128 | 65731.6097 | 53615.6955 | 41706.5083 | 30576.4403 | 21212.5902 | 14158.4784 | 8972.6826 | 5440.3908 | 3670.1782 | 0 | 0 | 0 | 0 | 0 | 0 | 0 | 0
F14_Industrial_Instruments_Existing_Space Heating_Natural Gas_Insulation - Roof/Ceiling_A_Achievable Technical Potential | F14 | Industrial | Instruments | Existing | Space Heating | Natural Gas | Insulation - Roof/Ceiling | A | Purchases (Cumulative) | Achievable Technical Potential | 0 | 0 | 0 | 0 | 0 | 13675.4876 | 37594.456 | 74582.3156 | 126393.3149 | 192389.1124 | 268406.4509 | 350047.5675 | 431522.9173 | 506359.0301 | 572090.6397 | 625706.3352 | 667412.8435 | 697989.2838 | 719201.874 | 733360.3525 | 742333.035 | 747773.4258 | 751443.604 | 751443.604 | 751443.604 | 751443.604 | 751443.604 | 751443.604 | 751443.604 | 751443.604 | 751443.604
F1_Industrial_Instruments_Existing_Space Heating_Natural Gas_Insulation - Wall Cavity_A_Achievable Technical Potential | F1 | Industrial | Instruments | Existing | Space Heating | Natural Gas | Insulation - Wall Cavity | A | Original Unit Energy Savings (kWh or therms) | Achievable Technical Potential | 0 | 0 | 0 | 0 | 0 | 0.017935 | 0.017848 | 0.017739 | 0.017625 | 0.017505 | 0.017383 | 0.017258 | 0.017133 | 0.017009 | 0.016876 | 0.016752 | 0.01663 | 0.016516 | 0.01641 | 0.016307 | 0.01621 | 0.016111 | 0.016021 | 0.015936 | 0.015855 | 0.015781 | 0.015712 | 0.015648 | 0 | 0 | 0
F2_Industrial_Instruments_Existing_Space Heating_Natural Gas_Insulation - Wall Cavity_A_Achievable Technical Potential | F2 | Industrial | Instruments | Existing | Space Heating | Natural Gas | Insulation - Wall Cavity | A | Original Unit Summer Peak Savings (kW) | Achievable Technical Potential | 0 | 0 | 0 | 0 | 0 | 0 | 0 | 0 | 0 | 0 | 0 | 0 | 0 | 0 | 0 | 0 | 0 | 0 | 0 | 0 | 0 | 0 | 0 | 0 | 0 | 0 | 0 | 0 | 0 | 0 | 0
F3_Industrial_Instruments_Existing_Space Heating_Natural Gas_Insulation - Wall Cavity_A_Achievable Technical Potential | F3 | Industrial | Instruments | Existing | Space Heating | Natural Gas | Insulation - Wall Cavity | A | Original Unit Winter Peak Savings (kW) | Achievable Technical Potential | 0 | 0 | 0 | 0 | 0 | 0 | 0 | 0 | 0 | 0 | 0 | 0 | 0 | 0 | 0 | 0 | 0 | 0 | 0 | 0 | 0 | 0 | 0 | 0 | 0 | 0 | 0 | 0 | 0 | 0 | 0
F4_Industrial_Instruments_Existing_Space Heating_Natural Gas_Insulation - Wall Cavity_A_Achievable Technical Potential | F4 | Industrial | Instruments | Existing | Space Heating | Natural Gas | Insulation - Wall Cavity | A | Standalone Impact on Baseline Energy (%) | Achievable Technical Potential | 0% | 0% | 0% | 0% | 0% | 0.06857% | 0.1886% | 0.3764% | 0.6376% | 0.9696% | 1.37% | 1.792% | 2.213% | 2.639% | 2.97% | 3.28% | 3.498% | 3.677% | 3.823% | 3.894% | 3.958% | 4.002% | 4.036% | 4.05% | 0.04063 | 0.040749 | 0.040857 | 0.040957 | 0 | 0 | 0
F5_Industrial_Instruments_Existing_Space Heating_Natural Gas_Insulation - Wall Cavity_A_Achievable Technical Potential | F5 | Industrial | Instruments | Existing | Space Heating | Natural Gas | Insulation - Wall Cavity | A | Standalone Impact on Baseline Summer Peak (%) | Achievable Technical Potential | 0% | 0% | 0% | 0% | 0% | 0% | 0% | 0% | 0% | 0% | 0% | 0% | 0% | 0% | 0% | 0% | 0% | 0% | 0% | 0% | 0% | 0% | 0% | 0% | 0 | 0 | 0 | 0 | 0 | 0 | 0
F6_Industrial_Instruments_Existing_Space Heating_Natural Gas_Insulation - Wall Cavity_A_Achievable Technical Potential | F6 | Industrial | Instruments | Existing | Space Heating | Natural Gas | Insulation - Wall Cavity | A | Standalone Impact on Baseline Winter Peak (%) | Achievable Technical Potential | 0% | 0% | 0% | 0% | 0% | 0% | 0% | 0% | 0% | 0% | 0% | 0% | 0% | 0% | 0% | 0% | 0% | 0% | 0% | 0% | 0% | 0% | 0% | 0% | 0 | 0 | 0 | 0 | 0 | 0 | 0
F7_Industrial_Instruments_Existing_Space Heating_Natural Gas_Insulation - Wall Cavity_A_Achievable Technical Potential | F7 | Industrial | Instruments | Existing | Space Heating | Natural Gas | Insulation - Wall Cavity | A | Incremental Energy Savings (MWh or mTherms) | Achievable Technical Potential | 0 | 0 | 0 | 0 | 0 | 0.24528 | 0.4269 | 0.65614 | 0.91315 | 1.1552 | 1.3214 | 1.4089 | 1.3959 | 1.2729 | 1.1093 | 0.89816 | 0.69356 | 0.50501 | 0.34811 | 0.23089 | 0.14545 | 0.087648 | 0.058799 | 0 | 0 | 0 | 0 | 0 | 0 | 0 | 0
F8_Industrial_Instruments_Existing_Space Heating_Natural Gas_Insulation - Wall Cavity_A_Achievable Technical Potential | F8 | Industrial | Instruments | Existing | Space Heating | Natural Gas | Insulation - Wall Cavity | A | Incremental Summer Peak Savings (MW) | Achievable Technical Potential | 0 | 0 | 0 | 0 | 0 | 0 | 0 | 0 | 0 | 0 | 0 | 0 | 0 | 0 | 0 | 0 | 0 | 0 | 0 | 0 | 0 | 0 | 0 | 0 | 0 | 0 | 0 | 0 | 0 | 0 | 0
F9_Industrial_Instruments_Existing_Space Heating_Natural Gas_Insulation - Wall Cavity_A_Achievable Technical Potential | F9 | Industrial | Instruments | Existing | Space Heating | Natural Gas | Insulation - Wall Cavity | A | Incremental Winter Peak Savings (MW) | Achievable Technical Potential | 0 | 0 | 0 | 0 | 0 | 0 | 0 | 0 | 0 | 0 | 0 | 0 | 0 | 0 | 0 | 0 | 0 | 0 | 0 | 0 | 0 | 0 | 0 | 0 | 0 | 0 | 0 | 0 | 0 | 0 | 0
F10_Industrial_Instruments_Existing_Space Heating_Natural Gas_Insulation - Wall Cavity_A_Achievable Technical Potential | F10 | Industrial | Instruments | Existing | Space Heating | Natural Gas | Insulation - Wall Cavity | A | Cumulative Energy Savings (MWh or mTherms) | Achievable Technical Potential | 0 | 0 | 0 | 0 | 0 | 0.24528 | 0.67098 | 1.323 | 2.2276 | 3.3677 | 4.6657 | 6.041 | 7.3934 | 8.6129 | 9.6544 | 10.4818 | 11.0988 | 11.5281 | 11.8024 | 11.9592 | 12.0333 | 12.0471 | 12.0388 | 11.975 | 11.9144 | 11.8583 | 11.8064 | 11.7583 | 0 | 0 | 0
F11_Industrial_Instruments_Existing_Space Heating_Natural Gas_Insulation - Wall Cavity_A_Achievable Technical Potential | F11 | Industrial | Instruments | Existing | Space Heating | Natural Gas | Insulation - Wall Cavity | A | Cumulative Summer Peak Savings (MW) | Achievable Technical Potential | 0 | 0 | 0 | 0 | 0 | 0 | 0 | 0 | 0 | 0 | 0 | 0 | 0 | 0 | 0 | 0 | 0 | 0 | 0 | 0 | 0 | 0 | 0 | 0 | 0 | 0 | 0 | 0 | 0 | 0 | 0
F12_Industrial_Instruments_Existing_Space Heating_Natural Gas_Insulation - Wall Cavity_A_Achievable Technical Potential | F12 | Industrial | Instruments | Existing | Space Heating | Natural Gas | Insulation - Wall Cavity | A | Cumulative Winter Peak Savings (MW) | Achievable Technical Potential | 0 | 0 | 0 | 0 | 0 | 0 | 0 | 0 | 0 | 0 | 0 | 0 | 0 | 0 | 0 | 0 | 0 | 0 | 0 | 0 | 0 | 0 | 0 | 0 | 0 | 0 | 0 | 0 | 0 | 0 | 0
F13_Industrial_Instruments_Existing_Space Heating_Natural Gas_Insulation - Wall Cavity_A_Achievable Technical Potential | F13 | Industrial | Instruments | Existing | Space Heating | Natural Gas | Insulation - Wall Cavity | A | Purchases (Incremental) | Achievable Technical Potential | 0 | 0 | 0 | 0 | 0 | 13675.4876 | 23918.9685 | 36987.8595 | 51810.9994 | 65995.7975 | 76017.3385 | 81641.1165 | 81475.3499 | 74836.1128 | 65731.6097 | 53615.6955 | 41706.5083 | 30576.4403 | 21212.5902 | 14158.4784 | 8972.6826 | 5440.3908 | 3670.1782 | 0 | 0 | 0 | 0 | 0 | 0 | 0 | 0
F14_Industrial_Instruments_Existing_Space Heating_Natural Gas_Insulation - Wall Cavity_A_Achievable Technical Potential | F14 | Industrial | Instruments | Existing | Space Heating | Natural Gas | Insulation - Wall Cavity | A | Purchases (Cumulative) | Achievable Technical Potential | 0 | 0 | 0 | 0 | 0 | 13675.4876 | 37594.456 | 74582.3156 | 126393.3149 | 192389.1124 | 268406.4509 | 350047.5675 | 431522.9173 | 506359.0301 | 572090.6397 | 625706.3352 | 667412.8435 | 697989.2838 | 719201.874 | 733360.3525 | 742333.035 | 747773.4258 | 751443.604 | 751443.604 | 751443.604 | 751443.604 | 751443.604 | 751443.604 | 751443.604 | 751443.604 | 751443.604
F1_Industrial_Instruments_Existing_Space Heating_Natural Gas_Insulation - Ducting_A_Achievable Technical Potential | F1 | Industrial | Instruments | Existing | Space Heating | Natural Gas | Insulation - Ducting | A | Original Unit Energy Savings (kWh or therms) | Achievable Technical Potential | 0 | 0 | 0 | 0 | 0 | 0.0016309 | 0.0016162 | 0.0015975 | 0.0015784 | 0.0015594 | 0.0015407 | 0.0015222 | 0.0015048 | 0.0014884 | 0.0014718 | 0.0014574 | 0.0014437 | 0.0014309 | 0.0014188 | 0.0014066 | 0.0013948 | 0.001383 | 0.0013709 | 0.0013593 | 0.0013481 | 0.0013376 | 0.0013278 | 0.0013186 | 0.00131 | 0.0013019 | 0.0012943
F2_Industrial_Instruments_Existing_Space Heating_Natural Gas_Insulation - Ducting_A_Achievable Technical Potential | F2 | Industrial | Instruments | Existing | Space Heating | Natural Gas | Insulation - Ducting | A | Original Unit Summer Peak Savings (kW) | Achievable Technical Potential | 0 | 0 | 0 | 0 | 0 | 0 | 0 | 0 | 0 | 0 | 0 | 0 | 0 | 0 | 0 | 0 | 0 | 0 | 0 | 0 | 0 | 0 | 0 | 0 | 0 | 0 | 0 | 0 | 0 | 0 | 0
F3_Industrial_Instruments_Existing_Space Heating_Natural Gas_Insulation - Ducting_A_Achievable Technical Potential | F3 | Industrial | Instruments | Existing | Space Heating | Natural Gas | Insulation - Ducting | A | Original Unit Winter Peak Savings (kW) | Achievable Technical Potential | 0 | 0 | 0 | 0 | 0 | 0 | 0 | 0 | 0 | 0 | 0 | 0 | 0 | 0 | 0 | 0 | 0 | 0 | 0 | 0 | 0 | 0 | 0 | 0 | 0 | 0 | 0 | 0 | 0 | 0 | 0
F4_Industrial_Instruments_Existing_Space Heating_Natural Gas_Insulation - Ducting_A_Achievable Technical Potential | F4 | Industrial | Instruments | Existing | Space Heating | Natural Gas | Insulation - Ducting | A | Standalone Impact on Baseline Energy (%) | Achievable Technical Potential | 0% | 0% | 0% | 0% | 0% | 0.0007873% | 0.001747% | 0.002919% | 0.004254% | 0.005763% | 0.007592% | 0.009525% | 0.01149% | 0.01349% | 0.01499% | 0.01632% | 0.0171% | 0.01762% | 0.01797% | 0.018% | 0.01807% | 0.01811% | 0.01812% | 0.01812% | 0.00018123 | 0.00018119 | 0.00018114 | 0.00018106 | 0 | 0 | 0
F5_Industrial_Instruments_Existing_Space Heating_Natural Gas_Insulation - Ducting_A_Achievable Technical Potential | F5 | Industrial | Instruments | Existing | Space Heating | Natural Gas | Insulation - Ducting | A | Standalone Impact on Baseline Summer Peak (%) | Achievable Technical Potential | 0% | 0% | 0% | 0% | 0% | 0% | 0% | 0% | 0% | 0% | 0% | 0% | 0% | 0% | 0% | 0% | 0% | 0% | 0% | 0% | 0% | 0% | 0% | 0% | 0 | 0 | 0 | 0 | 0 | 0 | 0
F6_Industrial_Instruments_Existing_Space Heating_Natural Gas_Insulation - Ducting_A_Achievable Technical Potential | F6 | Industrial | Instruments | Existing | Space Heating | Natural Gas | Insulation - Ducting | A | Standalone Impact on Baseline Winter Peak (%) | Achievable Technical Potential | 0% | 0% | 0% | 0% | 0% | 0% | 0% | 0% | 0% | 0% | 0% | 0% | 0% | 0% | 0% | 0% | 0% | 0% | 0% | 0% | 0% | 0% | 0% | 0% | 0 | 0 | 0 | 0 | 0 | 0 | 0
F7_Industrial_Instruments_Existing_Space Heating_Natural Gas_Insulation - Ducting_A_Achievable Technical Potential | F7 | Industrial | Instruments | Existing | Space Heating | Natural Gas | Insulation - Ducting | A | Incremental Energy Savings (MWh or mTherms) | Achievable Technical Potential | 0 | 0 | 0 | 0 | 0 | 0.0028161 | 0.0034246 | 0.0041177 | 0.0047257 | 0.0053295 | 0.0060781 | 0.0065696 | 0.006621 | 0.0060735 | 0.0051824 | 0.0039331 | 0.0025789 | 0.0014767 | 0.00069871 | 0.00029342 | 0.00010536 | 3.2506e-05 | 6.9972e-06 | 1.1365e-06 | 1.3487e-07 | 0 | 0 | 0 | 0 | 0 | 0
F8_Industrial_Instruments_Existing_Space Heating_Natural Gas_Insulation - Ducting_A_Achievable Technical Potential | F8 | Industrial | Instruments | Existing | Space Heating | Natural Gas | Insulation - Ducting | A | Incremental Summer Peak Savings (MW) | Achievable Technical Potential | 0 | 0 | 0 | 0 | 0 | 0 | 0 | 0 | 0 | 0 | 0 | 0 | 0 | 0 | 0 | 0 | 0 | 0 | 0 | 0 | 0 | 0 | 0 | 0 | 0 | 0 | 0 | 0 | 0 | 0 | 0
F9_Industrial_Instruments_Existing_Space Heating_Natural Gas_Insulation - Ducting_A_Achievable Technical Potential | F9 | Industrial | Instruments | Existing | Space Heating | Natural Gas | Insulation - Ducting | A | Incremental Winter Peak Savings (MW) | Achievable Technical Potential | 0 | 0 | 0 | 0 | 0 | 0 | 0 | 0 | 0 | 0 | 0 | 0 | 0 | 0 | 0 | 0 | 0 | 0 | 0 | 0 | 0 | 0 | 0 | 0 | 0 | 0 | 0 | 0 | 0 | 0 | 0
F10_Industrial_Instruments_Existing_Space Heating_Natural Gas_Insulation - Ducting_A_Achievable Technical Potential | F10 | Industrial | Instruments | Existing | Space Heating | Natural Gas | Insulation - Ducting | A | Cumulative Energy Savings (MWh or mTherms) | Achievable Technical Potential | 0 | 0 | 0 | 0 | 0 | 0.0028161 | 0.0062152 | 0.010261 | 0.014865 | 0.020014 | 0.025853 | 0.032112 | 0.038365 | 0.044021 | 0.048714 | 0.052168 | 0.054258 | 0.055253 | 0.055486 | 0.055303 | 0.054943 | 0.054513 | 0.054042 | 0.053584 | 0.053143 | 0.05273 | 0.052342 | 0.05198 | 0.05164 | 0.051321 | 0.051023
F11_Industrial_Instruments_Existing_Space Heating_Natural Gas_Insulation - Ducting_A_Achievable Technical Potential | F11 | Industrial | Instruments | Existing | Space Heating | Natural Gas | Insulation - Ducting | A | Cumulative Summer Peak Savings (MW) | Achievable Technical Potential | 0 | 0 | 0 | 0 | 0 | 0 | 0 | 0 | 0 | 0 | 0 | 0 | 0 | 0 | 0 | 0 | 0 | 0 | 0 | 0 | 0 | 0 | 0 | 0 | 0 | 0 | 0 | 0 | 0 | 0 | 0
F12_Industrial_Instruments_Existing_Space Heating_Natural Gas_Insulation - Ducting_A_Achievable Technical Potential | F12 | Industrial | Instruments | Existing | Space Heating | Natural Gas | Insulation - Ducting | A | Cumulative Winter Peak Savings (MW) | Achievable Technical Potential | 0 | 0 | 0 | 0 | 0 | 0 | 0 | 0 | 0 | 0 | 0 | 0 | 0 | 0 | 0 | 0 | 0 | 0 | 0 | 0 | 0 | 0 | 0 | 0 | 0 | 0 | 0 | 0 | 0 | 0 | 0
F13_Industrial_Instruments_Existing_Space Heating_Natural Gas_Insulation - Ducting_A_Achievable Technical Potential | F13 | Industrial | Instruments | Existing | Space Heating | Natural Gas | Insulation - Ducting | A | Purchases (Incremental) | Achievable Technical Potential | 0 | 0 | 0 | 0 | 0 | 1726.6942 | 2118.9415 | 2577.6726 | 2993.8895 | 3417.7338 | 3944.9999 | 4315.8999 | 4400.0444 | 4080.6686 | 3521.0728 | 2698.7707 | 1786.3355 | 1032.0066 | 492.4598 | 208.5952 | 75.5391 | 23.5033 | 5.104 | 0.8361 | 0.10004 | 0 | 0 | 0 | 0 | 0 | 0
F14_Industrial_Instruments_Existing_Space Heating_Natural Gas_Insulation - Ducting_A_Achievable Technical Potential | F14 | Industrial | Instruments | Existing | Space Heating | Natural Gas | Insulation - Ducting | A | Purchases (Cumulative) | Achievable Technical Potential | 0 | 0 | 0 | 0 | 0 | 1726.6942 | 3845.6356 | 6423.3083 | 9417.1978 | 12834.9316 | 16779.9315 | 21095.8314 | 25495.8758 | 29576.5444 | 33097.6171 | 35796.3878 | 37582.7233 | 38614.7299 | 39107.1898 | 39315.785 | 39391.3241 | 39414.8273 | 39419.9313 | 39420.7674 | 39420.8675 | 39420.8675 | 39420.8675 | 39420.8675 | 39420.8675 | 39420.8675 | 39420.8675
F1_Industrial_Instruments_Existing_Space Heating_Natural Gas_HVAC - Duct Repair and Sealing_A_Achievable Technical Potential | F1 | Industrial | Instruments | Existing | Space Heating | Natural Gas | HVAC - Duct Repair and Sealing | A | Original Unit Energy Savings (kWh or therms) | Achievable Technical Potential | 0 | 0 | 0 | 0 | 0 | 0.0038394 | 0.0038048 | 0.0037607 | 0.003716 | 0.0036711 | 0.0036271 | 0.0035835 | 0.0035425 | 0.0035039 | 0.003465 | 0.0034309 | 0.0033988 | 0.0033686 | 0.0033402 | 0.0033115 | 0.0032836 | 0.003256 | 0.0032274 | 0.0032 | 0.0031737 | 0.003149 | 0.0031259 | 0.0031042 | 0.0030839 | 0.0030649 | 0.0030471
F2_Industrial_Instruments_Existing_Space Heating_Natural Gas_HVAC - Duct Repair and Sealing_A_Achievable Technical Potential | F2 | Industrial | Instruments | Existing | Space Heating | Natural Gas | HVAC - Duct Repair and Sealing | A | Original Unit Summer Peak Savings (kW) | Achievable Technical Potential | 0 | 0 | 0 | 0 | 0 | 0 | 0 | 0 | 0 | 0 | 0 | 0 | 0 | 0 | 0 | 0 | 0 | 0 | 0 | 0 | 0 | 0 | 0 | 0 | 0 | 0 | 0 | 0 | 0 | 0 | 0
F3_Industrial_Instruments_Existing_Space Heating_Natural Gas_HVAC - Duct Repair and Sealing_A_Achievable Technical Potential | F3 | Industrial | Instruments | Existing | Space Heating | Natural Gas | HVAC - Duct Repair and Sealing | A | Original Unit Winter Peak Savings (kW) | Achievable Technical Potential | 0 | 0 | 0 | 0 | 0 | 0 | 0 | 0 | 0 | 0 | 0 | 0 | 0 | 0 | 0 | 0 | 0 | 0 | 0 | 0 | 0 | 0 | 0 | 0 | 0 | 0 | 0 | 0 | 0 | 0 | 0
F4_Industrial_Instruments_Existing_Space Heating_Natural Gas_HVAC - Duct Repair and Sealing_A_Achievable Technical Potential | F4 | Industrial | Instruments | Existing | Space Heating | Natural Gas | HVAC - Duct Repair and Sealing | A | Standalone Impact on Baseline Energy (%) | Achievable Technical Potential | 0% | 0% | 0% | 0% | 0% | 0.003772% | 0.007514% | 0.01125% | 0.0149% | 0.0185% | 0.02232% | 0.02593% | 0.02952% | 0.03351% | 0.03689% | 0.04076% | 0.04427% | 0.048% | 0.05192% | 0.05531% | 0.05898% | 0.06263% | 0.06621% | 0.06976% | 0.00073282 | 0.00073269 | 0.00073246 | 0.00073213 | 0 | 0 | 0
F5_Industrial_Instruments_Existing_Space Heating_Natural Gas_HVAC - Duct Repair and Sealing_A_Achievable Technical Potential | F5 | Industrial | Instruments | Existing | Space Heating | Natural Gas | HVAC - Duct Repair and Sealing | A | Standalone Impact on Baseline Summer Peak (%) | Achievable Technical Potential | 0% | 0% | 0% | 0% | 0% | 0% | 0% | 0% | 0% | 0% | 0% | 0% | 0% | 0% | 0% | 0% | 0% | 0% | 0% | 0% | 0% | 0% | 0% | 0% | 0 | 0 | 0 | 0 | 0 | 0 | 0
F6_Industrial_Instruments_Existing_Space Heating_Natural Gas_HVAC - Duct Repair and Sealing_A_Achievable Technical Potential | F6 | Industrial | Instruments | Existing | Space Heating | Natural Gas | HVAC - Duct Repair and Sealing | A | Standalone Impact on Baseline Winter Peak (%) | Achievable Technical Potential | 0% | 0% | 0% | 0% | 0% | 0% | 0% | 0% | 0% | 0% | 0% | 0% | 0% | 0% | 0% | 0% | 0% | 0% | 0% | 0% | 0% | 0% | 0% | 0% | 0 | 0 | 0 | 0 | 0 | 0 | 0
F7_Industrial_Instruments_Existing_Space Heating_Natural Gas_HVAC - Duct Repair and Sealing_A_Achievable Technical Potential | F7 | Industrial | Instruments | Existing | Space Heating | Natural Gas | HVAC - Duct Repair and Sealing | A | Incremental Energy Savings (MWh or mTherms) | Achievable Technical Potential | 0 | 0 | 0 | 0 | 0 | 0.01349 | 0.013361 | 0.013129 | 0.012979 | 0.012833 | 0.012518 | 0.012334 | 0.012168 | 0.011845 | 0.011758 | 0.011531 | 0.011425 | 0.011266 | 0.011071 | 0.010989 | 0.010852 | 0.010719 | 0.010586 | 0.01046 | 0.010342 | 0 | 0 | 0 | 0 | 0 | 0
F8_Industrial_Instruments_Existing_Space Heating_Natural Gas_HVAC - Duct Repair and Sealing_A_Achievable Technical Potential | F8 | Industrial | Instruments | Existing | Space Heating | Natural Gas | HVAC - Duct Repair and Sealing | A | Incremental Summer Peak Savings (MW) | Achievable Technical Potential | 0 | 0 | 0 | 0 | 0 | 0 | 0 | 0 | 0 | 0 | 0 | 0 | 0 | 0 | 0 | 0 | 0 | 0 | 0 | 0 | 0 | 0 | 0 | 0 | 0 | 0 | 0 | 0 | 0 | 0 | 0
F9_Industrial_Instruments_Existing_Space Heating_Natural Gas_HVAC - Duct Repair and Sealing_A_Achievable Technical Potential | F9 | Industrial | Instruments | Existing | Space Heating | Natural Gas | HVAC - Duct Repair and Sealing | A | Incremental Winter Peak Savings (MW) | Achievable Technical Potential | 0 | 0 | 0 | 0 | 0 | 0 | 0 | 0 | 0 | 0 | 0 | 0 | 0 | 0 | 0 | 0 | 0 | 0 | 0 | 0 | 0 | 0 | 0 | 0 | 0 | 0 | 0 | 0 | 0 | 0 | 0
F10_Industrial_Instruments_Existing_Space Heating_Natural Gas_HVAC - Duct Repair and Sealing_A_Achievable Technical Potential | F10 | Industrial | Instruments | Existing | Space Heating | Natural Gas | HVAC - Duct Repair and Sealing | A | Cumulative Energy Savings (MWh or mTherms) | Achievable Technical Potential | 0 | 0 | 0 | 0 | 0 | 0.01349 | 0.02673 | 0.039549 | 0.052058 | 0.064262 | 0.076011 | 0.087432 | 0.0986 | 0.10937 | 0.11991 | 0.13026 | 0.14047 | 0.15049 | 0.16029 | 0.1699 | 0.17933 | 0.18853 | 0.19747 | 0.20625 | 0.21489 | 0.21322 | 0.21166 | 0.21019 | 0.20881 | 0.20753 | 0.20632
F11_Industrial_Instruments_Existing_Space Heating_Natural Gas_HVAC - Duct Repair and Sealing_A_Achievable Technical Potential | F11 | Industrial | Instruments | Existing | Space Heating | Natural Gas | HVAC - Duct Repair and Sealing | A | Cumulative Summer Peak Savings (MW) | Achievable Technical Potential | 0 | 0 | 0 | 0 | 0 | 0 | 0 | 0 | 0 | 0 | 0 | 0 | 0 | 0 | 0 | 0 | 0 | 0 | 0 | 0 | 0 | 0 | 0 | 0 | 0 | 0 | 0 | 0 | 0 | 0 | 0
F12_Industrial_Instruments_Existing_Space Heating_Natural Gas_HVAC - Duct Repair and Sealing_A_Achievable Technical Potential | F12 | Industrial | Instruments | Existing | Space Heating | Natural Gas | HVAC - Duct Repair and Sealing | A | Cumulative Winter Peak Savings (MW) | Achievable Technical Potential | 0 | 0 | 0 | 0 | 0 | 0 | 0 | 0 | 0 | 0 | 0 | 0 | 0 | 0 | 0 | 0 | 0 | 0 | 0 | 0 | 0 | 0 | 0 | 0 | 0 | 0 | 0 | 0 | 0 | 0 | 0
F13_Industrial_Instruments_Existing_Space Heating_Natural Gas_HVAC - Duct Repair and Sealing_A_Achievable Technical Potential | F13 | Industrial | Instruments | Existing | Space Heating | Natural Gas | HVAC - Duct Repair and Sealing | A | Purchases (Incremental) | Achievable Technical Potential | 0 | 0 | 0 | 0 | 0 | 3513.6219 | 3511.6934 | 3490.9837 | 3492.8711 | 3495.7593 | 3451.3667 | 3441.9353 | 3434.9467 | 3380.4009 | 3393.3074 | 3360.9478 | 3361.384 | 3344.466 | 3314.6335 | 3318.5599 | 3304.8369 | 3291.9832 | 3279.9884 | 3268.842 | 3258.5338 | 0 | 0 | 0 | 0 | 0 | 0
F14_Industrial_Instruments_Existing_Space Heating_Natural Gas_HVAC - Duct Repair and Sealing_A_Achievable Technical Potential | F14 | Industrial | Instruments | Existing | Space Heating | Natural Gas | HVAC - Duct Repair and Sealing | A | Purchases (Cumulative) | Achievable Technical Potential | 0 | 0 | 0 | 0 | 0 | 3513.6219 | 7025.3153 | 10516.299 | 14009.1701 | 17504.9294 | 20956.2962 | 24398.2315 | 27833.1781 | 31213.5791 | 34606.8865 | 37967.8342 | 41329.2182 | 44673.6842 | 47988.3177 | 51306.8776 | 54611.7144 | 57903.6977 | 61183.6861 | 64452.5281 | 67711.0619 | 67711.0619 | 67711.0619 | 67711.0619 | 67711.0619 | 67711.0619 | 67711.0619
F1_Industrial_Instruments_Existing_Space Heating_Natural Gas_Windows - High Efficiency_A_Achievable Technical Potential | F1 | Industrial | Instruments | Existing | Space Heating | Natural Gas | Windows - High Efficiency | A | Original Unit Energy Savings (kWh or therms) | Achievable Technical Potential | 0 | 0 | 0 | 0 | 0 | 0.0056921 | 0.0056642 | 0.0056298 | 0.0055934 | 0.0055553 | 0.0055167 | 0.005477 | 0.0054375 | 0.0053982 | 0.0053557 | 0.0053164 | 0.0052777 | 0.0052417 | 0.0052081 | 0.0051754 | 0.0051445 | 0.005113 | 0.0050845 | 0.0050575 | 0.0050319 | 0.0050082 | 0.0049863 | 0.004966 | 0 | 0 | 0
F2_Industrial_Instruments_Existing_Space Heating_Natural Gas_Windows - High Efficiency_A_Achievable Technical Potential | F2 | Industrial | Instruments | Existing | Space Heating | Natural Gas | Windows - High Efficiency | A | Original Unit Summer Peak Savings (kW) | Achievable Technical Potential | 0 | 0 | 0 | 0 | 0 | 0 | 0 | 0 | 0 | 0 | 0 | 0 | 0 | 0 | 0 | 0 | 0 | 0 | 0 | 0 | 0 | 0 | 0 | 0 | 0 | 0 | 0 | 0 | 0 | 0 | 0
F3_Industrial_Instruments_Existing_Space Heating_Natural Gas_Windows - High Efficiency_A_Achievable Technical Potential | F3 | Industrial | Instruments | Existing | Space Heating | Natural Gas | Windows - High Efficiency | A | Original Unit Winter Peak Savings (kW) | Achievable Technical Potential | 0 | 0 | 0 | 0 | 0 | 0 | 0 | 0 | 0 | 0 | 0 | 0 | 0 | 0 | 0 | 0 | 0 | 0 | 0 | 0 | 0 | 0 | 0 | 0 | 0 | 0 | 0 | 0 | 0 | 0 | 0
F4_Industrial_Instruments_Existing_Space Heating_Natural Gas_Windows - High Efficiency_A_Achievable Technical Potential | F4 | Industrial | Instruments | Existing | Space Heating | Natural Gas | Windows - High Efficiency | A | Standalone Impact on Baseline Energy (%) | Achievable Technical Potential | 0% | 0% | 0% | 0% | 0% | 0.004412% | 0.01323% | 0.02897% | 0.05443% | 0.09305% | 0.1496% | 0.2254% | 0.3235% | 0.4495% | 0.5902% | 0.7557% | 0.9255% | 1.101% | 1.272% | 1.412% | 1.535% | 1.63% | 1.698% | 1.743% | 0.017746 | 0.017798 | 0.017846 | 0.017889 | 0 | 0 | 0
F5_Industrial_Instruments_Existing_Space Heating_Natural Gas_Windows - High Efficiency_A_Achievable Technical Potential | F5 | Industrial | Instruments | Existing | Space Heating | Natural Gas | Windows - High Efficiency | A | Standalone Impact on Baseline Summer Peak (%) | Achievable Technical Potential | 0% | 0% | 0% | 0% | 0% | 0% | 0% | 0% | 0% | 0% | 0% | 0% | 0% | 0% | 0% | 0% | 0% | 0% | 0% | 0% | 0% | 0% | 0% | 0% | 0 | 0 | 0 | 0 | 0 | 0 | 0
F6_Industrial_Instruments_Existing_Space Heating_Natural Gas_Windows - High Efficiency_A_Achievable Technical Potential | F6 | Industrial | Instruments | Existing | Space Heating | Natural Gas | Windows - High Efficiency | A | Standalone Impact on Baseline Winter Peak (%) | Achievable Technical Potential | 0% | 0% | 0% | 0% | 0% | 0% | 0% | 0% | 0% | 0% | 0% | 0% | 0% | 0% | 0% | 0% | 0% | 0% | 0% | 0% | 0% | 0% | 0% | 0% | 0 | 0 | 0 | 0 | 0 | 0 | 0
F7_Industrial_Instruments_Existing_Space Heating_Natural Gas_Windows - High Efficiency_A_Achievable Technical Potential | F7 | Industrial | Instruments | Existing | Space Heating | Natural Gas | Windows - High Efficiency | A | Incremental Energy Savings (MWh or mTherms) | Achievable Technical Potential | 0 | 0 | 0 | 0 | 0 | 0.015782 | 0.031375 | 0.055044 | 0.089005 | 0.13429 | 0.18857 | 0.25396 | 0.32619 | 0.39416 | 0.46291 | 0.51063 | 0.53932 | 0.53517 | 0.49679 | 0.43456 | 0.35575 | 0.26933 | 0.18474 | 0.11701 | 0.075682 | 0 | 0 | 0 | 0 | 0 | 0
F8_Industrial_Instruments_Existing_Space Heating_Natural Gas_Windows - High Efficiency_A_Achievable Technical Potential | F8 | Industrial | Instruments | Existing | Space Heating | Natural Gas | Windows - High Efficiency | A | Incremental Summer Peak Savings (MW) | Achievable Technical Potential | 0 | 0 | 0 | 0 | 0 | 0 | 0 | 0 | 0 | 0 | 0 | 0 | 0 | 0 | 0 | 0 | 0 | 0 | 0 | 0 | 0 | 0 | 0 | 0 | 0 | 0 | 0 | 0 | 0 | 0 | 0
F9_Industrial_Instruments_Existing_Space Heating_Natural Gas_Windows - High Efficiency_A_Achievable Technical Potential | F9 | Industrial | Instruments | Existing | Space Heating | Natural Gas | Windows - High Efficiency | A | Incremental Winter Peak Savings (MW) | Achievable Technical Potential | 0 | 0 | 0 | 0 | 0 | 0 | 0 | 0 | 0 | 0 | 0 | 0 | 0 | 0 | 0 | 0 | 0 | 0 | 0 | 0 | 0 | 0 | 0 | 0 | 0 | 0 | 0 | 0 | 0 | 0 | 0
F10_Industrial_Instruments_Existing_Space Heating_Natural Gas_Windows - High Efficiency_A_Achievable Technical Potential | F10 | Industrial | Instruments | Existing | Space Heating | Natural Gas | Windows - High Efficiency | A | Cumulative Energy Savings (MWh or mTherms) | Achievable Technical Potential | 0 | 0 | 0 | 0 | 0 | 0.015782 | 0.04708 | 0.10184 | 0.19018 | 0.32318 | 0.5095 | 0.75979 | 1.0805 | 1.4668 | 1.9182 | 2.4148 | 2.9365 | 3.4516 | 3.9263 | 4.3362 | 4.6661 | 4.9068 | 5.0642 | 5.1544 | 5.204 | 5.1795 | 5.1568 | 5.1358 | 0 | 0 | 0
F11_Industrial_Instruments_Existing_Space Heating_Natural Gas_Windows - High Efficiency_A_Achievable Technical Potential | F11 | Industrial | Instruments | Existing | Space Heating | Natural Gas | Windows - High Efficiency | A | Cumulative Summer Peak Savings (MW) | Achievable Technical Potential | 0 | 0 | 0 | 0 | 0 | 0 | 0 | 0 | 0 | 0 | 0 | 0 | 0 | 0 | 0 | 0 | 0 | 0 | 0 | 0 | 0 | 0 | 0 | 0 | 0 | 0 | 0 | 0 | 0 | 0 | 0
F12_Industrial_Instruments_Existing_Space Heating_Natural Gas_Windows - High Efficiency_A_Achievable Technical Potential | F12 | Industrial | Instruments | Existing | Space Heating | Natural Gas | Windows - High Efficiency | A | Cumulative Winter Peak Savings (MW) | Achievable Technical Potential | 0 | 0 | 0 | 0 | 0 | 0 | 0 | 0 | 0 | 0 | 0 | 0 | 0 | 0 | 0 | 0 | 0 | 0 | 0 | 0 | 0 | 0 | 0 | 0 | 0 | 0 | 0 | 0 | 0 | 0 | 0
F13_Industrial_Instruments_Existing_Space Heating_Natural Gas_Windows - High Efficiency_A_Achievable Technical Potential | F13 | Industrial | Instruments | Existing | Space Heating | Natural Gas | Windows - High Efficiency | A | Purchases (Incremental) | Achievable Technical Potential | 0 | 0 | 0 | 0 | 0 | 2772.6039 | 5539.2115 | 9777.1196 | 15912.4233 | 24172.8076 | 34180.9793 | 46368.4617 | 59988.2237 | 73016.9014 | 86433.0211 | 96047.4759 | 102189.6907 | 102099.8468 | 95387.8129 | 83966.5669 | 69152.2744 | 52675.4788 | 36334.7638 | 23134.9888 | 15040.4568 | 0 | 0 | 0 | 0 | 0 | 0
F14_Industrial_Instruments_Existing_Space Heating_Natural Gas_Windows - High Efficiency_A_Achievable Technical Potential | F14 | Industrial | Instruments | Existing | Space Heating | Natural Gas | Windows - High Efficiency | A | Purchases (Cumulative) | Achievable Technical Potential | 0 | 0 | 0 | 0 | 0 | 2772.6039 | 8311.8153 | 18088.9349 | 34001.3582 | 58174.1658 | 92355.145 | 138723.6068 | 198711.8305 | 271728.7319 | 358161.753 | 454209.2289 | 556398.9197 | 658498.7664 | 753886.5794 | 837853.1463 | 907005.4207 | 959680.8995 | 996015.6633 | 1019150.6521 | 1034191.1089 | 1034191.1089 | 1034191.1089 | 1034191.1089 | 1034191.1089 | 1034191.1089 | 1034191.1089
F1_Industrial_Instruments_Existing_Space Heating_Natural Gas_Gas Boiler - Maintenance_A_Achievable Technical Potential | F1 | Industrial | Instruments | Existing | Space Heating | Natural Gas | Gas Boiler - Maintenance | A | Original Unit Energy Savings (kWh or therms) | Achievable Technical Potential | 0 | 0 | 0 | 0 | 0 | 4.0813 | 4.0536 | 4.0261 | 3.9985 | 3.971 | 3.9442 | 3.9177 | 3.8915 | 3.8655 | 3.8381 | 3.8129 | 3.788 | 3.7635 | 3.7394 | 3.7152 | 3.6919 | 3.6675 | 3.6441 | 3.6213 | 3.5985 | 3.5776 | 3.5585 | 3.5412 | 3.5253 | 3.5108 | 3.4976
F2_Industrial_Instruments_Existing_Space Heating_Natural Gas_Gas Boiler - Maintenance_A_Achievable Technical Potential | F2 | Industrial | Instruments | Existing | Space Heating | Natural Gas | Gas Boiler - Maintenance | A | Original Unit Summer Peak Savings (kW) | Achievable Technical Potential | 0 | 0 | 0 | 0 | 0 | 0 | 0 | 0 | 0 | 0 | 0 | 0 | 0 | 0 | 0 | 0 | 0 | 0 | 0 | 0 | 0 | 0 | 0 | 0 | 0 | 0 | 0 | 0 | 0 | 0 | 0
F3_Industrial_Instruments_Existing_Space Heating_Natural Gas_Gas Boiler - Maintenance_A_Achievable Technical Potential | F3 | Industrial | Instruments | Existing | Space Heating | Natural Gas | Gas Boiler - Maintenance | A | Original Unit Winter Peak Savings (kW) | Achievable Technical Potential | 0 | 0 | 0 | 0 | 0 | 0 | 0 | 0 | 0 | 0 | 0 | 0 | 0 | 0 | 0 | 0 | 0 | 0 | 0 | 0 | 0 | 0 | 0 | 0 | 0 | 0 | 0 | 0 | 0 | 0 | 0
F4_Industrial_Instruments_Existing_Space Heating_Natural Gas_Gas Boiler - Maintenance_A_Achievable Technical Potential | F4 | Industrial | Instruments | Existing | Space Heating | Natural Gas | Gas Boiler - Maintenance | A | Standalone Impact on Baseline Energy (%) | Achievable Technical Potential | 0% | 0% | 0% | 0% | 0% | 0.004179% | 0.007097% | 0.009157% | 0.01072% | 0.01209% | 0.01344% | 0.01451% | 0.01542% | 0.01641% | 0.01698% | 0.01767% | 0.01808% | 0.01849% | 0.0189% | 0.01906% | 0.01931% | 0.01951% | 0.01969% | 0.01983% | 0.00019949 | 0.00019985 | 0.0002002 | 0.00020052 | 0 | 0 | 0
F5_Industrial_Instruments_Existing_Space Heating_Natural Gas_Gas Boiler - Maintenance_A_Achievable Technical Potential | F5 | Industrial | Instruments | Existing | Space Heating | Natural Gas | Gas Boiler - Maintenance | A | Standalone Impact on Baseline Summer Peak (%) | Achievable Technical Potential | 0% | 0% | 0% | 0% | 0% | 0% | 0% | 0% | 0% | 0% | 0% | 0% | 0% | 0% | 0% | 0% | 0% | 0% | 0% | 0% | 0% | 0% | 0% | 0% | 0 | 0 | 0 | 0 | 0 | 0 | 0
F6_Industrial_Instruments_Existing_Space Heating_Natural Gas_Gas Boiler - Maintenance_A_Achievable Technical Potential | F6 | Industrial | Instruments | Existing | Space Heating | Natural Gas | Gas Boiler - Maintenance | A | Standalone Impact on Baseline Winter Peak (%) | Achievable Technical Potential | 0% | 0% | 0% | 0% | 0% | 0% | 0% | 0% | 0% | 0% | 0% | 0% | 0% | 0% | 0% | 0% | 0% | 0% | 0% | 0% | 0% | 0% | 0% | 0% | 0 | 0 | 0 | 0 | 0 | 0 | 0
F7_Industrial_Instruments_Existing_Space Heating_Natural Gas_Gas Boiler - Maintenance_A_Achievable Technical Potential | F7 | Industrial | Instruments | Existing | Space Heating | Natural Gas | Gas Boiler - Maintenance | A | Incremental Energy Savings (MWh or mTherms) | Achievable Technical Potential | 0 | 0 | 0 | 0 | 0 | 0.014948 | 0.0104 | 0.0071088 | 0.0055013 | 0.0047908 | 0.0040654 | 0.0034499 | 0.0029055 | 0.0023964 | 0.0020032 | 0.0016447 | 0.0012727 | 0.00097983 | 0.00075143 | 0.00058212 | 0.00052895 | 0.00040964 | 0.00034921 | 0.00029007 | 0.00023207 | 0 | 0 | 0 | 0 | 0 | 0
F8_Industrial_Instruments_Existing_Space Heating_Natural Gas_Gas Boiler - Maintenance_A_Achievable Technical Potential | F8 | Industrial | Instruments | Existing | Space Heating | Natural Gas | Gas Boiler - Maintenance | A | Incremental Summer Peak Savings (MW) | Achievable Technical Potential | 0 | 0 | 0 | 0 | 0 | 0 | 0 | 0 | 0 | 0 | 0 | 0 | 0 | 0 | 0 | 0 | 0 | 0 | 0 | 0 | 0 | 0 | 0 | 0 | 0 | 0 | 0 | 0 | 0 | 0 | 0
F9_Industrial_Instruments_Existing_Space Heating_Natural Gas_Gas Boiler - Maintenance_A_Achievable Technical Potential | F9 | Industrial | Instruments | Existing | Space Heating | Natural Gas | Gas Boiler - Maintenance | A | Incremental Winter Peak Savings (MW) | Achievable Technical Potential | 0 | 0 | 0 | 0 | 0 | 0 | 0 | 0 | 0 | 0 | 0 | 0 | 0 | 0 | 0 | 0 | 0 | 0 | 0 | 0 | 0 | 0 | 0 | 0 | 0 | 0 | 0 | 0 | 0 | 0 | 0
F10_Industrial_Instruments_Existing_Space Heating_Natural Gas_Gas Boiler - Maintenance_A_Achievable Technical Potential | F10 | Industrial | Instruments | Existing | Space Heating | Natural Gas | Gas Boiler - Maintenance | A | Cumulative Energy Savings (MWh or mTherms) | Achievable Technical Potential | 0 | 0 | 0 | 0 | 0 | 0.014948 | 0.025247 | 0.032184 | 0.037465 | 0.041997 | 0.04578 | 0.048922 | 0.0515 | 0.053553 | 0.055176 | 0.056459 | 0.057363 | 0.057972 | 0.058352 | 0.058556 | 0.058717 | 0.05874 | 0.058714 | 0.058637 | 0.058499 | 0.05816 | 0.05785 | 0.057567 | 0.05731 | 0.057074 | 0.056859
F11_Industrial_Instruments_Existing_Space Heating_Natural Gas_Gas Boiler - Maintenance_A_Achievable Technical Potential | F11 | Industrial | Instruments | Existing | Space Heating | Natural Gas | Gas Boiler - Maintenance | A | Cumulative Summer Peak Savings (MW) | Achievable Technical Potential | 0 | 0 | 0 | 0 | 0 | 0 | 0 | 0 | 0 | 0 | 0 | 0 | 0 | 0 | 0 | 0 | 0 | 0 | 0 | 0 | 0 | 0 | 0 | 0 | 0 | 0 | 0 | 0 | 0 | 0 | 0
F12_Industrial_Instruments_Existing_Space Heating_Natural Gas_Gas Boiler - Maintenance_A_Achievable Technical Potential | F12 | Industrial | Instruments | Existing | Space Heating | Natural Gas | Gas Boiler - Maintenance | A | Cumulative Winter Peak Savings (MW) | Achievable Technical Potential | 0 | 0 | 0 | 0 | 0 | 0 | 0 | 0 | 0 | 0 | 0 | 0 | 0 | 0 | 0 | 0 | 0 | 0 | 0 | 0 | 0 | 0 | 0 | 0 | 0 | 0 | 0 | 0 | 0 | 0 | 0
F13_Industrial_Instruments_Existing_Space Heating_Natural Gas_Gas Boiler - Maintenance_A_Achievable Technical Potential | F13 | Industrial | Instruments | Existing | Space Heating | Natural Gas | Gas Boiler - Maintenance | A | Purchases (Incremental) | Achievable Technical Potential | 0 | 0 | 0 | 0 | 0 | 3.6625 | 2.5657 | 1.7657 | 1.3759 | 1.2064 | 1.0307 | 0.88059 | 0.74663 | 0.61993 | 0.52193 | 0.43136 | 0.33598 | 0.26035 | 0.20095 | 0.15669 | 0.14328 | 0.11169 | 0.09583 | 0.0801 | 0.064492 | 0 | 0 | 0 | 0 | 0 | 0
F14_Industrial_Instruments_Existing_Space Heating_Natural Gas_Gas Boiler - Maintenance_A_Achievable Technical Potential | F14 | Industrial | Instruments | Existing | Space Heating | Natural Gas | Gas Boiler - Maintenance | A | Purchases (Cumulative) | Achievable Technical Potential | 0 | 0 | 0 | 0 | 0 | 3.6625 | 6.2282 | 7.9938 | 9.3697 | 10.5761 | 11.6069 | 12.4875 | 13.2341 | 13.854 | 14.3759 | 14.8073 | 15.1433 | 15.4036 | 15.6046 | 15.7613 | 15.9045 | 16.0162 | 16.1121 | 16.1922 | 16.2567 | 16.2567 | 16.2567 | 16.2567 | 16.2567 | 16.2567 | 16.2567
F1_Industrial_Instruments_Existing_Process_Natural Gas_Gas Boiler - Maintenance_A_Achievable Technical Potential | F1 | Industrial | Instruments | Existing | Process | Natural Gas | Gas Boiler - Maintenance | A | Original Unit Energy Savings (kWh or therms) | Achievable Technical Potential | 0 | 0 | 0 | 0 | 0 | 2.58 | 2.58 | 2.58 | 2.58 | 2.58 | 2.58 | 2.58 | 2.58 | 2.58 | 2.58 | 2.58 | 2.58 | 2.58 | 2.58 | 2.58 | 2.58 | 2.58 | 2.58 | 2.58 | 2.58 | 2.58 | 2.58 | 2.58 | 2.58 | 2.58 | 2.58
F2_Industrial_Instruments_Existing_Process_Natural Gas_Gas Boiler - Maintenance_A_Achievable Technical Potential | F2 | Industrial | Instruments | Existing | Process | Natural Gas | Gas Boiler - Maintenance | A | Original Unit Summer Peak Savings (kW) | Achievable Technical Potential | 0 | 0 | 0 | 0 | 0 | 0 | 0 | 0 | 0 | 0 | 0 | 0 | 0 | 0 | 0 | 0 | 0 | 0 | 0 | 0 | 0 | 0 | 0 | 0 | 0 | 0 | 0 | 0 | 0 | 0 | 0
F3_Industrial_Instruments_Existing_Process_Natural Gas_Gas Boiler - Maintenance_A_Achievable Technical Potential | F3 | Industrial | Instruments | Existing | Process | Natural Gas | Gas Boiler - Maintenance | A | Original Unit Winter Peak Savings (kW) | Achievable Technical Potential | 0 | 0 | 0 | 0 | 0 | 0 | 0 | 0 | 0 | 0 | 0 | 0 | 0 | 0 | 0 | 0 | 0 | 0 | 0 | 0 | 0 | 0 | 0 | 0 | 0 | 0 | 0 | 0 | 0 | 0 | 0
F4_Industrial_Instruments_Existing_Process_Natural Gas_Gas Boiler - Maintenance_A_Achievable Technical Potential | F4 | Industrial | Instruments | Existing | Process | Natural Gas | Gas Boiler - Maintenance | A | Standalone Impact on Baseline Energy (%) | Achievable Technical Potential | 0% | 0% | 0% | 0% | 0% | 0.03069% | 0.05221% | 0.06741% | 0.07897% | 0.08907% | 0.099% | 0.1068% | 0.1134% | 0.1207% | 0.1247% | 0.1297% | 0.1326% | 0.1356% | 0.1386% | 0.1398% | 0.1417% | 0.1432% | 0.1446% | 0.1458% | 0.0014687 | 0.001473 | 0.0014769 | 0.0014805 | 0 | 0 | 0
F5_Industrial_Instruments_Existing_Process_Natural Gas_Gas Boiler - Maintenance_A_Achievable Technical Potential | F5 | Industrial | Instruments | Existing | Process | Natural Gas | Gas Boiler - Maintenance | A | Standalone Impact on Baseline Summer Peak (%) | Achievable Technical Potential | 0% | 0% | 0% | 0% | 0% | 0% | 0% | 0% | 0% | 0% | 0% | 0% | 0% | 0% | 0% | 0% | 0% | 0% | 0% | 0% | 0% | 0% | 0% | 0% | 0 | 0 | 0 | 0 | 0 | 0 | 0
F6_Industrial_Instruments_Existing_Process_Natural Gas_Gas Boiler - Maintenance_A_Achievable Technical Potential | F6 | Industrial | Instruments | Existing | Process | Natural Gas | Gas Boiler - Maintenance | A | Standalone Impact on Baseline Winter Peak (%) | Achievable Technical Potential | 0% | 0% | 0% | 0% | 0% | 0% | 0% | 0% | 0% | 0% | 0% | 0% | 0% | 0% | 0% | 0% | 0% | 0% | 0% | 0% | 0% | 0% | 0% | 0% | 0 | 0 | 0 | 0 | 0 | 0 | 0
F7_Industrial_Instruments_Existing_Process_Natural Gas_Gas Boiler - Maintenance_A_Achievable Technical Potential | F7 | Industrial | Instruments | Existing | Process | Natural Gas | Gas Boiler - Maintenance | A | Incremental Energy Savings (MWh or mTherms) | Achievable Technical Potential | 0 | 0 | 0 | 0 | 0 | 0.28664 | 0.2008 | 0.13819 | 0.10768 | 0.094422 | 0.080669 | 0.068919 | 0.058434 | 0.048518 | 0.040848 | 0.03376 | 0.026296 | 0.020376 | 0.015727 | 0.012263 | 0.011213 | 0.0087416 | 0.0075 | 0.006269 | 0.0050474 | 0 | 0 | 0 | 0 | 0 | 0
F8_Industrial_Instruments_Existing_Process_Natural Gas_Gas Boiler - Maintenance_A_Achievable Technical Potential | F8 | Industrial | Instruments | Existing | Process | Natural Gas | Gas Boiler - Maintenance | A | Incremental Summer Peak Savings (MW) | Achievable Technical Potential | 0 | 0 | 0 | 0 | 0 | 0 | 0 | 0 | 0 | 0 | 0 | 0 | 0 | 0 | 0 | 0 | 0 | 0 | 0 | 0 | 0 | 0 | 0 | 0 | 0 | 0 | 0 | 0 | 0 | 0 | 0
F9_Industrial_Instruments_Existing_Process_Natural Gas_Gas Boiler - Maintenance_A_Achievable Technical Potential | F9 | Industrial | Instruments | Existing | Process | Natural Gas | Gas Boiler - Maintenance | A | Incremental Winter Peak Savings (MW) | Achievable Technical Potential | 0 | 0 | 0 | 0 | 0 | 0 | 0 | 0 | 0 | 0 | 0 | 0 | 0 | 0 | 0 | 0 | 0 | 0 | 0 | 0 | 0 | 0 | 0 | 0 | 0 | 0 | 0 | 0 | 0 | 0 | 0
F10_Industrial_Instruments_Existing_Process_Natural Gas_Gas Boiler - Maintenance_A_Achievable Technical Potential | F10 | Industrial | Instruments | Existing | Process | Natural Gas | Gas Boiler - Maintenance | A | Cumulative Energy Savings (MWh or mTherms) | Achievable Technical Potential | 0 | 0 | 0 | 0 | 0 | 0.28664 | 0.48744 | 0.62563 | 0.73331 | 0.82773 | 0.9084 | 0.97732 | 1.0358 | 1.0843 | 1.1251 | 1.1589 | 1.1852 | 1.2056 | 1.2213 | 1.2335 | 1.2448 | 1.2535 | 1.261 | 1.2673 | 1.2723 | 1.2723 | 1.2723 | 1.2723 | 1.2723 | 1.2723 | 1.2723
F11_Industrial_Instruments_Existing_Process_Natural Gas_Gas Boiler - Maintenance_A_Achievable Technical Potential | F11 | Industrial | Instruments | Existing | Process | Natural Gas | Gas Boiler - Maintenance | A | Cumulative Summer Peak Savings (MW) | Achievable Technical Potential | 0 | 0 | 0 | 0 | 0 | 0 | 0 | 0 | 0 | 0 | 0 | 0 | 0 | 0 | 0 | 0 | 0 | 0 | 0 | 0 | 0 | 0 | 0 | 0 | 0 | 0 | 0 | 0 | 0 | 0 | 0
F12_Industrial_Instruments_Existing_Process_Natural Gas_Gas Boiler - Maintenance_A_Achievable Technical Potential | F12 | Industrial | Instruments | Existing | Process | Natural Gas | Gas Boiler - Maintenance | A | Cumulative Winter Peak Savings (MW) | Achievable Technical Potential | 0 | 0 | 0 | 0 | 0 | 0 | 0 | 0 | 0 | 0 | 0 | 0 | 0 | 0 | 0 | 0 | 0 | 0 | 0 | 0 | 0 | 0 | 0 | 0 | 0 | 0 | 0 | 0 | 0 | 0 | 0
F13_Industrial_Instruments_Existing_Process_Natural Gas_Gas Boiler - Maintenance_A_Achievable Technical Potential | F13 | Industrial | Instruments | Existing | Process | Natural Gas | Gas Boiler - Maintenance | A | Purchases (Incremental) | Achievable Technical Potential | 0 | 0 | 0 | 0 | 0 | 111.1004 | 77.8298 | 53.5613 | 41.7361 | 36.5974 | 31.2668 | 26.7125 | 22.6489 | 18.8054 | 15.8325 | 13.0851 | 10.192 | 7.8976 | 6.0958 | 4.753 | 4.3463 | 3.3882 | 2.907 | 2.4298 | 1.9564 | 0 | 0 | 0 | 0 | 0 | 0
F14_Industrial_Instruments_Existing_Process_Natural Gas_Gas Boiler - Maintenance_A_Achievable Technical Potential | F14 | Industrial | Instruments | Existing | Process | Natural Gas | Gas Boiler - Maintenance | A | Purchases (Cumulative) | Achievable Technical Potential | 0 | 0 | 0 | 0 | 0 | 111.1004 | 188.9302 | 242.4915 | 284.2276 | 320.825 | 352.0918 | 378.8043 | 401.4532 | 420.2586 | 436.0911 | 449.1762 | 459.3682 | 467.2658 | 473.3616 | 478.1146 | 482.4609 | 485.8491 | 488.756 | 491.1859 | 493.1422 | 493.1422 | 493.1422 | 493.1422 | 493.1422 | 493.1422 | 493.1422
F1_Industrial_Instruments_Existing_Space Heating_Natural Gas_Gas Furnace - Maintenance_A_Achievable Technical Potential | F1 | Industrial | Instruments | Existing | Space Heating | Natural Gas | Gas Furnace - Maintenance | A | Original Unit Energy Savings (kWh or therms) | Achievable Technical Potential | 0 | 0 | 0 | 0 | 0 | 0.0091939 | 0.0091109 | 0.0090054 | 0.0088982 | 0.0087907 | 0.0086854 | 0.0085811 | 0.0084829 | 0.0083904 | 0.0082972 | 0.0082156 | 0.0081386 | 0.0080664 | 0.0079984 | 0.0079296 | 0.007863 | 0.0077967 | 0.0077284 | 0.0076628 | 0.0075997 | 0.0075405 | 0.0074852 | 0.0074333 | 0.0073847 | 0.0073392 | 0.0072965
F2_Industrial_Instruments_Existing_Space Heating_Natural Gas_Gas Furnace - Maintenance_A_Achievable Technical Potential | F2 | Industrial | Instruments | Existing | Space Heating | Natural Gas | Gas Furnace - Maintenance | A | Original Unit Summer Peak Savings (kW) | Achievable Technical Potential | 0 | 0 | 0 | 0 | 0 | 0 | 0 | 0 | 0 | 0 | 0 | 0 | 0 | 0 | 0 | 0 | 0 | 0 | 0 | 0 | 0 | 0 | 0 | 0 | 0 | 0 | 0 | 0 | 0 | 0 | 0
F3_Industrial_Instruments_Existing_Space Heating_Natural Gas_Gas Furnace - Maintenance_A_Achievable Technical Potential | F3 | Industrial | Instruments | Existing | Space Heating | Natural Gas | Gas Furnace - Maintenance | A | Original Unit Winter Peak Savings (kW) | Achievable Technical Potential | 0 | 0 | 0 | 0 | 0 | 0 | 0 | 0 | 0 | 0 | 0 | 0 | 0 | 0 | 0 | 0 | 0 | 0 | 0 | 0 | 0 | 0 | 0 | 0 | 0 | 0 | 0 | 0 | 0 | 0 | 0
F4_Industrial_Instruments_Existing_Space Heating_Natural Gas_Gas Furnace - Maintenance_A_Achievable Technical Potential | F4 | Industrial | Instruments | Existing | Space Heating | Natural Gas | Gas Furnace - Maintenance | A | Standalone Impact on Baseline Energy (%) | Achievable Technical Potential | 0% | 0% | 0% | 0% | 0% | 0.0001135% | 0.0001923% | 0.0002469% | 0.0002876% | 0.0003227% | 0.0003568% | 0.0003831% | 0.0004051% | 0.0004293% | 0.0004423% | 0.0004589% | 0.0004682% | 0.0004777% | 0.0004873% | 0.0004904% | 0.0004957% | 0.0005% | 0.0005032% | 0.0005058% | 5.0782e-06 | 5.0773e-06 | 5.0757e-06 | 5.0734e-06 | 0 | 0 | 0
F5_Industrial_Instruments_Existing_Space Heating_Natural Gas_Gas Furnace - Maintenance_A_Achievable Technical Potential | F5 | Industrial | Instruments | Existing | Space Heating | Natural Gas | Gas Furnace - Maintenance | A | Standalone Impact on Baseline Summer Peak (%) | Achievable Technical Potential | 0% | 0% | 0% | 0% | 0% | 0% | 0% | 0% | 0% | 0% | 0% | 0% | 0% | 0% | 0% | 0% | 0% | 0% | 0% | 0% | 0% | 0% | 0% | 0% | 0 | 0 | 0 | 0 | 0 | 0 | 0
F6_Industrial_Instruments_Existing_Space Heating_Natural Gas_Gas Furnace - Maintenance_A_Achievable Technical Potential | F6 | Industrial | Instruments | Existing | Space Heating | Natural Gas | Gas Furnace - Maintenance | A | Standalone Impact on Baseline Winter Peak (%) | Achievable Technical Potential | 0% | 0% | 0% | 0% | 0% | 0% | 0% | 0% | 0% | 0% | 0% | 0% | 0% | 0% | 0% | 0% | 0% | 0% | 0% | 0% | 0% | 0% | 0% | 0% | 0 | 0 | 0 | 0 | 0 | 0 | 0
F7_Industrial_Instruments_Existing_Space Heating_Natural Gas_Gas Furnace - Maintenance_A_Achievable Technical Potential | F7 | Industrial | Instruments | Existing | Space Heating | Natural Gas | Gas Furnace - Maintenance | A | Incremental Energy Savings (MWh or mTherms) | Achievable Technical Potential | 0 | 0 | 0 | 0 | 0 | 0.00040587 | 0.00028176 | 0.00019166 | 0.00014757 | 0.00012783 | 0.00010791 | 9.108e-05 | 7.6341e-05 | 6.2695e-05 | 5.2197e-05 | 4.2715e-05 | 3.2959e-05 | 2.5313e-05 | 1.9373e-05 | 1.4976e-05 | 1.3579e-05 | 1.0497e-05 | 8.9268e-06 | 7.3983e-06 | 5.9076e-06 | 0 | 0 | 0 | 0 | 0 | 0
F8_Industrial_Instruments_Existing_Space Heating_Natural Gas_Gas Furnace - Maintenance_A_Achievable Technical Potential | F8 | Industrial | Instruments | Existing | Space Heating | Natural Gas | Gas Furnace - Maintenance | A | Incremental Summer Peak Savings (MW) | Achievable Technical Potential | 0 | 0 | 0 | 0 | 0 | 0 | 0 | 0 | 0 | 0 | 0 | 0 | 0 | 0 | 0 | 0 | 0 | 0 | 0 | 0 | 0 | 0 | 0 | 0 | 0 | 0 | 0 | 0 | 0 | 0 | 0
F9_Industrial_Instruments_Existing_Space Heating_Natural Gas_Gas Furnace - Maintenance_A_Achievable Technical Potential | F9 | Industrial | Instruments | Existing | Space Heating | Natural Gas | Gas Furnace - Maintenance | A | Incremental Winter Peak Savings (MW) | Achievable Technical Potential | 0 | 0 | 0 | 0 | 0 | 0 | 0 | 0 | 0 | 0 | 0 | 0 | 0 | 0 | 0 | 0 | 0 | 0 | 0 | 0 | 0 | 0 | 0 | 0 | 0 | 0 | 0 | 0 | 0 | 0 | 0
F10_Industrial_Instruments_Existing_Space Heating_Natural Gas_Gas Furnace - Maintenance_A_Achievable Technical Potential | F10 | Industrial | Instruments | Existing | Space Heating | Natural Gas | Gas Furnace - Maintenance | A | Cumulative Energy Savings (MWh or mTherms) | Achievable Technical Potential | 0 | 0 | 0 | 0 | 0 | 0.00040587 | 0.00068396 | 0.00086769 | 0.0010049 | 0.0011206 | 0.0012151 | 0.0012916 | 0.0013531 | 0.0014011 | 0.0014377 | 0.0014663 | 0.0014855 | 0.0014977 | 0.0015044 | 0.0015064 | 0.0015074 | 0.0015051 | 0.0015009 | 0.0014955 | 0.0014891 | 0.0014776 | 0.0014667 | 0.0014565 | 0.001447 | 0.0014381 | 0.0014297
F11_Industrial_Instruments_Existing_Space Heating_Natural Gas_Gas Furnace - Maintenance_A_Achievable Technical Potential | F11 | Industrial | Instruments | Existing | Space Heating | Natural Gas | Gas Furnace - Maintenance | A | Cumulative Summer Peak Savings (MW) | Achievable Technical Potential | 0 | 0 | 0 | 0 | 0 | 0 | 0 | 0 | 0 | 0 | 0 | 0 | 0 | 0 | 0 | 0 | 0 | 0 | 0 | 0 | 0 | 0 | 0 | 0 | 0 | 0 | 0 | 0 | 0 | 0 | 0
F12_Industrial_Instruments_Existing_Space Heating_Natural Gas_Gas Furnace - Maintenance_A_Achievable Technical Potential | F12 | Industrial | Instruments | Existing | Space Heating | Natural Gas | Gas Furnace - Maintenance | A | Cumulative Winter Peak Savings (MW) | Achievable Technical Potential | 0 | 0 | 0 | 0 | 0 | 0 | 0 | 0 | 0 | 0 | 0 | 0 | 0 | 0 | 0 | 0 | 0 | 0 | 0 | 0 | 0 | 0 | 0 | 0 | 0 | 0 | 0 | 0 | 0 | 0 | 0
F13_Industrial_Instruments_Existing_Space Heating_Natural Gas_Gas Furnace - Maintenance_A_Achievable Technical Potential | F13 | Industrial | Instruments | Existing | Space Heating | Natural Gas | Gas Furnace - Maintenance | A | Purchases (Incremental) | Achievable Technical Potential | 0 | 0 | 0 | 0 | 0 | 44.1452 | 30.9253 | 21.2823 | 16.5836 | 14.5418 | 12.4237 | 10.6141 | 8.9994 | 7.4722 | 6.291 | 5.1993 | 4.0497 | 3.1381 | 2.4221 | 1.8886 | 1.727 | 1.3463 | 1.1551 | 0.96548 | 0.77735 | 0 | 0 | 0 | 0 | 0 | 0
F14_Industrial_Instruments_Existing_Space Heating_Natural Gas_Gas Furnace - Maintenance_A_Achievable Technical Potential | F14 | Industrial | Instruments | Existing | Space Heating | Natural Gas | Gas Furnace - Maintenance | A | Purchases (Cumulative) | Achievable Technical Potential | 0 | 0 | 0 | 0 | 0 | 44.1452 | 75.0704 | 96.3527 | 112.9364 | 127.4782 | 139.9019 | 150.5159 | 159.5153 | 166.9876 | 173.2785 | 178.4778 | 182.5276 | 185.6657 | 188.0878 | 189.9764 | 191.7033 | 193.0496 | 194.2047 | 195.1702 | 195.9475 | 195.9475 | 195.9475 | 195.9475 | 195.9475 | 195.9475 | 195.9475
F1_Industrial_Instruments_Existing_Space Heating_Natural Gas_Gas Boiler - Hot Water Reset_A_Achievable Technical Potential | F1 | Industrial | Instruments | Existing | Space Heating | Natural Gas | Gas Boiler - Hot Water Reset | A | Original Unit Energy Savings (kWh or therms) | Achievable Technical Potential | 0 | 0 | 0 | 0 | 0 | 14.841 | 14.7404 | 14.6405 | 14.54 | 14.4398 | 14.3425 | 14.2461 | 14.1508 | 14.0565 | 13.9567 | 13.8651 | 13.7746 | 13.6855 | 13.5978 | 13.5098 | 13.4249 | 13.3365 | 13.2512 | 13.1685 | 13.0854 | 13.0094 | 12.9402 | 12.877 | 12.8193 | 12.7666 | 12.7186
F2_Industrial_Instruments_Existing_Space Heating_Natural Gas_Gas Boiler - Hot Water Reset_A_Achievable Technical Potential | F2 | Industrial | Instruments | Existing | Space Heating | Natural Gas | Gas Boiler - Hot Water Reset | A | Original Unit Summer Peak Savings (kW) | Achievable Technical Potential | 0 | 0 | 0 | 0 | 0 | 0 | 0 | 0 | 0 | 0 | 0 | 0 | 0 | 0 | 0 | 0 | 0 | 0 | 0 | 0 | 0 | 0 | 0 | 0 | 0 | 0 | 0 | 0 | 0 | 0 | 0
F3_Industrial_Instruments_Existing_Space Heating_Natural Gas_Gas Boiler - Hot Water Reset_A_Achievable Technical Potential | F3 | Industrial | Instruments | Existing | Space Heating | Natural Gas | Gas Boiler - Hot Water Reset | A | Original Unit Winter Peak Savings (kW) | Achievable Technical Potential | 0 | 0 | 0 | 0 | 0 | 0 | 0 | 0 | 0 | 0 | 0 | 0 | 0 | 0 | 0 | 0 | 0 | 0 | 0 | 0 | 0 | 0 | 0 | 0 | 0 | 0 | 0 | 0 | 0 | 0 | 0
F4_Industrial_Instruments_Existing_Space Heating_Natural Gas_Gas Boiler - Hot Water Reset_A_Achievable Technical Potential | F4 | Industrial | Instruments | Existing | Space Heating | Natural Gas | Gas Boiler - Hot Water Reset | A | Standalone Impact on Baseline Energy (%) | Achievable Technical Potential | 0% | 0% | 0% | 0% | 0% | 0.007385% | 0.01643% | 0.02758% | 0.0404% | 0.05501% | 0.07286% | 0.09189% | 0.1113% | 0.1313% | 0.1465% | 0.1601% | 0.1682% | 0.1738% | 0.1776% | 0.1783% | 0.1793% | 0.18% | 0.1805% | 0.181% | 0.0018133 | 0.0018166 | 0.0018197 | 0.0018227 | 0 | 0 | 0
F5_Industrial_Instruments_Existing_Space Heating_Natural Gas_Gas Boiler - Hot Water Reset_A_Achievable Technical Potential | F5 | Industrial | Instruments | Existing | Space Heating | Natural Gas | Gas Boiler - Hot Water Reset | A | Standalone Impact on Baseline Summer Peak (%) | Achievable Technical Potential | 0% | 0% | 0% | 0% | 0% | 0% | 0% | 0% | 0% | 0% | 0% | 0% | 0% | 0% | 0% | 0% | 0% | 0% | 0% | 0% | 0% | 0% | 0% | 0% | 0 | 0 | 0 | 0 | 0 | 0 | 0
F6_Industrial_Instruments_Existing_Space Heating_Natural Gas_Gas Boiler - Hot Water Reset_A_Achievable Technical Potential | F6 | Industrial | Instruments | Existing | Space Heating | Natural Gas | Gas Boiler - Hot Water Reset | A | Standalone Impact on Baseline Winter Peak (%) | Achievable Technical Potential | 0% | 0% | 0% | 0% | 0% | 0% | 0% | 0% | 0% | 0% | 0% | 0% | 0% | 0% | 0% | 0% | 0% | 0% | 0% | 0% | 0% | 0% | 0% | 0% | 0 | 0 | 0 | 0 | 0 | 0 | 0
F7_Industrial_Instruments_Existing_Space Heating_Natural Gas_Gas Boiler - Hot Water Reset_A_Achievable Technical Potential | F7 | Industrial | Instruments | Existing | Space Heating | Natural Gas | Gas Boiler - Hot Water Reset | A | Incremental Energy Savings (MWh or mTherms) | Achievable Technical Potential | 0 | 0 | 0 | 0 | 0 | 0.026416 | 0.032197 | 0.038902 | 0.044873 | 0.050873 | 0.058325 | 0.06338 | 0.064183 | 0.059128 | 0.050657 | 0.038572 | 0.025364 | 0.014559 | 0.0069028 | 0.002905 | 0.0010454 | 0.00032311 | 6.9718e-05 | 1.135e-05 | 1.3495e-06 | 0 | 0 | 0 | 0 | 0 | 0
F8_Industrial_Instruments_Existing_Space Heating_Natural Gas_Gas Boiler - Hot Water Reset_A_Achievable Technical Potential | F8 | Industrial | Instruments | Existing | Space Heating | Natural Gas | Gas Boiler - Hot Water Reset | A | Incremental Summer Peak Savings (MW) | Achievable Technical Potential | 0 | 0 | 0 | 0 | 0 | 0 | 0 | 0 | 0 | 0 | 0 | 0 | 0 | 0 | 0 | 0 | 0 | 0 | 0 | 0 | 0 | 0 | 0 | 0 | 0 | 0 | 0 | 0 | 0 | 0 | 0
F9_Industrial_Instruments_Existing_Space Heating_Natural Gas_Gas Boiler - Hot Water Reset_A_Achievable Technical Potential | F9 | Industrial | Instruments | Existing | Space Heating | Natural Gas | Gas Boiler - Hot Water Reset | A | Incremental Winter Peak Savings (MW) | Achievable Technical Potential | 0 | 0 | 0 | 0 | 0 | 0 | 0 | 0 | 0 | 0 | 0 | 0 | 0 | 0 | 0 | 0 | 0 | 0 | 0 | 0 | 0 | 0 | 0 | 0 | 0 | 0 | 0 | 0 | 0 | 0 | 0
F10_Industrial_Instruments_Existing_Space Heating_Natural Gas_Gas Boiler - Hot Water Reset_A_Achievable Technical Potential | F10 | Industrial | Instruments | Existing | Space Heating | Natural Gas | Gas Boiler - Hot Water Reset | A | Cumulative Energy Savings (MWh or mTherms) | Achievable Technical Potential | 0 | 0 | 0 | 0 | 0 | 0.026416 | 0.058433 | 0.096939 | 0.14115 | 0.19105 | 0.24808 | 0.3098 | 0.37191 | 0.42856 | 0.47617 | 0.51162 | 0.53364 | 0.54475 | 0.54816 | 0.54752 | 0.54513 | 0.54186 | 0.53846 | 0.53511 | 0.53174 | 0.52865 | 0.52584 | 0.52327 | 0.52092 | 0.51878 | 0.51683
F11_Industrial_Instruments_Existing_Space Heating_Natural Gas_Gas Boiler - Hot Water Reset_A_Achievable Technical Potential | F11 | Industrial | Instruments | Existing | Space Heating | Natural Gas | Gas Boiler - Hot Water Reset | A | Cumulative Summer Peak Savings (MW) | Achievable Technical Potential | 0 | 0 | 0 | 0 | 0 | 0 | 0 | 0 | 0 | 0 | 0 | 0 | 0 | 0 | 0 | 0 | 0 | 0 | 0 | 0 | 0 | 0 | 0 | 0 | 0 | 0 | 0 | 0 | 0 | 0 | 0
F12_Industrial_Instruments_Existing_Space Heating_Natural Gas_Gas Boiler - Hot Water Reset_A_Achievable Technical Potential | F12 | Industrial | Instruments | Existing | Space Heating | Natural Gas | Gas Boiler - Hot Water Reset | A | Cumulative Winter Peak Savings (MW) | Achievable Technical Potential | 0 | 0 | 0 | 0 | 0 | 0 | 0 | 0 | 0 | 0 | 0 | 0 | 0 | 0 | 0 | 0 | 0 | 0 | 0 | 0 | 0 | 0 | 0 | 0 | 0 | 0 | 0 | 0 | 0 | 0 | 0
F13_Industrial_Instruments_Existing_Space Heating_Natural Gas_Gas Boiler - Hot Water Reset_A_Achievable Technical Potential | F13 | Industrial | Instruments | Existing | Space Heating | Natural Gas | Gas Boiler - Hot Water Reset | A | Purchases (Incremental) | Achievable Technical Potential | 0 | 0 | 0 | 0 | 0 | 1.7799 | 2.1843 | 2.6571 | 3.0862 | 3.5231 | 4.0666 | 4.4489 | 4.5357 | 4.2064 | 3.6296 | 2.782 | 1.8414 | 1.0638 | 0.50764 | 0.21502 | 0.077867 | 0.024228 | 0.0052613 | 0.00086187 | 0.00010313 | 0 | 0 | 0 | 0 | 0 | 0
F14_Industrial_Instruments_Existing_Space Heating_Natural Gas_Gas Boiler - Hot Water Reset_A_Achievable Technical Potential | F14 | Industrial | Instruments | Existing | Space Heating | Natural Gas | Gas Boiler - Hot Water Reset | A | Purchases (Cumulative) | Achievable Technical Potential | 0 | 0 | 0 | 0 | 0 | 1.7799 | 3.9642 | 6.6213 | 9.7075 | 13.2305 | 17.2971 | 21.7461 | 26.2817 | 30.4882 | 34.1178 | 36.8997 | 38.7411 | 39.8049 | 40.3126 | 40.5276 | 40.6055 | 40.6297 | 40.635 | 40.6358 | 40.6359 | 40.6359 | 40.6359 | 40.6359 | 40.6359 | 40.6359 | 40.6359
F1_Industrial_Instruments_Existing_Process_Natural Gas_Gas Boiler - Hot Water Reset_A_Achievable Technical Potential | F1 | Industrial | Instruments | Existing | Process | Natural Gas | Gas Boiler - Hot Water Reset | A | Original Unit Energy Savings (kWh or therms) | Achievable Technical Potential | 0 | 0 | 0 | 0 | 0 | 4.6909 | 4.6909 | 4.6909 | 4.6909 | 4.6909 | 4.6909 | 4.6909 | 4.6909 | 4.6909 | 4.6909 | 4.6909 | 4.6909 | 4.6909 | 4.6909 | 4.6909 | 4.6909 | 4.6909 | 4.6909 | 4.6909 | 4.6909 | 4.6909 | 4.6909 | 4.6909 | 4.6909 | 4.6909 | 4.6909
F2_Industrial_Instruments_Existing_Process_Natural Gas_Gas Boiler - Hot Water Reset_A_Achievable Technical Potential | F2 | Industrial | Instruments | Existing | Process | Natural Gas | Gas Boiler - Hot Water Reset | A | Original Unit Summer Peak Savings (kW) | Achievable Technical Potential | 0 | 0 | 0 | 0 | 0 | 0 | 0 | 0 | 0 | 0 | 0 | 0 | 0 | 0 | 0 | 0 | 0 | 0 | 0 | 0 | 0 | 0 | 0 | 0 | 0 | 0 | 0 | 0 | 0 | 0 | 0
F3_Industrial_Instruments_Existing_Process_Natural Gas_Gas Boiler - Hot Water Reset_A_Achievable Technical Potential | F3 | Industrial | Instruments | Existing | Process | Natural Gas | Gas Boiler - Hot Water Reset | A | Original Unit Winter Peak Savings (kW) | Achievable Technical Potential | 0 | 0 | 0 | 0 | 0 | 0 | 0 | 0 | 0 | 0 | 0 | 0 | 0 | 0 | 0 | 0 | 0 | 0 | 0 | 0 | 0 | 0 | 0 | 0 | 0 | 0 | 0 | 0 | 0 | 0 | 0
F4_Industrial_Instruments_Existing_Process_Natural Gas_Gas Boiler - Hot Water Reset_A_Achievable Technical Potential | F4 | Industrial | Instruments | Existing | Process | Natural Gas | Gas Boiler - Hot Water Reset | A | Standalone Impact on Baseline Energy (%) | Achievable Technical Potential | 0% | 0% | 0% | 0% | 0% | 0.02711% | 0.06042% | 0.1015% | 0.1488% | 0.2026% | 0.2683% | 0.3382% | 0.4095% | 0.4828% | 0.5382% | 0.5877% | 0.6169% | 0.637% | 0.651% | 0.6537% | 0.6577% | 0.6606% | 0.6631% | 0.6654% | 0.006675 | 0.0066945 | 0.0067124 | 0.0067287 | 0 | 0 | 0
F5_Industrial_Instruments_Existing_Process_Natural Gas_Gas Boiler - Hot Water Reset_A_Achievable Technical Potential | F5 | Industrial | Instruments | Existing | Process | Natural Gas | Gas Boiler - Hot Water Reset | A | Standalone Impact on Baseline Summer Peak (%) | Achievable Technical Potential | 0% | 0% | 0% | 0% | 0% | 0% | 0% | 0% | 0% | 0% | 0% | 0% | 0% | 0% | 0% | 0% | 0% | 0% | 0% | 0% | 0% | 0% | 0% | 0% | 0 | 0 | 0 | 0 | 0 | 0 | 0
F6_Industrial_Instruments_Existing_Process_Natural Gas_Gas Boiler - Hot Water Reset_A_Achievable Technical Potential | F6 | Industrial | Instruments | Existing | Process | Natural Gas | Gas Boiler - Hot Water Reset | A | Standalone Impact on Baseline Winter Peak (%) | Achievable Technical Potential | 0% | 0% | 0% | 0% | 0% | 0% | 0% | 0% | 0% | 0% | 0% | 0% | 0% | 0% | 0% | 0% | 0% | 0% | 0% | 0% | 0% | 0% | 0% | 0% | 0 | 0 | 0 | 0 | 0 | 0 | 0
F7_Industrial_Instruments_Existing_Process_Natural Gas_Gas Boiler - Hot Water Reset_A_Achievable Technical Potential | F7 | Industrial | Instruments | Existing | Process | Natural Gas | Gas Boiler - Hot Water Reset | A | Incremental Energy Savings (MWh or mTherms) | Achievable Technical Potential | 0 | 0 | 0 | 0 | 0 | 0.25328 | 0.31082 | 0.37811 | 0.43916 | 0.50133 | 0.57867 | 0.63308 | 0.64542 | 0.59857 | 0.51649 | 0.39587 | 0.26203 | 0.15138 | 0.072236 | 0.030598 | 0.01108 | 0.0034476 | 0.00074868 | 0.00012264 | 1.4675e-05 | 0 | 0 | 0 | 0 | 0 | 0
F8_Industrial_Instruments_Existing_Process_Natural Gas_Gas Boiler - Hot Water Reset_A_Achievable Technical Potential | F8 | Industrial | Instruments | Existing | Process | Natural Gas | Gas Boiler - Hot Water Reset | A | Incremental Summer Peak Savings (MW) | Achievable Technical Potential | 0 | 0 | 0 | 0 | 0 | 0 | 0 | 0 | 0 | 0 | 0 | 0 | 0 | 0 | 0 | 0 | 0 | 0 | 0 | 0 | 0 | 0 | 0 | 0 | 0 | 0 | 0 | 0 | 0 | 0 | 0
F9_Industrial_Instruments_Existing_Process_Natural Gas_Gas Boiler - Hot Water Reset_A_Achievable Technical Potential | F9 | Industrial | Instruments | Existing | Process | Natural Gas | Gas Boiler - Hot Water Reset | A | Incremental Winter Peak Savings (MW) | Achievable Technical Potential | 0 | 0 | 0 | 0 | 0 | 0 | 0 | 0 | 0 | 0 | 0 | 0 | 0 | 0 | 0 | 0 | 0 | 0 | 0 | 0 | 0 | 0 | 0 | 0 | 0 | 0 | 0 | 0 | 0 | 0 | 0
F10_Industrial_Instruments_Existing_Process_Natural Gas_Gas Boiler - Hot Water Reset_A_Achievable Technical Potential | F10 | Industrial | Instruments | Existing | Process | Natural Gas | Gas Boiler - Hot Water Reset | A | Cumulative Energy Savings (MWh or mTherms) | Achievable Technical Potential | 0 | 0 | 0 | 0 | 0 | 0.25328 | 0.5641 | 0.9422 | 1.3814 | 1.8827 | 2.4614 | 3.0944 | 3.7399 | 4.3384 | 4.8549 | 5.2508 | 5.5128 | 5.6642 | 5.7364 | 5.767 | 5.7781 | 5.7816 | 5.7823 | 5.7824 | 5.7824 | 5.7824 | 5.7824 | 5.7824 | 5.7824 | 5.7824 | 5.7824
F11_Industrial_Instruments_Existing_Process_Natural Gas_Gas Boiler - Hot Water Reset_A_Achievable Technical Potential | F11 | Industrial | Instruments | Existing | Process | Natural Gas | Gas Boiler - Hot Water Reset | A | Cumulative Summer Peak Savings (MW) | Achievable Technical Potential | 0 | 0 | 0 | 0 | 0 | 0 | 0 | 0 | 0 | 0 | 0 | 0 | 0 | 0 | 0 | 0 | 0 | 0 | 0 | 0 | 0 | 0 | 0 | 0 | 0 | 0 | 0 | 0 | 0 | 0 | 0
F12_Industrial_Instruments_Existing_Process_Natural Gas_Gas Boiler - Hot Water Reset_A_Achievable Technical Potential | F12 | Industrial | Instruments | Existing | Process | Natural Gas | Gas Boiler - Hot Water Reset | A | Cumulative Winter Peak Savings (MW) | Achievable Technical Potential | 0 | 0 | 0 | 0 | 0 | 0 | 0 | 0 | 0 | 0 | 0 | 0 | 0 | 0 | 0 | 0 | 0 | 0 | 0 | 0 | 0 | 0 | 0 | 0 | 0 | 0 | 0 | 0 | 0 | 0 | 0
F13_Industrial_Instruments_Existing_Process_Natural Gas_Gas Boiler - Hot Water Reset_A_Achievable Technical Potential | F13 | Industrial | Instruments | Existing | Process | Natural Gas | Gas Boiler - Hot Water Reset | A | Purchases (Incremental) | Achievable Technical Potential | 0 | 0 | 0 | 0 | 0 | 53.9934 | 66.2589 | 80.6033 | 93.6183 | 106.8718 | 123.3593 | 134.9573 | 137.5885 | 127.6017 | 110.1032 | 84.39 | 55.8583 | 32.2706 | 15.3991 | 6.5227 | 2.3621 | 0.73494 | 0.1596 | 0.026145 | 0.0031284 | 0 | 0 | 0 | 0 | 0 | 0
F14_Industrial_Instruments_Existing_Process_Natural Gas_Gas Boiler - Hot Water Reset_A_Achievable Technical Potential | F14 | Industrial | Instruments | Existing | Process | Natural Gas | Gas Boiler - Hot Water Reset | A | Purchases (Cumulative) | Achievable Technical Potential | 0 | 0 | 0 | 0 | 0 | 53.9934 | 120.2522 | 200.8555 | 294.4738 | 401.3457 | 524.705 | 659.6623 | 797.2508 | 924.8524 | 1034.9556 | 1119.3456 | 1175.204 | 1207.4746 | 1222.8737 | 1229.3965 | 1231.7586 | 1232.4935 | 1232.6531 | 1232.6792 | 1232.6824 | 1232.6824 | 1232.6824 | 1232.6824 | 1232.6824 | 1232.6824 | 1232.6824
F1_Industrial_Instruments_Existing_Space Heating_Natural Gas_Steam Trap Maintenance_A_Achievable Technical Potential | F1 | Industrial | Instruments | Existing | Space Heating | Natural Gas | Steam Trap Maintenance | A | Original Unit Energy Savings (kWh or therms) | Achievable Technical Potential | 0 | 0 | 0 | 0 | 0 | 5.243 | 5.2075 | 5.1722 | 5.1367 | 5.1013 | 5.0669 | 5.0329 | 4.9992 | 4.9659 | 4.9306 | 4.8983 | 4.8663 | 4.8348 | 4.8038 | 4.7727 | 4.7427 | 4.7115 | 4.6814 | 4.6522 | 4.6228 | 4.596 | 4.5715 | 4.5492 | 4.5288 | 4.5102 | 4.4932
F2_Industrial_Instruments_Existing_Space Heating_Natural Gas_Steam Trap Maintenance_A_Achievable Technical Potential | F2 | Industrial | Instruments | Existing | Space Heating | Natural Gas | Steam Trap Maintenance | A | Original Unit Summer Peak Savings (kW) | Achievable Technical Potential | 0 | 0 | 0 | 0 | 0 | 0 | 0 | 0 | 0 | 0 | 0 | 0 | 0 | 0 | 0 | 0 | 0 | 0 | 0 | 0 | 0 | 0 | 0 | 0 | 0 | 0 | 0 | 0 | 0 | 0 | 0
F3_Industrial_Instruments_Existing_Space Heating_Natural Gas_Steam Trap Maintenance_A_Achievable Technical Potential | F3 | Industrial | Instruments | Existing | Space Heating | Natural Gas | Steam Trap Maintenance | A | Original Unit Winter Peak Savings (kW) | Achievable Technical Potential | 0 | 0 | 0 | 0 | 0 | 0 | 0 | 0 | 0 | 0 | 0 | 0 | 0 | 0 | 0 | 0 | 0 | 0 | 0 | 0 | 0 | 0 | 0 | 0 | 0 | 0 | 0 | 0 | 0 | 0 | 0
F4_Industrial_Instruments_Existing_Space Heating_Natural Gas_Steam Trap Maintenance_A_Achievable Technical Potential | F4 | Industrial | Instruments | Existing | Space Heating | Natural Gas | Steam Trap Maintenance | A | Standalone Impact on Baseline Energy (%) | Achievable Technical Potential | 0% | 0% | 0% | 0% | 0% | 0.001456% | 0.002908% | 0.004375% | 0.005823% | 0.00727% | 0.008817% | 0.0103% | 0.01178% | 0.01343% | 0.01484% | 0.01645% | 0.01792% | 0.01948% | 0.02111% | 0.02254% | 0.02408% | 0.02562% | 0.02715% | 0.02867% | 0.0003018 | 0.00030235 | 0.00030287 | 0.00030336 | 0 | 0 | 0
F5_Industrial_Instruments_Existing_Space Heating_Natural Gas_Steam Trap Maintenance_A_Achievable Technical Potential | F5 | Industrial | Instruments | Existing | Space Heating | Natural Gas | Steam Trap Maintenance | A | Standalone Impact on Baseline Summer Peak (%) | Achievable Technical Potential | 0% | 0% | 0% | 0% | 0% | 0% | 0% | 0% | 0% | 0% | 0% | 0% | 0% | 0% | 0% | 0% | 0% | 0% | 0% | 0% | 0% | 0% | 0% | 0% | 0 | 0 | 0 | 0 | 0 | 0 | 0
F6_Industrial_Instruments_Existing_Space Heating_Natural Gas_Steam Trap Maintenance_A_Achievable Technical Potential | F6 | Industrial | Instruments | Existing | Space Heating | Natural Gas | Steam Trap Maintenance | A | Standalone Impact on Baseline Winter Peak (%) | Achievable Technical Potential | 0% | 0% | 0% | 0% | 0% | 0% | 0% | 0% | 0% | 0% | 0% | 0% | 0% | 0% | 0% | 0% | 0% | 0% | 0% | 0% | 0% | 0% | 0% | 0% | 0 | 0 | 0 | 0 | 0 | 0 | 0
F7_Industrial_Instruments_Existing_Space Heating_Natural Gas_Steam Trap Maintenance_A_Achievable Technical Potential | F7 | Industrial | Instruments | Existing | Space Heating | Natural Gas | Steam Trap Maintenance | A | Incremental Energy Savings (MWh or mTherms) | Achievable Technical Potential | 0 | 0 | 0 | 0 | 0 | 0.0052086 | 0.0051705 | 0.0051051 | 0.0050729 | 0.0050421 | 0.0049445 | 0.0048978 | 0.0048552 | 0.0047462 | 0.0047305 | 0.0046547 | 0.0046249 | 0.0045719 | 0.004502 | 0.0044782 | 0.0044317 | 0.0043854 | 0.0043414 | 0.0042997 | 0.004259 | 0 | 0 | 0 | 0 | 0 | 0
F8_Industrial_Instruments_Existing_Space Heating_Natural Gas_Steam Trap Maintenance_A_Achievable Technical Potential | F8 | Industrial | Instruments | Existing | Space Heating | Natural Gas | Steam Trap Maintenance | A | Incremental Summer Peak Savings (MW) | Achievable Technical Potential | 0 | 0 | 0 | 0 | 0 | 0 | 0 | 0 | 0 | 0 | 0 | 0 | 0 | 0 | 0 | 0 | 0 | 0 | 0 | 0 | 0 | 0 | 0 | 0 | 0 | 0 | 0 | 0 | 0 | 0 | 0
F9_Industrial_Instruments_Existing_Space Heating_Natural Gas_Steam Trap Maintenance_A_Achievable Technical Potential | F9 | Industrial | Instruments | Existing | Space Heating | Natural Gas | Steam Trap Maintenance | A | Incremental Winter Peak Savings (MW) | Achievable Technical Potential | 0 | 0 | 0 | 0 | 0 | 0 | 0 | 0 | 0 | 0 | 0 | 0 | 0 | 0 | 0 | 0 | 0 | 0 | 0 | 0 | 0 | 0 | 0 | 0 | 0 | 0 | 0 | 0 | 0 | 0 | 0
F10_Industrial_Instruments_Existing_Space Heating_Natural Gas_Steam Trap Maintenance_A_Achievable Technical Potential | F10 | Industrial | Instruments | Existing | Space Heating | Natural Gas | Steam Trap Maintenance | A | Cumulative Energy Savings (MWh or mTherms) | Achievable Technical Potential | 0 | 0 | 0 | 0 | 0 | 0.0052086 | 0.010344 | 0.015379 | 0.020346 | 0.025248 | 0.030022 | 0.034718 | 0.039341 | 0.043825 | 0.048245 | 0.052583 | 0.056864 | 0.061069 | 0.065179 | 0.069236 | 0.073232 | 0.077135 | 0.080983 | 0.084778 | 0.088501 | 0.087988 | 0.08752 | 0.087092 | 0.086702 | 0.086346 | 0.086021
F11_Industrial_Instruments_Existing_Space Heating_Natural Gas_Steam Trap Maintenance_A_Achievable Technical Potential | F11 | Industrial | Instruments | Existing | Space Heating | Natural Gas | Steam Trap Maintenance | A | Cumulative Summer Peak Savings (MW) | Achievable Technical Potential | 0 | 0 | 0 | 0 | 0 | 0 | 0 | 0 | 0 | 0 | 0 | 0 | 0 | 0 | 0 | 0 | 0 | 0 | 0 | 0 | 0 | 0 | 0 | 0 | 0 | 0 | 0 | 0 | 0 | 0 | 0
F12_Industrial_Instruments_Existing_Space Heating_Natural Gas_Steam Trap Maintenance_A_Achievable Technical Potential | F12 | Industrial | Instruments | Existing | Space Heating | Natural Gas | Steam Trap Maintenance | A | Cumulative Winter Peak Savings (MW) | Achievable Technical Potential | 0 | 0 | 0 | 0 | 0 | 0 | 0 | 0 | 0 | 0 | 0 | 0 | 0 | 0 | 0 | 0 | 0 | 0 | 0 | 0 | 0 | 0 | 0 | 0 | 0 | 0 | 0 | 0 | 0 | 0 | 0
F13_Industrial_Instruments_Existing_Space Heating_Natural Gas_Steam Trap Maintenance_A_Achievable Technical Potential | F13 | Industrial | Instruments | Existing | Space Heating | Natural Gas | Steam Trap Maintenance | A | Purchases (Incremental) | Achievable Technical Potential | 0 | 0 | 0 | 0 | 0 | 0.99344 | 0.9929 | 0.98704 | 0.98757 | 0.98839 | 0.97584 | 0.97317 | 0.9712 | 0.95577 | 0.95942 | 0.95027 | 0.9504 | 0.94561 | 0.93718 | 0.93829 | 0.93441 | 0.93078 | 0.92738 | 0.92423 | 0.92132 | 0 | 0 | 0 | 0 | 0 | 0
F14_Industrial_Instruments_Existing_Space Heating_Natural Gas_Steam Trap Maintenance_A_Achievable Technical Potential | F14 | Industrial | Instruments | Existing | Space Heating | Natural Gas | Steam Trap Maintenance | A | Purchases (Cumulative) | Achievable Technical Potential | 0 | 0 | 0 | 0 | 0 | 0.99344 | 1.9863 | 2.9734 | 3.961 | 4.9493 | 5.9252 | 6.8984 | 7.8696 | 8.8253 | 9.7847 | 10.735 | 11.6854 | 12.631 | 13.5682 | 14.5065 | 15.4409 | 16.3717 | 17.2991 | 18.2233 | 19.1446 | 19.1446 | 19.1446 | 19.1446 | 19.1446 | 19.1446 | 19.1446
F1_Industrial_Instruments_Existing_Process_Natural Gas_Steam Trap Maintenance_A_Achievable Technical Potential | F1 | Industrial | Instruments | Existing | Process | Natural Gas | Steam Trap Maintenance | A | Original Unit Energy Savings (kWh or therms) | Achievable Technical Potential | 0 | 0 | 0 | 0 | 0 | 3.3144 | 3.3144 | 3.3144 | 3.3144 | 3.3144 | 3.3144 | 3.3144 | 3.3144 | 3.3144 | 3.3144 | 3.3144 | 3.3144 | 3.3144 | 3.3144 | 3.3144 | 3.3144 | 3.3144 | 3.3144 | 3.3144 | 3.3144 | 3.3144 | 3.3144 | 3.3144 | 3.3144 | 3.3144 | 3.3144
F2_Industrial_Instruments_Existing_Process_Natural Gas_Steam Trap Maintenance_A_Achievable Technical Potential | F2 | Industrial | Instruments | Existing | Process | Natural Gas | Steam Trap Maintenance | A | Original Unit Summer Peak Savings (kW) | Achievable Technical Potential | 0 | 0 | 0 | 0 | 0 | 0 | 0 | 0 | 0 | 0 | 0 | 0 | 0 | 0 | 0 | 0 | 0 | 0 | 0 | 0 | 0 | 0 | 0 | 0 | 0 | 0 | 0 | 0 | 0 | 0 | 0
F3_Industrial_Instruments_Existing_Process_Natural Gas_Steam Trap Maintenance_A_Achievable Technical Potential | F3 | Industrial | Instruments | Existing | Process | Natural Gas | Steam Trap Maintenance | A | Original Unit Winter Peak Savings (kW) | Achievable Technical Potential | 0 | 0 | 0 | 0 | 0 | 0 | 0 | 0 | 0 | 0 | 0 | 0 | 0 | 0 | 0 | 0 | 0 | 0 | 0 | 0 | 0 | 0 | 0 | 0 | 0 | 0 | 0 | 0 | 0 | 0 | 0
F4_Industrial_Instruments_Existing_Process_Natural Gas_Steam Trap Maintenance_A_Achievable Technical Potential | F4 | Industrial | Instruments | Existing | Process | Natural Gas | Steam Trap Maintenance | A | Standalone Impact on Baseline Energy (%) | Achievable Technical Potential | 0% | 0% | 0% | 0% | 0% | 0.01069% | 0.02139% | 0.03221% | 0.04289% | 0.05354% | 0.06493% | 0.0758% | 0.08664% | 0.09874% | 0.1091% | 0.1208% | 0.1315% | 0.1428% | 0.1548% | 0.1653% | 0.1767% | 0.1881% | 0.1995% | 0.2108% | 0.002222 | 0.0022284 | 0.0022344 | 0.0022398 | 0 | 0 | 0
F5_Industrial_Instruments_Existing_Process_Natural Gas_Steam Trap Maintenance_A_Achievable Technical Potential | F5 | Industrial | Instruments | Existing | Process | Natural Gas | Steam Trap Maintenance | A | Standalone Impact on Baseline Summer Peak (%) | Achievable Technical Potential | 0% | 0% | 0% | 0% | 0% | 0% | 0% | 0% | 0% | 0% | 0% | 0% | 0% | 0% | 0% | 0% | 0% | 0% | 0% | 0% | 0% | 0% | 0% | 0% | 0 | 0 | 0 | 0 | 0 | 0 | 0
F6_Industrial_Instruments_Existing_Process_Natural Gas_Steam Trap Maintenance_A_Achievable Technical Potential | F6 | Industrial | Instruments | Existing | Process | Natural Gas | Steam Trap Maintenance | A | Standalone Impact on Baseline Winter Peak (%) | Achievable Technical Potential | 0% | 0% | 0% | 0% | 0% | 0% | 0% | 0% | 0% | 0% | 0% | 0% | 0% | 0% | 0% | 0% | 0% | 0% | 0% | 0% | 0% | 0% | 0% | 0% | 0 | 0 | 0 | 0 | 0 | 0 | 0
F7_Industrial_Instruments_Existing_Process_Natural Gas_Steam Trap Maintenance_A_Achievable Technical Potential | F7 | Industrial | Instruments | Existing | Process | Natural Gas | Steam Trap Maintenance | A | Incremental Energy Savings (MWh or mTherms) | Achievable Technical Potential | 0 | 0 | 0 | 0 | 0 | 0.099883 | 0.099828 | 0.099239 | 0.099293 | 0.099375 | 0.098113 | 0.097845 | 0.097646 | 0.096096 | 0.096463 | 0.095543 | 0.095555 | 0.095074 | 0.094226 | 0.094338 | 0.093948 | 0.093582 | 0.093241 | 0.092924 | 0.092631 | 0 | 0 | 0 | 0 | 0 | 0
F8_Industrial_Instruments_Existing_Process_Natural Gas_Steam Trap Maintenance_A_Achievable Technical Potential | F8 | Industrial | Instruments | Existing | Process | Natural Gas | Steam Trap Maintenance | A | Incremental Summer Peak Savings (MW) | Achievable Technical Potential | 0 | 0 | 0 | 0 | 0 | 0 | 0 | 0 | 0 | 0 | 0 | 0 | 0 | 0 | 0 | 0 | 0 | 0 | 0 | 0 | 0 | 0 | 0 | 0 | 0 | 0 | 0 | 0 | 0 | 0 | 0
F9_Industrial_Instruments_Existing_Process_Natural Gas_Steam Trap Maintenance_A_Achievable Technical Potential | F9 | Industrial | Instruments | Existing | Process | Natural Gas | Steam Trap Maintenance | A | Incremental Winter Peak Savings (MW) | Achievable Technical Potential | 0 | 0 | 0 | 0 | 0 | 0 | 0 | 0 | 0 | 0 | 0 | 0 | 0 | 0 | 0 | 0 | 0 | 0 | 0 | 0 | 0 | 0 | 0 | 0 | 0 | 0 | 0 | 0 | 0 | 0 | 0
F10_Industrial_Instruments_Existing_Process_Natural Gas_Steam Trap Maintenance_A_Achievable Technical Potential | F10 | Industrial | Instruments | Existing | Process | Natural Gas | Steam Trap Maintenance | A | Cumulative Energy Savings (MWh or mTherms) | Achievable Technical Potential | 0 | 0 | 0 | 0 | 0 | 0.099883 | 0.19971 | 0.29895 | 0.39824 | 0.49762 | 0.59573 | 0.69358 | 0.79122 | 0.88732 | 0.98378 | 1.0793 | 1.1749 | 1.27 | 1.3642 | 1.4585 | 1.5525 | 1.646 | 1.7393 | 1.8322 | 1.9248 | 1.9248 | 1.9248 | 1.9248 | 1.9248 | 1.9248 | 1.9248
F11_Industrial_Instruments_Existing_Process_Natural Gas_Steam Trap Maintenance_A_Achievable Technical Potential | F11 | Industrial | Instruments | Existing | Process | Natural Gas | Steam Trap Maintenance | A | Cumulative Summer Peak Savings (MW) | Achievable Technical Potential | 0 | 0 | 0 | 0 | 0 | 0 | 0 | 0 | 0 | 0 | 0 | 0 | 0 | 0 | 0 | 0 | 0 | 0 | 0 | 0 | 0 | 0 | 0 | 0 | 0 | 0 | 0 | 0 | 0 | 0 | 0
F12_Industrial_Instruments_Existing_Process_Natural Gas_Steam Trap Maintenance_A_Achievable Technical Potential | F12 | Industrial | Instruments | Existing | Process | Natural Gas | Steam Trap Maintenance | A | Cumulative Winter Peak Savings (MW) | Achievable Technical Potential | 0 | 0 | 0 | 0 | 0 | 0 | 0 | 0 | 0 | 0 | 0 | 0 | 0 | 0 | 0 | 0 | 0 | 0 | 0 | 0 | 0 | 0 | 0 | 0 | 0 | 0 | 0 | 0 | 0 | 0 | 0
F13_Industrial_Instruments_Existing_Process_Natural Gas_Steam Trap Maintenance_A_Achievable Technical Potential | F13 | Industrial | Instruments | Existing | Process | Natural Gas | Steam Trap Maintenance | A | Purchases (Incremental) | Achievable Technical Potential | 0 | 0 | 0 | 0 | 0 | 30.1358 | 30.1193 | 29.9417 | 29.9579 | 29.9826 | 29.6019 | 29.521 | 29.461 | 28.9932 | 29.1039 | 28.8264 | 28.8301 | 28.685 | 28.4291 | 28.4628 | 28.3451 | 28.2349 | 28.132 | 28.0364 | 27.948 | 0 | 0 | 0 | 0 | 0 | 0
F14_Industrial_Instruments_Existing_Process_Natural Gas_Steam Trap Maintenance_A_Achievable Technical Potential | F14 | Industrial | Instruments | Existing | Process | Natural Gas | Steam Trap Maintenance | A | Purchases (Cumulative) | Achievable Technical Potential | 0 | 0 | 0 | 0 | 0 | 30.1358 | 60.2551 | 90.1968 | 120.1547 | 150.1373 | 179.7392 | 209.2602 | 238.7212 | 267.7144 | 296.8183 | 325.6447 | 354.4748 | 383.1598 | 411.589 | 440.0518 | 468.3969 | 496.6318 | 524.7638 | 552.8002 | 580.7481 | 580.7481 | 580.7481 | 580.7481 | 580.7481 | 580.7481 | 580.7481
F1_Industrial_Instruments_Existing_Space Heating_Natural Gas_Gas Boiler - High Turndown_A_Achievable Technical Potential | F1 | Industrial | Instruments | Existing | Space Heating | Natural Gas | Gas Boiler - High Turndown | A | Original Unit Energy Savings (kWh or therms) | Achievable Technical Potential | 0 | 0 | 0 | 0 | 0 | 5.5654 | 5.5276 | 5.4902 | 5.4525 | 5.4149 | 5.3784 | 5.3423 | 5.3065 | 5.2712 | 5.2338 | 5.1994 | 5.1655 | 5.1321 | 5.0992 | 5.0662 | 5.0343 | 5.0012 | 4.9692 | 4.9382 | 4.907 | 4.8785 | 4.8526 | 4.8289 | 4.8072 | 4.7875 | 4.7695
F2_Industrial_Instruments_Existing_Space Heating_Natural Gas_Gas Boiler - High Turndown_A_Achievable Technical Potential | F2 | Industrial | Instruments | Existing | Space Heating | Natural Gas | Gas Boiler - High Turndown | A | Original Unit Summer Peak Savings (kW) | Achievable Technical Potential | 0 | 0 | 0 | 0 | 0 | 0 | 0 | 0 | 0 | 0 | 0 | 0 | 0 | 0 | 0 | 0 | 0 | 0 | 0 | 0 | 0 | 0 | 0 | 0 | 0 | 0 | 0 | 0 | 0 | 0 | 0
F3_Industrial_Instruments_Existing_Space Heating_Natural Gas_Gas Boiler - High Turndown_A_Achievable Technical Potential | F3 | Industrial | Instruments | Existing | Space Heating | Natural Gas | Gas Boiler - High Turndown | A | Original Unit Winter Peak Savings (kW) | Achievable Technical Potential | 0 | 0 | 0 | 0 | 0 | 0 | 0 | 0 | 0 | 0 | 0 | 0 | 0 | 0 | 0 | 0 | 0 | 0 | 0 | 0 | 0 | 0 | 0 | 0 | 0 | 0 | 0 | 0 | 0 | 0 | 0
F4_Industrial_Instruments_Existing_Space Heating_Natural Gas_Gas Boiler - High Turndown_A_Achievable Technical Potential | F4 | Industrial | Instruments | Existing | Space Heating | Natural Gas | Gas Boiler - High Turndown | A | Standalone Impact on Baseline Energy (%) | Achievable Technical Potential | 0% | 0% | 0% | 0% | 0% | 0.004227% | 0.00844% | 0.0127% | 0.0169% | 0.0211% | 0.02517% | 0.02829% | 0.03079% | 0.03325% | 0.0347% | 0.03631% | 0.03733% | 0.03834% | 0.03932% | 0.03978% | 0.04034% | 0.04048% | 0.04059% | 0.04069% | 0.00040772 | 0.00040847 | 0.00040917 | 0.00040983 | 0 | 0 | 0
F5_Industrial_Instruments_Existing_Space Heating_Natural Gas_Gas Boiler - High Turndown_A_Achievable Technical Potential | F5 | Industrial | Instruments | Existing | Space Heating | Natural Gas | Gas Boiler - High Turndown | A | Standalone Impact on Baseline Summer Peak (%) | Achievable Technical Potential | 0% | 0% | 0% | 0% | 0% | 0% | 0% | 0% | 0% | 0% | 0% | 0% | 0% | 0% | 0% | 0% | 0% | 0% | 0% | 0% | 0% | 0% | 0% | 0% | 0 | 0 | 0 | 0 | 0 | 0 | 0
F6_Industrial_Instruments_Existing_Space Heating_Natural Gas_Gas Boiler - High Turndown_A_Achievable Technical Potential | F6 | Industrial | Instruments | Existing | Space Heating | Natural Gas | Gas Boiler - High Turndown | A | Standalone Impact on Baseline Winter Peak (%) | Achievable Technical Potential | 0% | 0% | 0% | 0% | 0% | 0% | 0% | 0% | 0% | 0% | 0% | 0% | 0% | 0% | 0% | 0% | 0% | 0% | 0% | 0% | 0% | 0% | 0% | 0% | 0 | 0 | 0 | 0 | 0 | 0 | 0
F7_Industrial_Instruments_Existing_Space Heating_Natural Gas_Gas Boiler - High Turndown_A_Achievable Technical Potential | F7 | Industrial | Instruments | Existing | Space Heating | Natural Gas | Gas Boiler - High Turndown | A | Incremental Energy Savings (MWh or mTherms) | Achievable Technical Potential | 0 | 0 | 0 | 0 | 0 | 0.015118 | 0.015007 | 0.014818 | 0.014724 | 0.014635 | 0.012916 | 0.010235 | 0.008117 | 0.0063479 | 0.0050616 | 0.0039843 | 0.003167 | 0.0025046 | 0.0019731 | 0.0015701 | 0.001243 | 8.3898e-06 | 2.9663e-06 | 1.0015e-06 | 3.235e-07 | 2.7258e-07 | 2.7041e-07 | 2.6844e-07 | 2.6665e-07 | 2.6504e-07 | 2.6359e-07
F8_Industrial_Instruments_Existing_Space Heating_Natural Gas_Gas Boiler - High Turndown_A_Achievable Technical Potential | F8 | Industrial | Instruments | Existing | Space Heating | Natural Gas | Gas Boiler - High Turndown | A | Incremental Summer Peak Savings (MW) | Achievable Technical Potential | 0 | 0 | 0 | 0 | 0 | 0 | 0 | 0 | 0 | 0 | 0 | 0 | 0 | 0 | 0 | 0 | 0 | 0 | 0 | 0 | 0 | 0 | 0 | 0 | 0 | 0 | 0 | 0 | 0 | 0 | 0
F9_Industrial_Instruments_Existing_Space Heating_Natural Gas_Gas Boiler - High Turndown_A_Achievable Technical Potential | F9 | Industrial | Instruments | Existing | Space Heating | Natural Gas | Gas Boiler - High Turndown | A | Incremental Winter Peak Savings (MW) | Achievable Technical Potential | 0 | 0 | 0 | 0 | 0 | 0 | 0 | 0 | 0 | 0 | 0 | 0 | 0 | 0 | 0 | 0 | 0 | 0 | 0 | 0 | 0 | 0 | 0 | 0 | 0 | 0 | 0 | 0 | 0 | 0 | 0
F10_Industrial_Instruments_Existing_Space Heating_Natural Gas_Gas Boiler - High Turndown_A_Achievable Technical Potential | F10 | Industrial | Instruments | Existing | Space Heating | Natural Gas | Gas Boiler - High Turndown | A | Cumulative Energy Savings (MWh or mTherms) | Achievable Technical Potential | 0 | 0 | 0 | 0 | 0 | 0.015118 | 0.030023 | 0.044637 | 0.059054 | 0.073282 | 0.085704 | 0.095364 | 0.10284 | 0.10851 | 0.1128 | 0.11604 | 0.11845 | 0.12019 | 0.12139 | 0.12218 | 0.12265 | 0.12185 | 0.12108 | 0.12032 | 0.11956 | 0.11887 | 0.11824 | 0.11766 | 0.11713 | 0.11665 | 0.11621
F11_Industrial_Instruments_Existing_Space Heating_Natural Gas_Gas Boiler - High Turndown_A_Achievable Technical Potential | F11 | Industrial | Instruments | Existing | Space Heating | Natural Gas | Gas Boiler - High Turndown | A | Cumulative Summer Peak Savings (MW) | Achievable Technical Potential | 0 | 0 | 0 | 0 | 0 | 0 | 0 | 0 | 0 | 0 | 0 | 0 | 0 | 0 | 0 | 0 | 0 | 0 | 0 | 0 | 0 | 0 | 0 | 0 | 0 | 0 | 0 | 0 | 0 | 0 | 0
F12_Industrial_Instruments_Existing_Space Heating_Natural Gas_Gas Boiler - High Turndown_A_Achievable Technical Potential | F12 | Industrial | Instruments | Existing | Space Heating | Natural Gas | Gas Boiler - High Turndown | A | Cumulative Winter Peak Savings (MW) | Achievable Technical Potential | 0 | 0 | 0 | 0 | 0 | 0 | 0 | 0 | 0 | 0 | 0 | 0 | 0 | 0 | 0 | 0 | 0 | 0 | 0 | 0 | 0 | 0 | 0 | 0 | 0 | 0 | 0 | 0 | 0 | 0 | 0
F13_Industrial_Instruments_Existing_Space Heating_Natural Gas_Gas Boiler - High Turndown_A_Achievable Technical Potential | F13 | Industrial | Instruments | Existing | Space Heating | Natural Gas | Gas Boiler - High Turndown | A | Purchases (Incremental) | Achievable Technical Potential | 0 | 0 | 0 | 0 | 0 | 2.7164 | 2.7149 | 2.6989 | 2.7004 | 2.7026 | 2.4015 | 1.9159 | 1.5296 | 1.2043 | 0.9671 | 0.7663 | 0.61312 | 0.48803 | 0.38694 | 0.30992 | 0.24691 | 0.0016776 | 0.00059694 | 0.00020281 | 6.5926e-05 | 5.5874e-05 | 5.5725e-05 | 5.559e-05 | 5.5469e-05 | 5.5361e-05 | 5.5267e-05
F14_Industrial_Instruments_Existing_Space Heating_Natural Gas_Gas Boiler - High Turndown_A_Achievable Technical Potential | F14 | Industrial | Instruments | Existing | Space Heating | Natural Gas | Gas Boiler - High Turndown | A | Purchases (Cumulative) | Achievable Technical Potential | 0 | 0 | 0 | 0 | 0 | 2.7164 | 5.4314 | 8.1303 | 10.8307 | 13.5333 | 15.9348 | 17.8507 | 19.3803 | 20.5846 | 21.5517 | 22.318 | 22.9311 | 23.4191 | 23.8061 | 24.116 | 24.3629 | 24.3646 | 24.3652 | 24.3654 | 24.3655 | 24.3655 | 24.3656 | 24.3656 | 24.3657 | 24.3657 | 24.3658
F1_Industrial_Instruments_Existing_Process_Natural Gas_Gas Boiler - High Turndown_A_Achievable Technical Potential | F1 | Industrial | Instruments | Existing | Process | Natural Gas | Gas Boiler - High Turndown | A | Original Unit Energy Savings (kWh or therms) | Achievable Technical Potential | 0 | 0 | 0 | 0 | 0 | 3.5182 | 3.5182 | 3.5182 | 3.5182 | 3.5182 | 3.5182 | 3.5182 | 3.5182 | 3.5182 | 3.5182 | 3.5182 | 3.5182 | 3.5182 | 3.5182 | 3.5182 | 3.5182 | 3.5182 | 3.5182 | 3.5182 | 3.5182 | 3.5182 | 3.5182 | 3.5182 | 3.5182 | 3.5182 | 3.5182
F2_Industrial_Instruments_Existing_Process_Natural Gas_Gas Boiler - High Turndown_A_Achievable Technical Potential | F2 | Industrial | Instruments | Existing | Process | Natural Gas | Gas Boiler - High Turndown | A | Original Unit Summer Peak Savings (kW) | Achievable Technical Potential | 0 | 0 | 0 | 0 | 0 | 0 | 0 | 0 | 0 | 0 | 0 | 0 | 0 | 0 | 0 | 0 | 0 | 0 | 0 | 0 | 0 | 0 | 0 | 0 | 0 | 0 | 0 | 0 | 0 | 0 | 0
F3_Industrial_Instruments_Existing_Process_Natural Gas_Gas Boiler - High Turndown_A_Achievable Technical Potential | F3 | Industrial | Instruments | Existing | Process | Natural Gas | Gas Boiler - High Turndown | A | Original Unit Winter Peak Savings (kW) | Achievable Technical Potential | 0 | 0 | 0 | 0 | 0 | 0 | 0 | 0 | 0 | 0 | 0 | 0 | 0 | 0 | 0 | 0 | 0 | 0 | 0 | 0 | 0 | 0 | 0 | 0 | 0 | 0 | 0 | 0 | 0 | 0 | 0
F4_Industrial_Instruments_Existing_Process_Natural Gas_Gas Boiler - High Turndown_A_Achievable Technical Potential | F4 | Industrial | Instruments | Existing | Process | Natural Gas | Gas Boiler - High Turndown | A | Standalone Impact on Baseline Energy (%) | Achievable Technical Potential | 0% | 0% | 0% | 0% | 0% | 0.03104% | 0.06209% | 0.09349% | 0.1245% | 0.1554% | 0.1853% | 0.2082% | 0.2265% | 0.2445% | 0.255% | 0.2666% | 0.2739% | 0.2811% | 0.2883% | 0.2917% | 0.2959% | 0.2971% | 0.2982% | 0.2992% | 0.0030018 | 0.0030105 | 0.0030186 | 0.0030259 | 0 | 0 | 0
F5_Industrial_Instruments_Existing_Process_Natural Gas_Gas Boiler - High Turndown_A_Achievable Technical Potential | F5 | Industrial | Instruments | Existing | Process | Natural Gas | Gas Boiler - High Turndown | A | Standalone Impact on Baseline Summer Peak (%) | Achievable Technical Potential | 0% | 0% | 0% | 0% | 0% | 0% | 0% | 0% | 0% | 0% | 0% | 0% | 0% | 0% | 0% | 0% | 0% | 0% | 0% | 0% | 0% | 0% | 0% | 0% | 0 | 0 | 0 | 0 | 0 | 0 | 0
F6_Industrial_Instruments_Existing_Process_Natural Gas_Gas Boiler - High Turndown_A_Achievable Technical Potential | F6 | Industrial | Instruments | Existing | Process | Natural Gas | Gas Boiler - High Turndown | A | Standalone Impact on Baseline Winter Peak (%) | Achievable Technical Potential | 0% | 0% | 0% | 0% | 0% | 0% | 0% | 0% | 0% | 0% | 0% | 0% | 0% | 0% | 0% | 0% | 0% | 0% | 0% | 0% | 0% | 0% | 0% | 0% | 0 | 0 | 0 | 0 | 0 | 0 | 0
F7_Industrial_Instruments_Existing_Process_Natural Gas_Gas Boiler - High Turndown_A_Achievable Technical Potential | F7 | Industrial | Instruments | Existing | Process | Natural Gas | Gas Boiler - High Turndown | A | Incremental Energy Savings (MWh or mTherms) | Achievable Technical Potential | 0 | 0 | 0 | 0 | 0 | 0.28991 | 0.28975 | 0.28804 | 0.2882 | 0.28843 | 0.25629 | 0.20448 | 0.16325 | 0.12852 | 0.10321 | 0.081782 | 0.065434 | 0.052084 | 0.041296 | 0.033076 | 0.026351 | 0.00017904 | 6.3708e-05 | 2.1645e-05 | 7.0359e-06 | 5.9631e-06 | 5.9472e-06 | 5.9328e-06 | 5.9198e-06 | 5.9084e-06 | 5.8983e-06
F8_Industrial_Instruments_Existing_Process_Natural Gas_Gas Boiler - High Turndown_A_Achievable Technical Potential | F8 | Industrial | Instruments | Existing | Process | Natural Gas | Gas Boiler - High Turndown | A | Incremental Summer Peak Savings (MW) | Achievable Technical Potential | 0 | 0 | 0 | 0 | 0 | 0 | 0 | 0 | 0 | 0 | 0 | 0 | 0 | 0 | 0 | 0 | 0 | 0 | 0 | 0 | 0 | 0 | 0 | 0 | 0 | 0 | 0 | 0 | 0 | 0 | 0
F9_Industrial_Instruments_Existing_Process_Natural Gas_Gas Boiler - High Turndown_A_Achievable Technical Potential | F9 | Industrial | Instruments | Existing | Process | Natural Gas | Gas Boiler - High Turndown | A | Incremental Winter Peak Savings (MW) | Achievable Technical Potential | 0 | 0 | 0 | 0 | 0 | 0 | 0 | 0 | 0 | 0 | 0 | 0 | 0 | 0 | 0 | 0 | 0 | 0 | 0 | 0 | 0 | 0 | 0 | 0 | 0 | 0 | 0 | 0 | 0 | 0 | 0
F10_Industrial_Instruments_Existing_Process_Natural Gas_Gas Boiler - High Turndown_A_Achievable Technical Potential | F10 | Industrial | Instruments | Existing | Process | Natural Gas | Gas Boiler - High Turndown | A | Cumulative Energy Savings (MWh or mTherms) | Achievable Technical Potential | 0 | 0 | 0 | 0 | 0 | 0.28991 | 0.57966 | 0.8677 | 1.1559 | 1.4443 | 1.7006 | 1.9051 | 2.0683 | 2.1969 | 2.3001 | 2.3819 | 2.4473 | 2.4994 | 2.5407 | 2.5738 | 2.6001 | 2.6003 | 2.6003 | 2.6004 | 2.6004 | 2.6004 | 2.6004 | 2.6004 | 2.6004 | 2.6004 | 2.6004
F11_Industrial_Instruments_Existing_Process_Natural Gas_Gas Boiler - High Turndown_A_Achievable Technical Potential | F11 | Industrial | Instruments | Existing | Process | Natural Gas | Gas Boiler - High Turndown | A | Cumulative Summer Peak Savings (MW) | Achievable Technical Potential | 0 | 0 | 0 | 0 | 0 | 0 | 0 | 0 | 0 | 0 | 0 | 0 | 0 | 0 | 0 | 0 | 0 | 0 | 0 | 0 | 0 | 0 | 0 | 0 | 0 | 0 | 0 | 0 | 0 | 0 | 0
F12_Industrial_Instruments_Existing_Process_Natural Gas_Gas Boiler - High Turndown_A_Achievable Technical Potential | F12 | Industrial | Instruments | Existing | Process | Natural Gas | Gas Boiler - High Turndown | A | Cumulative Winter Peak Savings (MW) | Achievable Technical Potential | 0 | 0 | 0 | 0 | 0 | 0 | 0 | 0 | 0 | 0 | 0 | 0 | 0 | 0 | 0 | 0 | 0 | 0 | 0 | 0 | 0 | 0 | 0 | 0 | 0 | 0 | 0 | 0 | 0 | 0 | 0
F13_Industrial_Instruments_Existing_Process_Natural Gas_Gas Boiler - High Turndown_A_Achievable Technical Potential | F13 | Industrial | Instruments | Existing | Process | Natural Gas | Gas Boiler - High Turndown | A | Purchases (Incremental) | Achievable Technical Potential | 0 | 0 | 0 | 0 | 0 | 82.4024 | 82.3571 | 81.8715 | 81.9157 | 81.9834 | 72.8481 | 58.1192 | 46.401 | 36.5313 | 29.3366 | 23.2455 | 18.5988 | 14.8042 | 11.7377 | 9.4013 | 7.4899 | 0.050888 | 0.018108 | 0.0061523 | 0.0019998 | 0.0016949 | 0.0016904 | 0.0016863 | 0.0016826 | 0.0016794 | 0.0016765
F14_Industrial_Instruments_Existing_Process_Natural Gas_Gas Boiler - High Turndown_A_Achievable Technical Potential | F14 | Industrial | Instruments | Existing | Process | Natural Gas | Gas Boiler - High Turndown | A | Purchases (Cumulative) | Achievable Technical Potential | 0 | 0 | 0 | 0 | 0 | 82.4024 | 164.7595 | 246.631 | 328.5467 | 410.5301 | 483.3782 | 541.4975 | 587.8984 | 624.4298 | 653.7664 | 677.0119 | 695.6107 | 710.4149 | 722.1526 | 731.5538 | 739.0437 | 739.0946 | 739.1127 | 739.1189 | 739.1209 | 739.1226 | 739.1243 | 739.126 | 739.1277 | 739.1293 | 739.131
F1_Industrial_Instruments_Existing_Space Heating_Natural Gas_Gas Boiler - Burner Control Optimization_A_Achievable Technical Potential | F1 | Industrial | Instruments | Existing | Space Heating | Natural Gas | Gas Boiler - Burner Control Optimization | A | Original Unit Energy Savings (kWh or therms) | Achievable Technical Potential | 0 | 0 | 0 | 0 | 0 | 1.614 | 1.603 | 1.5922 | 1.5812 | 1.5703 | 1.5597 | 1.5493 | 1.5389 | 1.5286 | 1.5178 | 1.5078 | 1.498 | 1.4883 | 1.4788 | 1.4692 | 1.46 | 1.4503 | 1.4411 | 1.4321 | 1.423 | 1.4148 | 1.4072 | 1.4004 | 1.3941 | 1.3884 | 1.3831
F2_Industrial_Instruments_Existing_Space Heating_Natural Gas_Gas Boiler - Burner Control Optimization_A_Achievable Technical Potential | F2 | Industrial | Instruments | Existing | Space Heating | Natural Gas | Gas Boiler - Burner Control Optimization | A | Original Unit Summer Peak Savings (kW) | Achievable Technical Potential | 0 | 0 | 0 | 0 | 0 | 0 | 0 | 0 | 0 | 0 | 0 | 0 | 0 | 0 | 0 | 0 | 0 | 0 | 0 | 0 | 0 | 0 | 0 | 0 | 0 | 0 | 0 | 0 | 0 | 0 | 0
F3_Industrial_Instruments_Existing_Space Heating_Natural Gas_Gas Boiler - Burner Control Optimization_A_Achievable Technical Potential | F3 | Industrial | Instruments | Existing | Space Heating | Natural Gas | Gas Boiler - Burner Control Optimization | A | Original Unit Winter Peak Savings (kW) | Achievable Technical Potential | 0 | 0 | 0 | 0 | 0 | 0 | 0 | 0 | 0 | 0 | 0 | 0 | 0 | 0 | 0 | 0 | 0 | 0 | 0 | 0 | 0 | 0 | 0 | 0 | 0 | 0 | 0 | 0 | 0 | 0 | 0
F4_Industrial_Instruments_Existing_Space Heating_Natural Gas_Gas Boiler - Burner Control Optimization_A_Achievable Technical Potential | F4 | Industrial | Instruments | Existing | Space Heating | Natural Gas | Gas Boiler - Burner Control Optimization | A | Standalone Impact on Baseline Energy (%) | Achievable Technical Potential | 0% | 0% | 0% | 0% | 0% | 0.0003306% | 0.000849% | 0.00189% | 0.003702% | 0.00652% | 0.01056% | 0.01562% | 0.02153% | 0.02822% | 0.03446% | 0.04074% | 0.04594% | 0.05046% | 0.05423% | 0.0566% | 0.05853% | 0.05987% | 0.06076% | 0.06135% | 0.00061767 | 0.00061879 | 0.00061986 | 0.00062085 | 0 | 0 | 0
F5_Industrial_Instruments_Existing_Space Heating_Natural Gas_Gas Boiler - Burner Control Optimization_A_Achievable Technical Potential | F5 | Industrial | Instruments | Existing | Space Heating | Natural Gas | Gas Boiler - Burner Control Optimization | A | Standalone Impact on Baseline Summer Peak (%) | Achievable Technical Potential | 0% | 0% | 0% | 0% | 0% | 0% | 0% | 0% | 0% | 0% | 0% | 0% | 0% | 0% | 0% | 0% | 0% | 0% | 0% | 0% | 0% | 0% | 0% | 0% | 0 | 0 | 0 | 0 | 0 | 0 | 0
F6_Industrial_Instruments_Existing_Space Heating_Natural Gas_Gas Boiler - Burner Control Optimization_A_Achievable Technical Potential | F6 | Industrial | Instruments | Existing | Space Heating | Natural Gas | Gas Boiler - Burner Control Optimization | A | Standalone Impact on Baseline Winter Peak (%) | Achievable Technical Potential | 0% | 0% | 0% | 0% | 0% | 0% | 0% | 0% | 0% | 0% | 0% | 0% | 0% | 0% | 0% | 0% | 0% | 0% | 0% | 0% | 0% | 0% | 0% | 0% | 0 | 0 | 0 | 0 | 0 | 0 | 0
F7_Industrial_Instruments_Existing_Space Heating_Natural Gas_Gas Boiler - Burner Control Optimization_A_Achievable Technical Potential | F7 | Industrial | Instruments | Existing | Space Heating | Natural Gas | Gas Boiler - Burner Control Optimization | A | Incremental Energy Savings (MWh or mTherms) | Achievable Technical Potential | 0 | 0 | 0 | 0 | 0 | 0.0011827 | 0.0018454 | 0.0036442 | 0.006337 | 0.0097977 | 0.013451 | 0.016958 | 0.019612 | 0.020647 | 0.020579 | 0.018899 | 0.016431 | 0.013376 | 0.010245 | 0.0075088 | 0.0052015 | 0.0034314 | 0.0021618 | 0.0013032 | 0.00087404 | 0 | 0 | 0 | 0 | 0 | 0
F8_Industrial_Instruments_Existing_Space Heating_Natural Gas_Gas Boiler - Burner Control Optimization_A_Achievable Technical Potential | F8 | Industrial | Instruments | Existing | Space Heating | Natural Gas | Gas Boiler - Burner Control Optimization | A | Incremental Summer Peak Savings (MW) | Achievable Technical Potential | 0 | 0 | 0 | 0 | 0 | 0 | 0 | 0 | 0 | 0 | 0 | 0 | 0 | 0 | 0 | 0 | 0 | 0 | 0 | 0 | 0 | 0 | 0 | 0 | 0 | 0 | 0 | 0 | 0 | 0 | 0
F9_Industrial_Instruments_Existing_Space Heating_Natural Gas_Gas Boiler - Burner Control Optimization_A_Achievable Technical Potential | F9 | Industrial | Instruments | Existing | Space Heating | Natural Gas | Gas Boiler - Burner Control Optimization | A | Incremental Winter Peak Savings (MW) | Achievable Technical Potential | 0 | 0 | 0 | 0 | 0 | 0 | 0 | 0 | 0 | 0 | 0 | 0 | 0 | 0 | 0 | 0 | 0 | 0 | 0 | 0 | 0 | 0 | 0 | 0 | 0 | 0 | 0 | 0 | 0 | 0 | 0
F10_Industrial_Instruments_Existing_Space Heating_Natural Gas_Gas Boiler - Burner Control Optimization_A_Achievable Technical Potential | F10 | Industrial | Instruments | Existing | Space Heating | Natural Gas | Gas Boiler - Burner Control Optimization | A | Cumulative Energy Savings (MWh or mTherms) | Achievable Technical Potential | 0 | 0 | 0 | 0 | 0 | 0.0011827 | 0.0030201 | 0.0066438 | 0.012935 | 0.022644 | 0.035942 | 0.052659 | 0.071919 | 0.092087 | 0.11201 | 0.13018 | 0.14576 | 0.15819 | 0.16742 | 0.17385 | 0.17796 | 0.18022 | 0.18122 | 0.1814 | 0.18113 | 0.18007 | 0.17912 | 0.17824 | 0.17744 | 0.17671 | 0.17605
F11_Industrial_Instruments_Existing_Space Heating_Natural Gas_Gas Boiler - Burner Control Optimization_A_Achievable Technical Potential | F11 | Industrial | Instruments | Existing | Space Heating | Natural Gas | Gas Boiler - Burner Control Optimization | A | Cumulative Summer Peak Savings (MW) | Achievable Technical Potential | 0 | 0 | 0 | 0 | 0 | 0 | 0 | 0 | 0 | 0 | 0 | 0 | 0 | 0 | 0 | 0 | 0 | 0 | 0 | 0 | 0 | 0 | 0 | 0 | 0 | 0 | 0 | 0 | 0 | 0 | 0
F12_Industrial_Instruments_Existing_Space Heating_Natural Gas_Gas Boiler - Burner Control Optimization_A_Achievable Technical Potential | F12 | Industrial | Instruments | Existing | Space Heating | Natural Gas | Gas Boiler - Burner Control Optimization | A | Cumulative Winter Peak Savings (MW) | Achievable Technical Potential | 0 | 0 | 0 | 0 | 0 | 0 | 0 | 0 | 0 | 0 | 0 | 0 | 0 | 0 | 0 | 0 | 0 | 0 | 0 | 0 | 0 | 0 | 0 | 0 | 0 | 0 | 0 | 0 | 0 | 0 | 0
F13_Industrial_Instruments_Existing_Space Heating_Natural Gas_Gas Boiler - Burner Control Optimization_A_Achievable Technical Potential | F13 | Industrial | Instruments | Existing | Space Heating | Natural Gas | Gas Boiler - Burner Control Optimization | A | Purchases (Incremental) | Achievable Technical Potential | 0 | 0 | 0 | 0 | 0 | 0.73277 | 1.1512 | 2.2888 | 4.0076 | 6.2393 | 8.6241 | 10.9461 | 12.7445 | 13.5069 | 13.5585 | 12.5339 | 10.9686 | 8.9875 | 6.9279 | 5.1108 | 3.5628 | 2.366 | 1.5001 | 0.91001 | 0.61421 | 0 | 0 | 0 | 0 | 0 | 0
F14_Industrial_Instruments_Existing_Space Heating_Natural Gas_Gas Boiler - Burner Control Optimization_A_Achievable Technical Potential | F14 | Industrial | Instruments | Existing | Space Heating | Natural Gas | Gas Boiler - Burner Control Optimization | A | Purchases (Cumulative) | Achievable Technical Potential | 0 | 0 | 0 | 0 | 0 | 0.73277 | 1.884 | 4.1728 | 8.1805 | 14.4197 | 23.0438 | 33.9899 | 46.7344 | 60.2413 | 73.7997 | 86.3336 | 97.3022 | 106.2897 | 113.2176 | 118.3284 | 121.8912 | 124.2572 | 125.7573 | 126.6673 | 127.2815 | 127.2815 | 127.2815 | 127.2815 | 127.2815 | 127.2815 | 127.2815
F1_Industrial_Instruments_Existing_Process_Natural Gas_Gas Boiler - Burner Control Optimization_A_Achievable Technical Potential | F1 | Industrial | Instruments | Existing | Process | Natural Gas | Gas Boiler - Burner Control Optimization | A | Original Unit Energy Savings (kWh or therms) | Achievable Technical Potential | 0 | 0 | 0 | 0 | 0 | 1.0203 | 1.0203 | 1.0203 | 1.0203 | 1.0203 | 1.0203 | 1.0203 | 1.0203 | 1.0203 | 1.0203 | 1.0203 | 1.0203 | 1.0203 | 1.0203 | 1.0203 | 1.0203 | 1.0203 | 1.0203 | 1.0203 | 1.0203 | 1.0203 | 1.0203 | 1.0203 | 1.0203 | 1.0203 | 1.0203
F2_Industrial_Instruments_Existing_Process_Natural Gas_Gas Boiler - Burner Control Optimization_A_Achievable Technical Potential | F2 | Industrial | Instruments | Existing | Process | Natural Gas | Gas Boiler - Burner Control Optimization | A | Original Unit Summer Peak Savings (kW) | Achievable Technical Potential | 0 | 0 | 0 | 0 | 0 | 0 | 0 | 0 | 0 | 0 | 0 | 0 | 0 | 0 | 0 | 0 | 0 | 0 | 0 | 0 | 0 | 0 | 0 | 0 | 0 | 0 | 0 | 0 | 0 | 0 | 0
F3_Industrial_Instruments_Existing_Process_Natural Gas_Gas Boiler - Burner Control Optimization_A_Achievable Technical Potential | F3 | Industrial | Instruments | Existing | Process | Natural Gas | Gas Boiler - Burner Control Optimization | A | Original Unit Winter Peak Savings (kW) | Achievable Technical Potential | 0 | 0 | 0 | 0 | 0 | 0 | 0 | 0 | 0 | 0 | 0 | 0 | 0 | 0 | 0 | 0 | 0 | 0 | 0 | 0 | 0 | 0 | 0 | 0 | 0 | 0 | 0 | 0 | 0 | 0 | 0
F4_Industrial_Instruments_Existing_Process_Natural Gas_Gas Boiler - Burner Control Optimization_A_Achievable Technical Potential | F4 | Industrial | Instruments | Existing | Process | Natural Gas | Gas Boiler - Burner Control Optimization | A | Standalone Impact on Baseline Energy (%) | Achievable Technical Potential | 0% | 0% | 0% | 0% | 0% | 0.002428% | 0.006246% | 0.01392% | 0.02727% | 0.04802% | 0.07773% | 0.115% | 0.1584% | 0.2075% | 0.2532% | 0.299% | 0.337% | 0.37% | 0.3976% | 0.4151% | 0.4294% | 0.4394% | 0.4464% | 0.4511% | 0.0045474 | 0.0045607 | 0.0045729 | 0.004584 | 0 | 0 | 0
F5_Industrial_Instruments_Existing_Process_Natural Gas_Gas Boiler - Burner Control Optimization_A_Achievable Technical Potential | F5 | Industrial | Instruments | Existing | Process | Natural Gas | Gas Boiler - Burner Control Optimization | A | Standalone Impact on Baseline Summer Peak (%) | Achievable Technical Potential | 0% | 0% | 0% | 0% | 0% | 0% | 0% | 0% | 0% | 0% | 0% | 0% | 0% | 0% | 0% | 0% | 0% | 0% | 0% | 0% | 0% | 0% | 0% | 0% | 0 | 0 | 0 | 0 | 0 | 0 | 0
F6_Industrial_Instruments_Existing_Process_Natural Gas_Gas Boiler - Burner Control Optimization_A_Achievable Technical Potential | F6 | Industrial | Instruments | Existing | Process | Natural Gas | Gas Boiler - Burner Control Optimization | A | Standalone Impact on Baseline Winter Peak (%) | Achievable Technical Potential | 0% | 0% | 0% | 0% | 0% | 0% | 0% | 0% | 0% | 0% | 0% | 0% | 0% | 0% | 0% | 0% | 0% | 0% | 0% | 0% | 0% | 0% | 0% | 0% | 0 | 0 | 0 | 0 | 0 | 0 | 0
F7_Industrial_Instruments_Existing_Process_Natural Gas_Gas Boiler - Burner Control Optimization_A_Achievable Technical Potential | F7 | Industrial | Instruments | Existing | Process | Natural Gas | Gas Boiler - Burner Control Optimization | A | Incremental Energy Savings (MWh or mTherms) | Achievable Technical Potential | 0 | 0 | 0 | 0 | 0 | 0.022679 | 0.03563 | 0.07084 | 0.12404 | 0.19311 | 0.26691 | 0.33878 | 0.39444 | 0.41804 | 0.41963 | 0.38792 | 0.33948 | 0.27816 | 0.21442 | 0.15818 | 0.11027 | 0.073226 | 0.046429 | 0.028165 | 0.01901 | 0 | 0 | 0 | 0 | 0 | 0
F8_Industrial_Instruments_Existing_Process_Natural Gas_Gas Boiler - Burner Control Optimization_A_Achievable Technical Potential | F8 | Industrial | Instruments | Existing | Process | Natural Gas | Gas Boiler - Burner Control Optimization | A | Incremental Summer Peak Savings (MW) | Achievable Technical Potential | 0 | 0 | 0 | 0 | 0 | 0 | 0 | 0 | 0 | 0 | 0 | 0 | 0 | 0 | 0 | 0 | 0 | 0 | 0 | 0 | 0 | 0 | 0 | 0 | 0 | 0 | 0 | 0 | 0 | 0 | 0
F9_Industrial_Instruments_Existing_Process_Natural Gas_Gas Boiler - Burner Control Optimization_A_Achievable Technical Potential | F9 | Industrial | Instruments | Existing | Process | Natural Gas | Gas Boiler - Burner Control Optimization | A | Incremental Winter Peak Savings (MW) | Achievable Technical Potential | 0 | 0 | 0 | 0 | 0 | 0 | 0 | 0 | 0 | 0 | 0 | 0 | 0 | 0 | 0 | 0 | 0 | 0 | 0 | 0 | 0 | 0 | 0 | 0 | 0 | 0 | 0 | 0 | 0 | 0 | 0
F10_Industrial_Instruments_Existing_Process_Natural Gas_Gas Boiler - Burner Control Optimization_A_Achievable Technical Potential | F10 | Industrial | Instruments | Existing | Process | Natural Gas | Gas Boiler - Burner Control Optimization | A | Cumulative Energy Savings (MWh or mTherms) | Achievable Technical Potential | 0 | 0 | 0 | 0 | 0 | 0.022679 | 0.058309 | 0.12915 | 0.25319 | 0.44629 | 0.7132 | 1.052 | 1.4464 | 1.8645 | 2.2841 | 2.672 | 3.0115 | 3.2897 | 3.5041 | 3.6623 | 3.7725 | 3.8458 | 3.8922 | 3.9203 | 3.9394 | 3.9394 | 3.9394 | 3.9394 | 3.9394 | 3.9394 | 3.9394
F11_Industrial_Instruments_Existing_Process_Natural Gas_Gas Boiler - Burner Control Optimization_A_Achievable Technical Potential | F11 | Industrial | Instruments | Existing | Process | Natural Gas | Gas Boiler - Burner Control Optimization | A | Cumulative Summer Peak Savings (MW) | Achievable Technical Potential | 0 | 0 | 0 | 0 | 0 | 0 | 0 | 0 | 0 | 0 | 0 | 0 | 0 | 0 | 0 | 0 | 0 | 0 | 0 | 0 | 0 | 0 | 0 | 0 | 0 | 0 | 0 | 0 | 0 | 0 | 0
F12_Industrial_Instruments_Existing_Process_Natural Gas_Gas Boiler - Burner Control Optimization_A_Achievable Technical Potential | F12 | Industrial | Instruments | Existing | Process | Natural Gas | Gas Boiler - Burner Control Optimization | A | Cumulative Winter Peak Savings (MW) | Achievable Technical Potential | 0 | 0 | 0 | 0 | 0 | 0 | 0 | 0 | 0 | 0 | 0 | 0 | 0 | 0 | 0 | 0 | 0 | 0 | 0 | 0 | 0 | 0 | 0 | 0 | 0 | 0 | 0 | 0 | 0 | 0 | 0
F13_Industrial_Instruments_Existing_Process_Natural Gas_Gas Boiler - Burner Control Optimization_A_Achievable Technical Potential | F13 | Industrial | Instruments | Existing | Process | Natural Gas | Gas Boiler - Burner Control Optimization | A | Purchases (Incremental) | Achievable Technical Potential | 0 | 0 | 0 | 0 | 0 | 22.2284 | 34.9218 | 69.4317 | 121.5711 | 189.267 | 261.609 | 332.047 | 386.6016 | 409.7288 | 411.2932 | 380.2129 | 332.7295 | 272.6334 | 210.1567 | 155.0358 | 108.0763 | 71.7706 | 45.5058 | 27.605 | 18.632 | 0 | 0 | 0 | 0 | 0 | 0
F14_Industrial_Instruments_Existing_Process_Natural Gas_Gas Boiler - Burner Control Optimization_A_Achievable Technical Potential | F14 | Industrial | Instruments | Existing | Process | Natural Gas | Gas Boiler - Burner Control Optimization | A | Purchases (Cumulative) | Achievable Technical Potential | 0 | 0 | 0 | 0 | 0 | 22.2284 | 57.1502 | 126.5819 | 248.153 | 437.4201 | 699.029 | 1031.076 | 1417.6776 | 1827.4065 | 2238.6997 | 2618.9126 | 2951.6421 | 3224.2755 | 3434.4322 | 3589.468 | 3697.5443 | 3769.3149 | 3814.8207 | 3842.4257 | 3861.0577 | 3861.0577 | 3861.0577 | 3861.0577 | 3861.0577 | 3861.0577 | 3861.0577
F1_Industrial_Instruments_Existing_Space Heating_Natural Gas_HVAC - Demand Controlled Ventilation_A_Achievable Technical Potential | F1 | Industrial | Instruments | Existing | Space Heating | Natural Gas | HVAC - Demand Controlled Ventilation | A | Original Unit Energy Savings (kWh or therms) | Achievable Technical Potential | 0 | 0 | 0 | 0 | 0 | 0.045714 | 0.045302 | 0.044777 | 0.044244 | 0.043709 | 0.043186 | 0.042667 | 0.042179 | 0.041719 | 0.041255 | 0.04085 | 0.040467 | 0.040108 | 0.03977 | 0.039428 | 0.039096 | 0.038767 | 0.038427 | 0.038101 | 0.037787 | 0.037493 | 0.037218 | 0.03696 | 0.036718 | 0.036492 | 0.03628
F2_Industrial_Instruments_Existing_Space Heating_Natural Gas_HVAC - Demand Controlled Ventilation_A_Achievable Technical Potential | F2 | Industrial | Instruments | Existing | Space Heating | Natural Gas | HVAC - Demand Controlled Ventilation | A | Original Unit Summer Peak Savings (kW) | Achievable Technical Potential | 0 | 0 | 0 | 0 | 0 | 0 | 0 | 0 | 0 | 0 | 0 | 0 | 0 | 0 | 0 | 0 | 0 | 0 | 0 | 0 | 0 | 0 | 0 | 0 | 0 | 0 | 0 | 0 | 0 | 0 | 0
F3_Industrial_Instruments_Existing_Space Heating_Natural Gas_HVAC - Demand Controlled Ventilation_A_Achievable Technical Potential | F3 | Industrial | Instruments | Existing | Space Heating | Natural Gas | HVAC - Demand Controlled Ventilation | A | Original Unit Winter Peak Savings (kW) | Achievable Technical Potential | 0 | 0 | 0 | 0 | 0 | 0 | 0 | 0 | 0 | 0 | 0 | 0 | 0 | 0 | 0 | 0 | 0 | 0 | 0 | 0 | 0 | 0 | 0 | 0 | 0 | 0 | 0 | 0 | 0 | 0 | 0
F4_Industrial_Instruments_Existing_Space Heating_Natural Gas_HVAC - Demand Controlled Ventilation_A_Achievable Technical Potential | F4 | Industrial | Instruments | Existing | Space Heating | Natural Gas | HVAC - Demand Controlled Ventilation | A | Standalone Impact on Baseline Energy (%) | Achievable Technical Potential | 0% | 0% | 0% | 0% | 0% | 0.02566% | 0.05112% | 0.07655% | 0.1014% | 0.1259% | 0.1519% | 0.1764% | 0.2008% | 0.228% | 0.251% | 0.2773% | 0.3012% | 0.3266% | 0.3532% | 0.3763% | 0.4013% | 0.4261% | 0.4505% | 0.4746% | 0.0049859 | 0.004985 | 0.0049834 | 0.0049812 | 0 | 0 | 0
F5_Industrial_Instruments_Existing_Space Heating_Natural Gas_HVAC - Demand Controlled Ventilation_A_Achievable Technical Potential | F5 | Industrial | Instruments | Existing | Space Heating | Natural Gas | HVAC - Demand Controlled Ventilation | A | Standalone Impact on Baseline Summer Peak (%) | Achievable Technical Potential | 0% | 0% | 0% | 0% | 0% | 0% | 0% | 0% | 0% | 0% | 0% | 0% | 0% | 0% | 0% | 0% | 0% | 0% | 0% | 0% | 0% | 0% | 0% | 0% | 0 | 0 | 0 | 0 | 0 | 0 | 0
F6_Industrial_Instruments_Existing_Space Heating_Natural Gas_HVAC - Demand Controlled Ventilation_A_Achievable Technical Potential | F6 | Industrial | Instruments | Existing | Space Heating | Natural Gas | HVAC - Demand Controlled Ventilation | A | Standalone Impact on Baseline Winter Peak (%) | Achievable Technical Potential | 0% | 0% | 0% | 0% | 0% | 0% | 0% | 0% | 0% | 0% | 0% | 0% | 0% | 0% | 0% | 0% | 0% | 0% | 0% | 0% | 0% | 0% | 0% | 0% | 0 | 0 | 0 | 0 | 0 | 0 | 0
F7_Industrial_Instruments_Existing_Space Heating_Natural Gas_HVAC - Demand Controlled Ventilation_A_Achievable Technical Potential | F7 | Industrial | Instruments | Existing | Space Heating | Natural Gas | HVAC - Demand Controlled Ventilation | A | Incremental Energy Savings (MWh or mTherms) | Achievable Technical Potential | 0 | 0 | 0 | 0 | 0 | 0.091784 | 0.090906 | 0.089323 | 0.088308 | 0.087312 | 0.085172 | 0.083918 | 0.082789 | 0.080587 | 0.079995 | 0.078454 | 0.077729 | 0.076651 | 0.075327 | 0.074768 | 0.073833 | 0.072926 | 0.072023 | 0.071169 | 0.07036 | 0 | 0 | 0 | 0 | 0 | 0
F8_Industrial_Instruments_Existing_Space Heating_Natural Gas_HVAC - Demand Controlled Ventilation_A_Achievable Technical Potential | F8 | Industrial | Instruments | Existing | Space Heating | Natural Gas | HVAC - Demand Controlled Ventilation | A | Incremental Summer Peak Savings (MW) | Achievable Technical Potential | 0 | 0 | 0 | 0 | 0 | 0 | 0 | 0 | 0 | 0 | 0 | 0 | 0 | 0 | 0 | 0 | 0 | 0 | 0 | 0 | 0 | 0 | 0 | 0 | 0 | 0 | 0 | 0 | 0 | 0 | 0
F9_Industrial_Instruments_Existing_Space Heating_Natural Gas_HVAC - Demand Controlled Ventilation_A_Achievable Technical Potential | F9 | Industrial | Instruments | Existing | Space Heating | Natural Gas | HVAC - Demand Controlled Ventilation | A | Incremental Winter Peak Savings (MW) | Achievable Technical Potential | 0 | 0 | 0 | 0 | 0 | 0 | 0 | 0 | 0 | 0 | 0 | 0 | 0 | 0 | 0 | 0 | 0 | 0 | 0 | 0 | 0 | 0 | 0 | 0 | 0 | 0 | 0 | 0 | 0 | 0 | 0
F10_Industrial_Instruments_Existing_Space Heating_Natural Gas_HVAC - Demand Controlled Ventilation_A_Achievable Technical Potential | F10 | Industrial | Instruments | Existing | Space Heating | Natural Gas | HVAC - Demand Controlled Ventilation | A | Cumulative Energy Savings (MWh or mTherms) | Achievable Technical Potential | 0 | 0 | 0 | 0 | 0 | 0.091784 | 0.18186 | 0.26908 | 0.35418 | 0.43721 | 0.51715 | 0.59486 | 0.67084 | 0.74412 | 0.81584 | 0.88627 | 0.9557 | 1.0239 | 1.0906 | 1.156 | 1.2201 | 1.2827 | 1.3435 | 1.4033 | 1.4621 | 1.4507 | 1.44 | 1.4301 | 1.4207 | 1.4119 | 1.4037
F11_Industrial_Instruments_Existing_Space Heating_Natural Gas_HVAC - Demand Controlled Ventilation_A_Achievable Technical Potential | F11 | Industrial | Instruments | Existing | Space Heating | Natural Gas | HVAC - Demand Controlled Ventilation | A | Cumulative Summer Peak Savings (MW) | Achievable Technical Potential | 0 | 0 | 0 | 0 | 0 | 0 | 0 | 0 | 0 | 0 | 0 | 0 | 0 | 0 | 0 | 0 | 0 | 0 | 0 | 0 | 0 | 0 | 0 | 0 | 0 | 0 | 0 | 0 | 0 | 0 | 0
F12_Industrial_Instruments_Existing_Space Heating_Natural Gas_HVAC - Demand Controlled Ventilation_A_Achievable Technical Potential | F12 | Industrial | Instruments | Existing | Space Heating | Natural Gas | HVAC - Demand Controlled Ventilation | A | Cumulative Winter Peak Savings (MW) | Achievable Technical Potential | 0 | 0 | 0 | 0 | 0 | 0 | 0 | 0 | 0 | 0 | 0 | 0 | 0 | 0 | 0 | 0 | 0 | 0 | 0 | 0 | 0 | 0 | 0 | 0 | 0 | 0 | 0 | 0 | 0 | 0 | 0
F13_Industrial_Instruments_Existing_Space Heating_Natural Gas_HVAC - Demand Controlled Ventilation_A_Achievable Technical Potential | F13 | Industrial | Instruments | Existing | Space Heating | Natural Gas | HVAC - Demand Controlled Ventilation | A | Purchases (Incremental) | Achievable Technical Potential | 0 | 0 | 0 | 0 | 0 | 2007.7839 | 2006.682 | 1994.8478 | 1995.9263 | 1997.5767 | 1972.2096 | 1966.8202 | 1962.8267 | 1931.6577 | 1939.0328 | 1920.5416 | 1920.7908 | 1911.1234 | 1894.0763 | 1896.3199 | 1888.4782 | 1881.1333 | 1874.2791 | 1867.9097 | 1862.0193 | 0 | 0 | 0 | 0 | 0 | 0
F14_Industrial_Instruments_Existing_Space Heating_Natural Gas_HVAC - Demand Controlled Ventilation_A_Achievable Technical Potential | F14 | Industrial | Instruments | Existing | Space Heating | Natural Gas | HVAC - Demand Controlled Ventilation | A | Purchases (Cumulative) | Achievable Technical Potential | 0 | 0 | 0 | 0 | 0 | 2007.7839 | 4014.4659 | 6009.3137 | 8005.2401 | 10002.8168 | 11975.0264 | 13941.8465 | 15904.6732 | 17836.3309 | 19775.3637 | 21695.9053 | 23616.6961 | 25527.8195 | 27421.8958 | 29318.2158 | 31206.694 | 33087.8272 | 34962.1063 | 36830.016 | 38692.0354 | 38692.0354 | 38692.0354 | 38692.0354 | 38692.0354 | 38692.0354 | 38692.0354
F1_Industrial_Instruments_Existing_Space Heating_Natural Gas_Gas Boiler - Stack Economizer_A_Achievable Technical Potential | F1 | Industrial | Instruments | Existing | Space Heating | Natural Gas | Gas Boiler - Stack Economizer | A | Original Unit Energy Savings (kWh or therms) | Achievable Technical Potential | 0 | 0 | 0 | 0 | 0 | 4.0627 | 4.0352 | 4.0078 | 3.9803 | 3.9529 | 3.9263 | 3.8999 | 3.8738 | 3.848 | 3.8207 | 3.7956 | 3.7708 | 3.7464 | 3.7224 | 3.6983 | 3.6751 | 3.6509 | 3.6275 | 3.6049 | 3.5821 | 3.5613 | 3.5424 | 3.5251 | 3.5093 | 3.4949 | 3.4817
F2_Industrial_Instruments_Existing_Space Heating_Natural Gas_Gas Boiler - Stack Economizer_A_Achievable Technical Potential | F2 | Industrial | Instruments | Existing | Space Heating | Natural Gas | Gas Boiler - Stack Economizer | A | Original Unit Summer Peak Savings (kW) | Achievable Technical Potential | 0 | 0 | 0 | 0 | 0 | 0 | 0 | 0 | 0 | 0 | 0 | 0 | 0 | 0 | 0 | 0 | 0 | 0 | 0 | 0 | 0 | 0 | 0 | 0 | 0 | 0 | 0 | 0 | 0 | 0 | 0
F3_Industrial_Instruments_Existing_Space Heating_Natural Gas_Gas Boiler - Stack Economizer_A_Achievable Technical Potential | F3 | Industrial | Instruments | Existing | Space Heating | Natural Gas | Gas Boiler - Stack Economizer | A | Original Unit Winter Peak Savings (kW) | Achievable Technical Potential | 0 | 0 | 0 | 0 | 0 | 0 | 0 | 0 | 0 | 0 | 0 | 0 | 0 | 0 | 0 | 0 | 0 | 0 | 0 | 0 | 0 | 0 | 0 | 0 | 0 | 0 | 0 | 0 | 0 | 0 | 0
F4_Industrial_Instruments_Existing_Space Heating_Natural Gas_Gas Boiler - Stack Economizer_A_Achievable Technical Potential | F4 | Industrial | Instruments | Existing | Space Heating | Natural Gas | Gas Boiler - Stack Economizer | A | Standalone Impact on Baseline Energy (%) | Achievable Technical Potential | 0% | 0% | 0% | 0% | 0% | 0.008228% | 0.01643% | 0.02472% | 0.0329% | 0.04107% | 0.049% | 0.05506% | 0.05993% | 0.06472% | 0.06756% | 0.07069% | 0.07268% | 0.07463% | 0.07654% | 0.07743% | 0.07852% | 0.0788% | 0.07902% | 0.07922% | 0.0007937 | 0.00079515 | 0.00079652 | 0.0007978 | 0 | 0 | 0
F5_Industrial_Instruments_Existing_Space Heating_Natural Gas_Gas Boiler - Stack Economizer_A_Achievable Technical Potential | F5 | Industrial | Instruments | Existing | Space Heating | Natural Gas | Gas Boiler - Stack Economizer | A | Standalone Impact on Baseline Summer Peak (%) | Achievable Technical Potential | 0% | 0% | 0% | 0% | 0% | 0% | 0% | 0% | 0% | 0% | 0% | 0% | 0% | 0% | 0% | 0% | 0% | 0% | 0% | 0% | 0% | 0% | 0% | 0% | 0 | 0 | 0 | 0 | 0 | 0 | 0
F6_Industrial_Instruments_Existing_Space Heating_Natural Gas_Gas Boiler - Stack Economizer_A_Achievable Technical Potential | F6 | Industrial | Instruments | Existing | Space Heating | Natural Gas | Gas Boiler - Stack Economizer | A | Standalone Impact on Baseline Winter Peak (%) | Achievable Technical Potential | 0% | 0% | 0% | 0% | 0% | 0% | 0% | 0% | 0% | 0% | 0% | 0% | 0% | 0% | 0% | 0% | 0% | 0% | 0% | 0% | 0% | 0% | 0% | 0% | 0 | 0 | 0 | 0 | 0 | 0 | 0
F7_Industrial_Instruments_Existing_Space Heating_Natural Gas_Gas Boiler - Stack Economizer_A_Achievable Technical Potential | F7 | Industrial | Instruments | Existing | Space Heating | Natural Gas | Gas Boiler - Stack Economizer | A | Incremental Energy Savings (MWh or mTherms) | Achievable Technical Potential | 0 | 0 | 0 | 0 | 0 | 0.02943 | 0.029214 | 0.028845 | 0.028662 | 0.028489 | 0.025143 | 0.019925 | 0.015801 | 0.012357 | 0.0098532 | 0.0077561 | 0.0061652 | 0.0048756 | 0.0038409 | 0.0030565 | 0.0024197 | 1.6332e-05 | 5.7745e-06 | 1.9496e-06 | 6.2974e-07 | 5.3063e-07 | 5.264e-07 | 5.2256e-07 | 5.1908e-07 | 5.1594e-07 | 5.1313e-07
F8_Industrial_Instruments_Existing_Space Heating_Natural Gas_Gas Boiler - Stack Economizer_A_Achievable Technical Potential | F8 | Industrial | Instruments | Existing | Space Heating | Natural Gas | Gas Boiler - Stack Economizer | A | Incremental Summer Peak Savings (MW) | Achievable Technical Potential | 0 | 0 | 0 | 0 | 0 | 0 | 0 | 0 | 0 | 0 | 0 | 0 | 0 | 0 | 0 | 0 | 0 | 0 | 0 | 0 | 0 | 0 | 0 | 0 | 0 | 0 | 0 | 0 | 0 | 0 | 0
F9_Industrial_Instruments_Existing_Space Heating_Natural Gas_Gas Boiler - Stack Economizer_A_Achievable Technical Potential | F9 | Industrial | Instruments | Existing | Space Heating | Natural Gas | Gas Boiler - Stack Economizer | A | Incremental Winter Peak Savings (MW) | Achievable Technical Potential | 0 | 0 | 0 | 0 | 0 | 0 | 0 | 0 | 0 | 0 | 0 | 0 | 0 | 0 | 0 | 0 | 0 | 0 | 0 | 0 | 0 | 0 | 0 | 0 | 0 | 0 | 0 | 0 | 0 | 0 | 0
F10_Industrial_Instruments_Existing_Space Heating_Natural Gas_Gas Boiler - Stack Economizer_A_Achievable Technical Potential | F10 | Industrial | Instruments | Existing | Space Heating | Natural Gas | Gas Boiler - Stack Economizer | A | Cumulative Energy Savings (MWh or mTherms) | Achievable Technical Potential | 0 | 0 | 0 | 0 | 0 | 0.02943 | 0.058444 | 0.086893 | 0.11496 | 0.14266 | 0.16684 | 0.18564 | 0.2002 | 0.21122 | 0.21958 | 0.22589 | 0.23058 | 0.23397 | 0.23631 | 0.23784 | 0.23876 | 0.23721 | 0.23569 | 0.23423 | 0.23275 | 0.2314 | 0.23017 | 0.22904 | 0.22802 | 0.22708 | 0.22623
F11_Industrial_Instruments_Existing_Space Heating_Natural Gas_Gas Boiler - Stack Economizer_A_Achievable Technical Potential | F11 | Industrial | Instruments | Existing | Space Heating | Natural Gas | Gas Boiler - Stack Economizer | A | Cumulative Summer Peak Savings (MW) | Achievable Technical Potential | 0 | 0 | 0 | 0 | 0 | 0 | 0 | 0 | 0 | 0 | 0 | 0 | 0 | 0 | 0 | 0 | 0 | 0 | 0 | 0 | 0 | 0 | 0 | 0 | 0 | 0 | 0 | 0 | 0 | 0 | 0
F12_Industrial_Instruments_Existing_Space Heating_Natural Gas_Gas Boiler - Stack Economizer_A_Achievable Technical Potential | F12 | Industrial | Instruments | Existing | Space Heating | Natural Gas | Gas Boiler - Stack Economizer | A | Cumulative Winter Peak Savings (MW) | Achievable Technical Potential | 0 | 0 | 0 | 0 | 0 | 0 | 0 | 0 | 0 | 0 | 0 | 0 | 0 | 0 | 0 | 0 | 0 | 0 | 0 | 0 | 0 | 0 | 0 | 0 | 0 | 0 | 0 | 0 | 0 | 0 | 0
F13_Industrial_Instruments_Existing_Space Heating_Natural Gas_Gas Boiler - Stack Economizer_A_Achievable Technical Potential | F13 | Industrial | Instruments | Existing | Space Heating | Natural Gas | Gas Boiler - Stack Economizer | A | Purchases (Incremental) | Achievable Technical Potential | 0 | 0 | 0 | 0 | 0 | 7.2438 | 7.2398 | 7.1971 | 7.201 | 7.207 | 6.4039 | 5.1091 | 4.079 | 3.2114 | 2.5789 | 2.0435 | 1.635 | 1.3014 | 1.0318 | 0.82645 | 0.65842 | 0.0044735 | 0.0015919 | 0.00054083 | 0.0001758 | 0.000149 | 0.0001486 | 0.00014824 | 0.00014792 | 0.00014763 | 0.00014738
F14_Industrial_Instruments_Existing_Space Heating_Natural Gas_Gas Boiler - Stack Economizer_A_Achievable Technical Potential | F14 | Industrial | Instruments | Existing | Space Heating | Natural Gas | Gas Boiler - Stack Economizer | A | Purchases (Cumulative) | Achievable Technical Potential | 0 | 0 | 0 | 0 | 0 | 7.2438 | 14.4837 | 21.6808 | 28.8818 | 36.0888 | 42.4927 | 47.6019 | 51.6809 | 54.8923 | 57.4712 | 59.5147 | 61.1497 | 62.4511 | 63.4829 | 64.3093 | 64.9678 | 64.9722 | 64.9738 | 64.9744 | 64.9745 | 64.9747 | 64.9748 | 64.975 | 64.9751 | 64.9753 | 64.9754
F1_Industrial_Instruments_Existing_Process_Natural Gas_Gas Boiler - Stack Economizer_A_Achievable Technical Potential | F1 | Industrial | Instruments | Existing | Process | Natural Gas | Gas Boiler - Stack Economizer | A | Original Unit Energy Savings (kWh or therms) | Achievable Technical Potential | 0 | 0 | 0 | 0 | 0 | 3.3775 | 3.3775 | 3.3775 | 3.3775 | 3.3775 | 3.3775 | 3.3775 | 3.3775 | 3.3775 | 3.3775 | 3.3775 | 3.3775 | 3.3775 | 3.3775 | 3.3775 | 3.3775 | 3.3775 | 3.3775 | 3.3775 | 3.3775 | 3.3775 | 3.3775 | 3.3775 | 3.3775 | 3.3775 | 3.3775
F2_Industrial_Instruments_Existing_Process_Natural Gas_Gas Boiler - Stack Economizer_A_Achievable Technical Potential | F2 | Industrial | Instruments | Existing | Process | Natural Gas | Gas Boiler - Stack Economizer | A | Original Unit Summer Peak Savings (kW) | Achievable Technical Potential | 0 | 0 | 0 | 0 | 0 | 0 | 0 | 0 | 0 | 0 | 0 | 0 | 0 | 0 | 0 | 0 | 0 | 0 | 0 | 0 | 0 | 0 | 0 | 0 | 0 | 0 | 0 | 0 | 0 | 0 | 0
F3_Industrial_Instruments_Existing_Process_Natural Gas_Gas Boiler - Stack Economizer_A_Achievable Technical Potential | F3 | Industrial | Instruments | Existing | Process | Natural Gas | Gas Boiler - Stack Economizer | A | Original Unit Winter Peak Savings (kW) | Achievable Technical Potential | 0 | 0 | 0 | 0 | 0 | 0 | 0 | 0 | 0 | 0 | 0 | 0 | 0 | 0 | 0 | 0 | 0 | 0 | 0 | 0 | 0 | 0 | 0 | 0 | 0 | 0 | 0 | 0 | 0 | 0 | 0
F4_Industrial_Instruments_Existing_Process_Natural Gas_Gas Boiler - Stack Economizer_A_Achievable Technical Potential | F4 | Industrial | Instruments | Existing | Process | Natural Gas | Gas Boiler - Stack Economizer | A | Standalone Impact on Baseline Energy (%) | Achievable Technical Potential | 0% | 0% | 0% | 0% | 0% | 0.07945% | 0.1589% | 0.2393% | 0.3187% | 0.3979% | 0.4745% | 0.533% | 0.5798% | 0.6258% | 0.6527% | 0.6824% | 0.7011% | 0.7196% | 0.7381% | 0.7468% | 0.7576% | 0.7606% | 0.7634% | 0.766% | 0.0076845 | 0.007707 | 0.0077276 | 0.0077464 | 0 | 0 | 0
F5_Industrial_Instruments_Existing_Process_Natural Gas_Gas Boiler - Stack Economizer_A_Achievable Technical Potential | F5 | Industrial | Instruments | Existing | Process | Natural Gas | Gas Boiler - Stack Economizer | A | Standalone Impact on Baseline Summer Peak (%) | Achievable Technical Potential | 0% | 0% | 0% | 0% | 0% | 0% | 0% | 0% | 0% | 0% | 0% | 0% | 0% | 0% | 0% | 0% | 0% | 0% | 0% | 0% | 0% | 0% | 0% | 0% | 0 | 0 | 0 | 0 | 0 | 0 | 0
F6_Industrial_Instruments_Existing_Process_Natural Gas_Gas Boiler - Stack Economizer_A_Achievable Technical Potential | F6 | Industrial | Instruments | Existing | Process | Natural Gas | Gas Boiler - Stack Economizer | A | Standalone Impact on Baseline Winter Peak (%) | Achievable Technical Potential | 0% | 0% | 0% | 0% | 0% | 0% | 0% | 0% | 0% | 0% | 0% | 0% | 0% | 0% | 0% | 0% | 0% | 0% | 0% | 0% | 0% | 0% | 0% | 0% | 0 | 0 | 0 | 0 | 0 | 0 | 0
F7_Industrial_Instruments_Existing_Process_Natural Gas_Gas Boiler - Stack Economizer_A_Achievable Technical Potential | F7 | Industrial | Instruments | Existing | Process | Natural Gas | Gas Boiler - Stack Economizer | A | Incremental Energy Savings (MWh or mTherms) | Achievable Technical Potential | 0 | 0 | 0 | 0 | 0 | 0.74217 | 0.74176 | 0.73738 | 0.73778 | 0.73839 | 0.65611 | 0.52346 | 0.41792 | 0.32902 | 0.26422 | 0.20936 | 0.16751 | 0.13334 | 0.10572 | 0.084674 | 0.067459 | 0.00045833 | 0.00016309 | 5.5411e-05 | 1.8012e-05 | 1.5266e-05 | 1.5225e-05 | 1.5188e-05 | 1.5155e-05 | 1.5125e-05 | 1.51e-05
F8_Industrial_Instruments_Existing_Process_Natural Gas_Gas Boiler - Stack Economizer_A_Achievable Technical Potential | F8 | Industrial | Instruments | Existing | Process | Natural Gas | Gas Boiler - Stack Economizer | A | Incremental Summer Peak Savings (MW) | Achievable Technical Potential | 0 | 0 | 0 | 0 | 0 | 0 | 0 | 0 | 0 | 0 | 0 | 0 | 0 | 0 | 0 | 0 | 0 | 0 | 0 | 0 | 0 | 0 | 0 | 0 | 0 | 0 | 0 | 0 | 0 | 0 | 0
F9_Industrial_Instruments_Existing_Process_Natural Gas_Gas Boiler - Stack Economizer_A_Achievable Technical Potential | F9 | Industrial | Instruments | Existing | Process | Natural Gas | Gas Boiler - Stack Economizer | A | Incremental Winter Peak Savings (MW) | Achievable Technical Potential | 0 | 0 | 0 | 0 | 0 | 0 | 0 | 0 | 0 | 0 | 0 | 0 | 0 | 0 | 0 | 0 | 0 | 0 | 0 | 0 | 0 | 0 | 0 | 0 | 0 | 0 | 0 | 0 | 0 | 0 | 0
F10_Industrial_Instruments_Existing_Process_Natural Gas_Gas Boiler - Stack Economizer_A_Achievable Technical Potential | F10 | Industrial | Instruments | Existing | Process | Natural Gas | Gas Boiler - Stack Economizer | A | Cumulative Energy Savings (MWh or mTherms) | Achievable Technical Potential | 0 | 0 | 0 | 0 | 0 | 0.74217 | 1.4839 | 2.2213 | 2.9591 | 3.6975 | 4.3536 | 4.8771 | 5.295 | 5.624 | 5.8882 | 6.0976 | 6.2651 | 6.3984 | 6.5041 | 6.5888 | 6.6563 | 6.6567 | 6.6569 | 6.6569 | 6.657 | 6.657 | 6.657 | 6.657 | 6.657 | 6.657 | 6.6571
F11_Industrial_Instruments_Existing_Process_Natural Gas_Gas Boiler - Stack Economizer_A_Achievable Technical Potential | F11 | Industrial | Instruments | Existing | Process | Natural Gas | Gas Boiler - Stack Economizer | A | Cumulative Summer Peak Savings (MW) | Achievable Technical Potential | 0 | 0 | 0 | 0 | 0 | 0 | 0 | 0 | 0 | 0 | 0 | 0 | 0 | 0 | 0 | 0 | 0 | 0 | 0 | 0 | 0 | 0 | 0 | 0 | 0 | 0 | 0 | 0 | 0 | 0 | 0
F12_Industrial_Instruments_Existing_Process_Natural Gas_Gas Boiler - Stack Economizer_A_Achievable Technical Potential | F12 | Industrial | Instruments | Existing | Process | Natural Gas | Gas Boiler - Stack Economizer | A | Cumulative Winter Peak Savings (MW) | Achievable Technical Potential | 0 | 0 | 0 | 0 | 0 | 0 | 0 | 0 | 0 | 0 | 0 | 0 | 0 | 0 | 0 | 0 | 0 | 0 | 0 | 0 | 0 | 0 | 0 | 0 | 0 | 0 | 0 | 0 | 0 | 0 | 0
F13_Industrial_Instruments_Existing_Process_Natural Gas_Gas Boiler - Stack Economizer_A_Achievable Technical Potential | F13 | Industrial | Instruments | Existing | Process | Natural Gas | Gas Boiler - Stack Economizer | A | Purchases (Incremental) | Achievable Technical Potential | 0 | 0 | 0 | 0 | 0 | 219.7396 | 219.619 | 218.3239 | 218.4419 | 218.6225 | 194.2616 | 154.9846 | 123.7359 | 97.4168 | 78.231 | 61.988 | 49.5968 | 39.4778 | 31.3005 | 25.0701 | 19.9731 | 0.1357 | 0.048288 | 0.016406 | 0.0053329 | 0.0045198 | 0.0045077 | 0.0044968 | 0.004487 | 0.0044783 | 0.0044707
F14_Industrial_Instruments_Existing_Process_Natural Gas_Gas Boiler - Stack Economizer_A_Achievable Technical Potential | F14 | Industrial | Instruments | Existing | Process | Natural Gas | Gas Boiler - Stack Economizer | A | Purchases (Cumulative) | Achievable Technical Potential | 0 | 0 | 0 | 0 | 0 | 219.7396 | 439.3587 | 657.6826 | 876.1245 | 1094.747 | 1289.0086 | 1443.9932 | 1567.7292 | 1665.146 | 1743.377 | 1805.365 | 1854.9619 | 1894.4396 | 1925.7401 | 1950.8102 | 1970.7833 | 1970.919 | 1970.9673 | 1970.9837 | 1970.9891 | 1970.9936 | 1970.9981 | 1971.0026 | 1971.0071 | 1971.0115 | 1971.016
F1_Industrial_Instruments_Existing_Space Heating_Natural Gas_Gas Furnace Tube Inserts_A_Achievable Technical Potential | F1 | Industrial | Instruments | Existing | Space Heating | Natural Gas | Gas Furnace Tube Inserts | A | Original Unit Energy Savings (kWh or therms) | Achievable Technical Potential | 0 | 0 | 0 | 0 | 0 | 0.086193 | 0.085415 | 0.084425 | 0.083421 | 0.082413 | 0.081426 | 0.080448 | 0.079527 | 0.07866 | 0.077786 | 0.077021 | 0.0763 | 0.075622 | 0.074985 | 0.07434 | 0.073715 | 0.073094 | 0.072454 | 0.071839 | 0.071247 | 0.070693 | 0.070173 | 0.069687 | 0.069231 | 0.068805 | 0.068405
F2_Industrial_Instruments_Existing_Space Heating_Natural Gas_Gas Furnace Tube Inserts_A_Achievable Technical Potential | F2 | Industrial | Instruments | Existing | Space Heating | Natural Gas | Gas Furnace Tube Inserts | A | Original Unit Summer Peak Savings (kW) | Achievable Technical Potential | 0 | 0 | 0 | 0 | 0 | 0 | 0 | 0 | 0 | 0 | 0 | 0 | 0 | 0 | 0 | 0 | 0 | 0 | 0 | 0 | 0 | 0 | 0 | 0 | 0 | 0 | 0 | 0 | 0 | 0 | 0
F3_Industrial_Instruments_Existing_Space Heating_Natural Gas_Gas Furnace Tube Inserts_A_Achievable Technical Potential | F3 | Industrial | Instruments | Existing | Space Heating | Natural Gas | Gas Furnace Tube Inserts | A | Original Unit Winter Peak Savings (kW) | Achievable Technical Potential | 0 | 0 | 0 | 0 | 0 | 0 | 0 | 0 | 0 | 0 | 0 | 0 | 0 | 0 | 0 | 0 | 0 | 0 | 0 | 0 | 0 | 0 | 0 | 0 | 0 | 0 | 0 | 0 | 0 | 0 | 0
F4_Industrial_Instruments_Existing_Space Heating_Natural Gas_Gas Furnace Tube Inserts_A_Achievable Technical Potential | F4 | Industrial | Instruments | Existing | Space Heating | Natural Gas | Gas Furnace Tube Inserts | A | Standalone Impact on Baseline Energy (%) | Achievable Technical Potential | 0% | 0% | 0% | 0% | 0% | 0% | 0% | 0% | 0% | 0% | 0% | 0% | 0% | 0% | 0% | 0% | 0% | 0% | 0% | 0% | 0% | 0% | 0% | 0% | 0 | 0 | 0 | 0 | 0 | 0 | 0
F5_Industrial_Instruments_Existing_Space Heating_Natural Gas_Gas Furnace Tube Inserts_A_Achievable Technical Potential | F5 | Industrial | Instruments | Existing | Space Heating | Natural Gas | Gas Furnace Tube Inserts | A | Standalone Impact on Baseline Summer Peak (%) | Achievable Technical Potential | 0% | 0% | 0% | 0% | 0% | 0% | 0% | 0% | 0% | 0% | 0% | 0% | 0% | 0% | 0% | 0% | 0% | 0% | 0% | 0% | 0% | 0% | 0% | 0% | 0 | 0 | 0 | 0 | 0 | 0 | 0
F6_Industrial_Instruments_Existing_Space Heating_Natural Gas_Gas Furnace Tube Inserts_A_Achievable Technical Potential | F6 | Industrial | Instruments | Existing | Space Heating | Natural Gas | Gas Furnace Tube Inserts | A | Standalone Impact on Baseline Winter Peak (%) | Achievable Technical Potential | 0% | 0% | 0% | 0% | 0% | 0% | 0% | 0% | 0% | 0% | 0% | 0% | 0% | 0% | 0% | 0% | 0% | 0% | 0% | 0% | 0% | 0% | 0% | 0% | 0 | 0 | 0 | 0 | 0 | 0 | 0
F7_Industrial_Instruments_Existing_Space Heating_Natural Gas_Gas Furnace Tube Inserts_A_Achievable Technical Potential | F7 | Industrial | Instruments | Existing | Space Heating | Natural Gas | Gas Furnace Tube Inserts | A | Incremental Energy Savings (MWh or mTherms) | Achievable Technical Potential | 0 | 0 | 0 | 0 | 0 | 0 | 0 | 0 | 0 | 0 | 0 | 0 | 0 | 0 | 0 | 0 | 0 | 0 | 0 | 0 | 0 | 0 | 0 | 0 | 0 | 0 | 0 | 0 | 0 | 0 | 0
F8_Industrial_Instruments_Existing_Space Heating_Natural Gas_Gas Furnace Tube Inserts_A_Achievable Technical Potential | F8 | Industrial | Instruments | Existing | Space Heating | Natural Gas | Gas Furnace Tube Inserts | A | Incremental Summer Peak Savings (MW) | Achievable Technical Potential | 0 | 0 | 0 | 0 | 0 | 0 | 0 | 0 | 0 | 0 | 0 | 0 | 0 | 0 | 0 | 0 | 0 | 0 | 0 | 0 | 0 | 0 | 0 | 0 | 0 | 0 | 0 | 0 | 0 | 0 | 0
F9_Industrial_Instruments_Existing_Space Heating_Natural Gas_Gas Furnace Tube Inserts_A_Achievable Technical Potential | F9 | Industrial | Instruments | Existing | Space Heating | Natural Gas | Gas Furnace Tube Inserts | A | Incremental Winter Peak Savings (MW) | Achievable Technical Potential | 0 | 0 | 0 | 0 | 0 | 0 | 0 | 0 | 0 | 0 | 0 | 0 | 0 | 0 | 0 | 0 | 0 | 0 | 0 | 0 | 0 | 0 | 0 | 0 | 0 | 0 | 0 | 0 | 0 | 0 | 0
F10_Industrial_Instruments_Existing_Space Heating_Natural Gas_Gas Furnace Tube Inserts_A_Achievable Technical Potential | F10 | Industrial | Instruments | Existing | Space Heating | Natural Gas | Gas Furnace Tube Inserts | A | Cumulative Energy Savings (MWh or mTherms) | Achievable Technical Potential | 0 | 0 | 0 | 0 | 0 | 0 | 0 | 0 | 0 | 0 | 0 | 0 | 0 | 0 | 0 | 0 | 0 | 0 | 0 | 0 | 0 | 0 | 0 | 0 | 0 | 0 | 0 | 0 | 0 | 0 | 0
F11_Industrial_Instruments_Existing_Space Heating_Natural Gas_Gas Furnace Tube Inserts_A_Achievable Technical Potential | F11 | Industrial | Instruments | Existing | Space Heating | Natural Gas | Gas Furnace Tube Inserts | A | Cumulative Summer Peak Savings (MW) | Achievable Technical Potential | 0 | 0 | 0 | 0 | 0 | 0 | 0 | 0 | 0 | 0 | 0 | 0 | 0 | 0 | 0 | 0 | 0 | 0 | 0 | 0 | 0 | 0 | 0 | 0 | 0 | 0 | 0 | 0 | 0 | 0 | 0
F12_Industrial_Instruments_Existing_Space Heating_Natural Gas_Gas Furnace Tube Inserts_A_Achievable Technical Potential | F12 | Industrial | Instruments | Existing | Space Heating | Natural Gas | Gas Furnace Tube Inserts | A | Cumulative Winter Peak Savings (MW) | Achievable Technical Potential | 0 | 0 | 0 | 0 | 0 | 0 | 0 | 0 | 0 | 0 | 0 | 0 | 0 | 0 | 0 | 0 | 0 | 0 | 0 | 0 | 0 | 0 | 0 | 0 | 0 | 0 | 0 | 0 | 0 | 0 | 0
F13_Industrial_Instruments_Existing_Space Heating_Natural Gas_Gas Furnace Tube Inserts_A_Achievable Technical Potential | F13 | Industrial | Instruments | Existing | Space Heating | Natural Gas | Gas Furnace Tube Inserts | A | Purchases (Incremental) | Achievable Technical Potential | 0 | 0 | 0 | 0 | 0 | 0 | 0 | 0 | 0 | 0 | 0 | 0 | 0 | 0 | 0 | 0 | 0 | 0 | 0 | 0 | 0 | 0 | 0 | 0 | 0 | 0 | 0 | 0 | 0 | 0 | 0
F14_Industrial_Instruments_Existing_Space Heating_Natural Gas_Gas Furnace Tube Inserts_A_Achievable Technical Potential | F14 | Industrial | Instruments | Existing | Space Heating | Natural Gas | Gas Furnace Tube Inserts | A | Purchases (Cumulative) | Achievable Technical Potential | 0 | 0 | 0 | 0 | 0 | 0 | 0 | 0 | 0 | 0 | 0 | 0 | 0 | 0 | 0 | 0 | 0 | 0 | 0 | 0 | 0 | 0 | 0 | 0 | 0 | 0 | 0 | 0 | 0 | 0 | 0
F1_Industrial_Instruments_Existing_Space Heating_Natural Gas_Space Heating - Heat Recovery Ventilator_A_Achievable Technical Potential | F1 | Industrial | Instruments | Existing | Space Heating | Natural Gas | Space Heating - Heat Recovery Ventilator | A | Original Unit Energy Savings (kWh or therms) | Achievable Technical Potential | 0 | 0 | 0 | 0 | 0 | 0.013225 | 0.01316 | 0.01308 | 0.012996 | 0.012907 | 0.012817 | 0.012725 | 0.012634 | 0.012542 | 0.012443 | 0.012352 | 0.012262 | 0.012178 | 0.0121 | 0.012025 | 0.011953 | 0.011879 | 0.011813 | 0.011751 | 0.011691 | 0.011636 | 0.011585 | 0.011538 | 0 | 0 | 0
F2_Industrial_Instruments_Existing_Space Heating_Natural Gas_Space Heating - Heat Recovery Ventilator_A_Achievable Technical Potential | F2 | Industrial | Instruments | Existing | Space Heating | Natural Gas | Space Heating - Heat Recovery Ventilator | A | Original Unit Summer Peak Savings (kW) | Achievable Technical Potential | 0 | 0 | 0 | 0 | 0 | 0 | 0 | 0 | 0 | 0 | 0 | 0 | 0 | 0 | 0 | 0 | 0 | 0 | 0 | 0 | 0 | 0 | 0 | 0 | 0 | 0 | 0 | 0 | 0 | 0 | 0
F3_Industrial_Instruments_Existing_Space Heating_Natural Gas_Space Heating - Heat Recovery Ventilator_A_Achievable Technical Potential | F3 | Industrial | Instruments | Existing | Space Heating | Natural Gas | Space Heating - Heat Recovery Ventilator | A | Original Unit Winter Peak Savings (kW) | Achievable Technical Potential | 0 | 0 | 0 | 0 | 0 | 0 | 0 | 0 | 0 | 0 | 0 | 0 | 0 | 0 | 0 | 0 | 0 | 0 | 0 | 0 | 0 | 0 | 0 | 0 | 0 | 0 | 0 | 0 | 0 | 0 | 0
F4_Industrial_Instruments_Existing_Space Heating_Natural Gas_Space Heating - Heat Recovery Ventilator_A_Achievable Technical Potential | F4 | Industrial | Instruments | Existing | Space Heating | Natural Gas | Space Heating - Heat Recovery Ventilator | A | Standalone Impact on Baseline Energy (%) | Achievable Technical Potential | 0% | 0% | 0% | 0% | 0% | 0.01817% | 0.03635% | 0.05474% | 0.07288% | 0.09099% | 0.1103% | 0.1288% | 0.1472% | 0.1678% | 0.1853% | 0.2053% | 0.2234% | 0.2427% | 0.2631% | 0.2809% | 0.3003% | 0.3196% | 0.339% | 0.3583% | 0.0037759 | 0.0037869 | 0.003797 | 0.0038062 | 0 | 0 | 0
F5_Industrial_Instruments_Existing_Space Heating_Natural Gas_Space Heating - Heat Recovery Ventilator_A_Achievable Technical Potential | F5 | Industrial | Instruments | Existing | Space Heating | Natural Gas | Space Heating - Heat Recovery Ventilator | A | Standalone Impact on Baseline Summer Peak (%) | Achievable Technical Potential | 0% | 0% | 0% | 0% | 0% | 0% | 0% | 0% | 0% | 0% | 0% | 0% | 0% | 0% | 0% | 0% | 0% | 0% | 0% | 0% | 0% | 0% | 0% | 0% | 0 | 0 | 0 | 0 | 0 | 0 | 0
F6_Industrial_Instruments_Existing_Space Heating_Natural Gas_Space Heating - Heat Recovery Ventilator_A_Achievable Technical Potential | F6 | Industrial | Instruments | Existing | Space Heating | Natural Gas | Space Heating - Heat Recovery Ventilator | A | Standalone Impact on Baseline Winter Peak (%) | Achievable Technical Potential | 0% | 0% | 0% | 0% | 0% | 0% | 0% | 0% | 0% | 0% | 0% | 0% | 0% | 0% | 0% | 0% | 0% | 0% | 0% | 0% | 0% | 0% | 0% | 0% | 0 | 0 | 0 | 0 | 0 | 0 | 0
F7_Industrial_Instruments_Existing_Space Heating_Natural Gas_Space Heating - Heat Recovery Ventilator_A_Achievable Technical Potential | F7 | Industrial | Instruments | Existing | Space Heating | Natural Gas | Space Heating - Heat Recovery Ventilator | A | Incremental Energy Savings (MWh or mTherms) | Achievable Technical Potential | 0 | 0 | 0 | 0 | 0 | 0.064994 | 0.064641 | 0.063869 | 0.063491 | 0.06311 | 0.061876 | 0.061262 | 0.060697 | 0.059301 | 0.059059 | 0.058067 | 0.057651 | 0.05697 | 0.0561 | 0.055814 | 0.055251 | 0.054699 | 0.054196 | 0.053726 | 0.053285 | 0 | 0 | 0 | 0 | 0 | 0
F8_Industrial_Instruments_Existing_Space Heating_Natural Gas_Space Heating - Heat Recovery Ventilator_A_Achievable Technical Potential | F8 | Industrial | Instruments | Existing | Space Heating | Natural Gas | Space Heating - Heat Recovery Ventilator | A | Incremental Summer Peak Savings (MW) | Achievable Technical Potential | 0 | 0 | 0 | 0 | 0 | 0 | 0 | 0 | 0 | 0 | 0 | 0 | 0 | 0 | 0 | 0 | 0 | 0 | 0 | 0 | 0 | 0 | 0 | 0 | 0 | 0 | 0 | 0 | 0 | 0 | 0
F9_Industrial_Instruments_Existing_Space Heating_Natural Gas_Space Heating - Heat Recovery Ventilator_A_Achievable Technical Potential | F9 | Industrial | Instruments | Existing | Space Heating | Natural Gas | Space Heating - Heat Recovery Ventilator | A | Incremental Winter Peak Savings (MW) | Achievable Technical Potential | 0 | 0 | 0 | 0 | 0 | 0 | 0 | 0 | 0 | 0 | 0 | 0 | 0 | 0 | 0 | 0 | 0 | 0 | 0 | 0 | 0 | 0 | 0 | 0 | 0 | 0 | 0 | 0 | 0 | 0 | 0
F10_Industrial_Instruments_Existing_Space Heating_Natural Gas_Space Heating - Heat Recovery Ventilator_A_Achievable Technical Potential | F10 | Industrial | Instruments | Existing | Space Heating | Natural Gas | Space Heating - Heat Recovery Ventilator | A | Cumulative Energy Savings (MWh or mTherms) | Achievable Technical Potential | 0 | 0 | 0 | 0 | 0 | 0.064994 | 0.12932 | 0.1924 | 0.25465 | 0.31602 | 0.3757 | 0.43426 | 0.49183 | 0.54757 | 0.60232 | 0.65597 | 0.70884 | 0.76097 | 0.8122 | 0.86292 | 0.91302 | 0.96211 | 1.0109 | 1.0593 | 1.1072 | 1.102 | 1.0972 | 1.0927 | 0 | 0 | 0
F11_Industrial_Instruments_Existing_Space Heating_Natural Gas_Space Heating - Heat Recovery Ventilator_A_Achievable Technical Potential | F11 | Industrial | Instruments | Existing | Space Heating | Natural Gas | Space Heating - Heat Recovery Ventilator | A | Cumulative Summer Peak Savings (MW) | Achievable Technical Potential | 0 | 0 | 0 | 0 | 0 | 0 | 0 | 0 | 0 | 0 | 0 | 0 | 0 | 0 | 0 | 0 | 0 | 0 | 0 | 0 | 0 | 0 | 0 | 0 | 0 | 0 | 0 | 0 | 0 | 0 | 0
F12_Industrial_Instruments_Existing_Space Heating_Natural Gas_Space Heating - Heat Recovery Ventilator_A_Achievable Technical Potential | F12 | Industrial | Instruments | Existing | Space Heating | Natural Gas | Space Heating - Heat Recovery Ventilator | A | Cumulative Winter Peak Savings (MW) | Achievable Technical Potential | 0 | 0 | 0 | 0 | 0 | 0 | 0 | 0 | 0 | 0 | 0 | 0 | 0 | 0 | 0 | 0 | 0 | 0 | 0 | 0 | 0 | 0 | 0 | 0 | 0 | 0 | 0 | 0 | 0 | 0 | 0
F13_Industrial_Instruments_Existing_Space Heating_Natural Gas_Space Heating - Heat Recovery Ventilator_A_Achievable Technical Potential | F13 | Industrial | Instruments | Existing | Space Heating | Natural Gas | Space Heating - Heat Recovery Ventilator | A | Purchases (Incremental) | Achievable Technical Potential | 0 | 0 | 0 | 0 | 0 | 4914.506 | 4911.8087 | 4882.842 | 4885.4819 | 4889.5216 | 4827.4297 | 4814.238 | 4804.463 | 4728.1698 | 4746.2221 | 4700.9607 | 4701.5707 | 4677.9075 | 4636.1809 | 4641.6727 | 4622.4782 | 4604.4999 | 4587.7227 | 4572.1322 | 4557.7142 | 0 | 0 | 0 | 0 | 0 | 0
F14_Industrial_Instruments_Existing_Space Heating_Natural Gas_Space Heating - Heat Recovery Ventilator_A_Achievable Technical Potential | F14 | Industrial | Instruments | Existing | Space Heating | Natural Gas | Space Heating - Heat Recovery Ventilator | A | Purchases (Cumulative) | Achievable Technical Potential | 0 | 0 | 0 | 0 | 0 | 4914.506 | 9826.3148 | 14709.1568 | 19594.6387 | 24484.1603 | 29311.59 | 34125.828 | 38930.291 | 43658.4607 | 48404.6828 | 53105.6435 | 57807.2142 | 62485.1217 | 67121.3026 | 71762.9752 | 76385.4535 | 80989.9533 | 85577.6761 | 90149.8082 | 94707.5224 | 94707.5224 | 94707.5224 | 94707.5224 | 94707.5224 | 94707.5224 | 94707.5224
F1_Industrial_Instruments_Existing_Space Heating_Natural Gas_Thermostat - Programmable_A_Achievable Technical Potential | F1 | Industrial | Instruments | Existing | Space Heating | Natural Gas | Thermostat - Programmable | A | Original Unit Energy Savings (kWh or therms) | Achievable Technical Potential | 0 | 0 | 0 | 0 | 0 | 0.00657 | 0.0065379 | 0.0064981 | 0.0064561 | 0.0064121 | 0.0063676 | 0.0063217 | 0.0062762 | 0.0062308 | 0.0061817 | 0.0061364 | 0.0060916 | 0.0060501 | 0.0060114 | 0.0059736 | 0.005938 | 0.0059015 | 0.0058686 | 0.0058376 | 0.005808 | 0.0057807 | 0.0057553 | 0.0057319 | 0 | 0 | 0
F2_Industrial_Instruments_Existing_Space Heating_Natural Gas_Thermostat - Programmable_A_Achievable Technical Potential | F2 | Industrial | Instruments | Existing | Space Heating | Natural Gas | Thermostat - Programmable | A | Original Unit Summer Peak Savings (kW) | Achievable Technical Potential | 0 | 0 | 0 | 0 | 0 | 0 | 0 | 0 | 0 | 0 | 0 | 0 | 0 | 0 | 0 | 0 | 0 | 0 | 0 | 0 | 0 | 0 | 0 | 0 | 0 | 0 | 0 | 0 | 0 | 0 | 0
F3_Industrial_Instruments_Existing_Space Heating_Natural Gas_Thermostat - Programmable_A_Achievable Technical Potential | F3 | Industrial | Instruments | Existing | Space Heating | Natural Gas | Thermostat - Programmable | A | Original Unit Winter Peak Savings (kW) | Achievable Technical Potential | 0 | 0 | 0 | 0 | 0 | 0 | 0 | 0 | 0 | 0 | 0 | 0 | 0 | 0 | 0 | 0 | 0 | 0 | 0 | 0 | 0 | 0 | 0 | 0 | 0 | 0 | 0 | 0 | 0 | 0 | 0
F4_Industrial_Instruments_Existing_Space Heating_Natural Gas_Thermostat - Programmable_A_Achievable Technical Potential | F4 | Industrial | Instruments | Existing | Space Heating | Natural Gas | Thermostat - Programmable | A | Standalone Impact on Baseline Energy (%) | Achievable Technical Potential | 0% | 0% | 0% | 0% | 0% | 0.02708% | 0.05418% | 0.08158% | 0.1086% | 0.1356% | 0.1644% | 0.192% | 0.2194% | 0.2501% | 0.2762% | 0.3059% | 0.333% | 0.3617% | 0.3921% | 0.4187% | 0.4475% | 0.4763% | 0.5052% | 0.534% | 0.0056274 | 0.0056438 | 0.0056589 | 0.0056726 | 0 | 0 | 0
F5_Industrial_Instruments_Existing_Space Heating_Natural Gas_Thermostat - Programmable_A_Achievable Technical Potential | F5 | Industrial | Instruments | Existing | Space Heating | Natural Gas | Thermostat - Programmable | A | Standalone Impact on Baseline Summer Peak (%) | Achievable Technical Potential | 0% | 0% | 0% | 0% | 0% | 0% | 0% | 0% | 0% | 0% | 0% | 0% | 0% | 0% | 0% | 0% | 0% | 0% | 0% | 0% | 0% | 0% | 0% | 0% | 0 | 0 | 0 | 0 | 0 | 0 | 0
F6_Industrial_Instruments_Existing_Space Heating_Natural Gas_Thermostat - Programmable_A_Achievable Technical Potential | F6 | Industrial | Instruments | Existing | Space Heating | Natural Gas | Thermostat - Programmable | A | Standalone Impact on Baseline Winter Peak (%) | Achievable Technical Potential | 0% | 0% | 0% | 0% | 0% | 0% | 0% | 0% | 0% | 0% | 0% | 0% | 0% | 0% | 0% | 0% | 0% | 0% | 0% | 0% | 0% | 0% | 0% | 0% | 0 | 0 | 0 | 0 | 0 | 0 | 0
F7_Industrial_Instruments_Existing_Space Heating_Natural Gas_Thermostat - Programmable_A_Achievable Technical Potential | F7 | Industrial | Instruments | Existing | Space Heating | Natural Gas | Thermostat - Programmable | A | Incremental Energy Savings (MWh or mTherms) | Achievable Technical Potential | 0 | 0 | 0 | 0 | 0 | 0.096865 | 0.096338 | 0.095188 | 0.094624 | 0.094057 | 0.092217 | 0.091303 | 0.090461 | 0.08838 | 0.08802 | 0.086541 | 0.085921 | 0.084905 | 0.083609 | 0.083183 | 0.082344 | 0.081521 | 0.080771 | 0.08007 | 0.079414 | 0 | 0 | 0 | 0 | 0 | 0
F8_Industrial_Instruments_Existing_Space Heating_Natural Gas_Thermostat - Programmable_A_Achievable Technical Potential | F8 | Industrial | Instruments | Existing | Space Heating | Natural Gas | Thermostat - Programmable | A | Incremental Summer Peak Savings (MW) | Achievable Technical Potential | 0 | 0 | 0 | 0 | 0 | 0 | 0 | 0 | 0 | 0 | 0 | 0 | 0 | 0 | 0 | 0 | 0 | 0 | 0 | 0 | 0 | 0 | 0 | 0 | 0 | 0 | 0 | 0 | 0 | 0 | 0
F9_Industrial_Instruments_Existing_Space Heating_Natural Gas_Thermostat - Programmable_A_Achievable Technical Potential | F9 | Industrial | Instruments | Existing | Space Heating | Natural Gas | Thermostat - Programmable | A | Incremental Winter Peak Savings (MW) | Achievable Technical Potential | 0 | 0 | 0 | 0 | 0 | 0 | 0 | 0 | 0 | 0 | 0 | 0 | 0 | 0 | 0 | 0 | 0 | 0 | 0 | 0 | 0 | 0 | 0 | 0 | 0 | 0 | 0 | 0 | 0 | 0 | 0
F10_Industrial_Instruments_Existing_Space Heating_Natural Gas_Thermostat - Programmable_A_Achievable Technical Potential | F10 | Industrial | Instruments | Existing | Space Heating | Natural Gas | Thermostat - Programmable | A | Cumulative Energy Savings (MWh or mTherms) | Achievable Technical Potential | 0 | 0 | 0 | 0 | 0 | 0.096865 | 0.19273 | 0.28675 | 0.37952 | 0.47099 | 0.55993 | 0.6472 | 0.733 | 0.81608 | 0.89768 | 0.97764 | 1.0564 | 1.1341 | 1.2105 | 1.2861 | 1.3607 | 1.4339 | 1.5067 | 1.5788 | 1.6502 | 1.6424 | 1.6352 | 1.6286 | 0 | 0 | 0
F11_Industrial_Instruments_Existing_Space Heating_Natural Gas_Thermostat - Programmable_A_Achievable Technical Potential | F11 | Industrial | Instruments | Existing | Space Heating | Natural Gas | Thermostat - Programmable | A | Cumulative Summer Peak Savings (MW) | Achievable Technical Potential | 0 | 0 | 0 | 0 | 0 | 0 | 0 | 0 | 0 | 0 | 0 | 0 | 0 | 0 | 0 | 0 | 0 | 0 | 0 | 0 | 0 | 0 | 0 | 0 | 0 | 0 | 0 | 0 | 0 | 0 | 0
F12_Industrial_Instruments_Existing_Space Heating_Natural Gas_Thermostat - Programmable_A_Achievable Technical Potential | F12 | Industrial | Instruments | Existing | Space Heating | Natural Gas | Thermostat - Programmable | A | Cumulative Winter Peak Savings (MW) | Achievable Technical Potential | 0 | 0 | 0 | 0 | 0 | 0 | 0 | 0 | 0 | 0 | 0 | 0 | 0 | 0 | 0 | 0 | 0 | 0 | 0 | 0 | 0 | 0 | 0 | 0 | 0 | 0 | 0 | 0 | 0 | 0 | 0
F13_Industrial_Instruments_Existing_Space Heating_Natural Gas_Thermostat - Programmable_A_Achievable Technical Potential | F13 | Industrial | Instruments | Existing | Space Heating | Natural Gas | Thermostat - Programmable | A | Purchases (Incremental) | Achievable Technical Potential | 0 | 0 | 0 | 0 | 0 | 14743.518 | 14735.4262 | 14648.5261 | 14656.4457 | 14668.5649 | 14482.2892 | 14442.7139 | 14413.3889 | 14184.5093 | 14238.6662 | 14102.882 | 14104.7122 | 14033.7225 | 13908.5426 | 13925.018 | 13867.4347 | 13813.4997 | 13763.1681 | 13716.3965 | 13673.1425 | 0 | 0 | 0 | 0 | 0 | 0
F14_Industrial_Instruments_Existing_Space Heating_Natural Gas_Thermostat - Programmable_A_Achievable Technical Potential | F14 | Industrial | Instruments | Existing | Space Heating | Natural Gas | Thermostat - Programmable | A | Purchases (Cumulative) | Achievable Technical Potential | 0 | 0 | 0 | 0 | 0 | 14743.518 | 29478.9443 | 44127.4704 | 58783.9161 | 73452.481 | 87934.7701 | 102377.484 | 116790.8729 | 130975.3822 | 145214.0484 | 159316.9304 | 173421.6425 | 187455.3651 | 201363.9077 | 215288.9257 | 229156.3604 | 242969.86 | 256733.0282 | 270449.4247 | 284122.5672 | 284122.5672 | 284122.5672 | 284122.5672 | 284122.5672 | 284122.5672 | 284122.5672
F1_Industrial_Instruments_Existing_Space Heating_Natural Gas_ENERGY STAR Connected Thermostat_A_Achievable Technical Potential | F1 | Industrial | Instruments | Existing | Space Heating | Natural Gas | ENERGY STAR Connected Thermostat | A | Original Unit Energy Savings (kWh or therms) | Achievable Technical Potential | 0 | 0 | 0 | 0 | 0 | 0.015466 | 0.01539 | 0.015297 | 0.015198 | 0.015094 | 0.014989 | 0.014881 | 0.014774 | 0.014667 | 0.014552 | 0.014445 | 0.01434 | 0.014242 | 0.014151 | 0.014062 | 0.013978 | 0.013892 | 0.013815 | 0.013742 | 0.013672 | 0.013608 | 0.013548 | 0.013493 | 0 | 0 | 0
F2_Industrial_Instruments_Existing_Space Heating_Natural Gas_ENERGY STAR Connected Thermostat_A_Achievable Technical Potential | F2 | Industrial | Instruments | Existing | Space Heating | Natural Gas | ENERGY STAR Connected Thermostat | A | Original Unit Summer Peak Savings (kW) | Achievable Technical Potential | 0 | 0 | 0 | 0 | 0 | 0 | 0 | 0 | 0 | 0 | 0 | 0 | 0 | 0 | 0 | 0 | 0 | 0 | 0 | 0 | 0 | 0 | 0 | 0 | 0 | 0 | 0 | 0 | 0 | 0 | 0
F3_Industrial_Instruments_Existing_Space Heating_Natural Gas_ENERGY STAR Connected Thermostat_A_Achievable Technical Potential | F3 | Industrial | Instruments | Existing | Space Heating | Natural Gas | ENERGY STAR Connected Thermostat | A | Original Unit Winter Peak Savings (kW) | Achievable Technical Potential | 0 | 0 | 0 | 0 | 0 | 0 | 0 | 0 | 0 | 0 | 0 | 0 | 0 | 0 | 0 | 0 | 0 | 0 | 0 | 0 | 0 | 0 | 0 | 0 | 0 | 0 | 0 | 0 | 0 | 0 | 0
F4_Industrial_Instruments_Existing_Space Heating_Natural Gas_ENERGY STAR Connected Thermostat_A_Achievable Technical Potential | F4 | Industrial | Instruments | Existing | Space Heating | Natural Gas | ENERGY STAR Connected Thermostat | A | Standalone Impact on Baseline Energy (%) | Achievable Technical Potential | 0% | 0% | 0% | 0% | 0% | 0.06375% | 0.1275% | 0.192% | 0.2557% | 0.3192% | 0.3871% | 0.4519% | 0.5166% | 0.5886% | 0.6502% | 0.7202% | 0.7838% | 0.8515% | 0.923% | 0.9856% | 1.053% | 1.121% | 1.189% | 1.257% | 0.013247 | 0.013286 | 0.013321 | 0.013354 | 0 | 0 | 0
F5_Industrial_Instruments_Existing_Space Heating_Natural Gas_ENERGY STAR Connected Thermostat_A_Achievable Technical Potential | F5 | Industrial | Instruments | Existing | Space Heating | Natural Gas | ENERGY STAR Connected Thermostat | A | Standalone Impact on Baseline Summer Peak (%) | Achievable Technical Potential | 0% | 0% | 0% | 0% | 0% | 0% | 0% | 0% | 0% | 0% | 0% | 0% | 0% | 0% | 0% | 0% | 0% | 0% | 0% | 0% | 0% | 0% | 0% | 0% | 0 | 0 | 0 | 0 | 0 | 0 | 0
F6_Industrial_Instruments_Existing_Space Heating_Natural Gas_ENERGY STAR Connected Thermostat_A_Achievable Technical Potential | F6 | Industrial | Instruments | Existing | Space Heating | Natural Gas | ENERGY STAR Connected Thermostat | A | Standalone Impact on Baseline Winter Peak (%) | Achievable Technical Potential | 0% | 0% | 0% | 0% | 0% | 0% | 0% | 0% | 0% | 0% | 0% | 0% | 0% | 0% | 0% | 0% | 0% | 0% | 0% | 0% | 0% | 0% | 0% | 0% | 0 | 0 | 0 | 0 | 0 | 0 | 0
F7_Industrial_Instruments_Existing_Space Heating_Natural Gas_ENERGY STAR Connected Thermostat_A_Achievable Technical Potential | F7 | Industrial | Instruments | Existing | Space Heating | Natural Gas | ENERGY STAR Connected Thermostat | A | Incremental Energy Savings (MWh or mTherms) | Achievable Technical Potential | 0 | 0 | 0 | 0 | 0 | 0.22802 | 0.22678 | 0.22407 | 0.22275 | 0.22141 | 0.21708 | 0.21493 | 0.21295 | 0.20805 | 0.2072 | 0.20372 | 0.20226 | 0.19987 | 0.19682 | 0.19581 | 0.19384 | 0.1919 | 0.19014 | 0.18849 | 0.18694 | 0 | 0 | 0 | 0 | 0 | 0
F8_Industrial_Instruments_Existing_Space Heating_Natural Gas_ENERGY STAR Connected Thermostat_A_Achievable Technical Potential | F8 | Industrial | Instruments | Existing | Space Heating | Natural Gas | ENERGY STAR Connected Thermostat | A | Incremental Summer Peak Savings (MW) | Achievable Technical Potential | 0 | 0 | 0 | 0 | 0 | 0 | 0 | 0 | 0 | 0 | 0 | 0 | 0 | 0 | 0 | 0 | 0 | 0 | 0 | 0 | 0 | 0 | 0 | 0 | 0 | 0 | 0 | 0 | 0 | 0 | 0
F9_Industrial_Instruments_Existing_Space Heating_Natural Gas_ENERGY STAR Connected Thermostat_A_Achievable Technical Potential | F9 | Industrial | Instruments | Existing | Space Heating | Natural Gas | ENERGY STAR Connected Thermostat | A | Incremental Winter Peak Savings (MW) | Achievable Technical Potential | 0 | 0 | 0 | 0 | 0 | 0 | 0 | 0 | 0 | 0 | 0 | 0 | 0 | 0 | 0 | 0 | 0 | 0 | 0 | 0 | 0 | 0 | 0 | 0 | 0 | 0 | 0 | 0 | 0 | 0 | 0
F10_Industrial_Instruments_Existing_Space Heating_Natural Gas_ENERGY STAR Connected Thermostat_A_Achievable Technical Potential | F10 | Industrial | Instruments | Existing | Space Heating | Natural Gas | ENERGY STAR Connected Thermostat | A | Cumulative Energy Savings (MWh or mTherms) | Achievable Technical Potential | 0 | 0 | 0 | 0 | 0 | 0.22802 | 0.45369 | 0.67501 | 0.89339 | 1.1087 | 1.3181 | 1.5235 | 1.7255 | 1.9211 | 2.1131 | 2.3014 | 2.4868 | 2.6697 | 2.8495 | 3.0274 | 3.2032 | 3.3754 | 3.5467 | 3.7164 | 3.8846 | 3.8663 | 3.8493 | 3.8337 | 0 | 0 | 0
F11_Industrial_Instruments_Existing_Space Heating_Natural Gas_ENERGY STAR Connected Thermostat_A_Achievable Technical Potential | F11 | Industrial | Instruments | Existing | Space Heating | Natural Gas | ENERGY STAR Connected Thermostat | A | Cumulative Summer Peak Savings (MW) | Achievable Technical Potential | 0 | 0 | 0 | 0 | 0 | 0 | 0 | 0 | 0 | 0 | 0 | 0 | 0 | 0 | 0 | 0 | 0 | 0 | 0 | 0 | 0 | 0 | 0 | 0 | 0 | 0 | 0 | 0 | 0 | 0 | 0
F12_Industrial_Instruments_Existing_Space Heating_Natural Gas_ENERGY STAR Connected Thermostat_A_Achievable Technical Potential | F12 | Industrial | Instruments | Existing | Space Heating | Natural Gas | ENERGY STAR Connected Thermostat | A | Cumulative Winter Peak Savings (MW) | Achievable Technical Potential | 0 | 0 | 0 | 0 | 0 | 0 | 0 | 0 | 0 | 0 | 0 | 0 | 0 | 0 | 0 | 0 | 0 | 0 | 0 | 0 | 0 | 0 | 0 | 0 | 0 | 0 | 0 | 0 | 0 | 0 | 0
F13_Industrial_Instruments_Existing_Space Heating_Natural Gas_ENERGY STAR Connected Thermostat_A_Achievable Technical Potential | F13 | Industrial | Instruments | Existing | Space Heating | Natural Gas | ENERGY STAR Connected Thermostat | A | Purchases (Incremental) | Achievable Technical Potential | 0 | 0 | 0 | 0 | 0 | 14743.518 | 14735.4262 | 14648.5261 | 14656.4457 | 14668.5649 | 14482.2892 | 14442.7139 | 14413.3889 | 14184.5093 | 14238.6662 | 14102.882 | 14104.7122 | 14033.7225 | 13908.5426 | 13925.018 | 13867.4347 | 13813.4997 | 13763.1681 | 13716.3965 | 13673.1425 | 0 | 0 | 0 | 0 | 0 | 0
F14_Industrial_Instruments_Existing_Space Heating_Natural Gas_ENERGY STAR Connected Thermostat_A_Achievable Technical Potential | F14 | Industrial | Instruments | Existing | Space Heating | Natural Gas | ENERGY STAR Connected Thermostat | A | Purchases (Cumulative) | Achievable Technical Potential | 0 | 0 | 0 | 0 | 0 | 14743.518 | 29478.9443 | 44127.4704 | 58783.9161 | 73452.481 | 87934.7701 | 102377.484 | 116790.8729 | 130975.3822 | 145214.0484 | 159316.9304 | 173421.6425 | 187455.3651 | 201363.9077 | 215288.9257 | 229156.3604 | 242969.86 | 256733.0282 | 270449.4247 | 284122.5672 | 284122.5672 | 284122.5672 | 284122.5672 | 284122.5672 | 284122.5672 | 284122.5672
F1_Industrial_Instruments_Existing_Space Heating_Natural Gas_Destratification Fans (HVLS)_A_Achievable Technical Potential | F1 | Industrial | Instruments | Existing | Space Heating | Natural Gas | Destratification Fans (HVLS) | A | Original Unit Energy Savings (kWh or therms) | Achievable Technical Potential | 0 | 0 | 0 | 0 | 0 | 0.015466 | 0.01539 | 0.015297 | 0.015198 | 0.015094 | 0.014989 | 0.014881 | 0.014774 | 0.014667 | 0.014552 | 0.014445 | 0.01434 | 0.014242 | 0.014151 | 0.014062 | 0.013978 | 0.013892 | 0.013815 | 0.013742 | 0.013672 | 0.013608 | 0.013548 | 0.013493 | 0 | 0 | 0
F2_Industrial_Instruments_Existing_Space Heating_Natural Gas_Destratification Fans (HVLS)_A_Achievable Technical Potential | F2 | Industrial | Instruments | Existing | Space Heating | Natural Gas | Destratification Fans (HVLS) | A | Original Unit Summer Peak Savings (kW) | Achievable Technical Potential | 0 | 0 | 0 | 0 | 0 | 0 | 0 | 0 | 0 | 0 | 0 | 0 | 0 | 0 | 0 | 0 | 0 | 0 | 0 | 0 | 0 | 0 | 0 | 0 | 0 | 0 | 0 | 0 | 0 | 0 | 0
F3_Industrial_Instruments_Existing_Space Heating_Natural Gas_Destratification Fans (HVLS)_A_Achievable Technical Potential | F3 | Industrial | Instruments | Existing | Space Heating | Natural Gas | Destratification Fans (HVLS) | A | Original Unit Winter Peak Savings (kW) | Achievable Technical Potential | 0 | 0 | 0 | 0 | 0 | 0 | 0 | 0 | 0 | 0 | 0 | 0 | 0 | 0 | 0 | 0 | 0 | 0 | 0 | 0 | 0 | 0 | 0 | 0 | 0 | 0 | 0 | 0 | 0 | 0 | 0
F4_Industrial_Instruments_Existing_Space Heating_Natural Gas_Destratification Fans (HVLS)_A_Achievable Technical Potential | F4 | Industrial | Instruments | Existing | Space Heating | Natural Gas | Destratification Fans (HVLS) | A | Standalone Impact on Baseline Energy (%) | Achievable Technical Potential | 0% | 0% | 0% | 0% | 0% | 0.06375% | 0.1275% | 0.192% | 0.2557% | 0.3192% | 0.3871% | 0.4519% | 0.5166% | 0.5886% | 0.6502% | 0.7202% | 0.7838% | 0.8515% | 0.923% | 0.9856% | 1.053% | 1.121% | 1.189% | 1.257% | 0.013247 | 0.013286 | 0.013321 | 0.013354 | 0 | 0 | 0
F5_Industrial_Instruments_Existing_Space Heating_Natural Gas_Destratification Fans (HVLS)_A_Achievable Technical Potential | F5 | Industrial | Instruments | Existing | Space Heating | Natural Gas | Destratification Fans (HVLS) | A | Standalone Impact on Baseline Summer Peak (%) | Achievable Technical Potential | 0% | 0% | 0% | 0% | 0% | 0% | 0% | 0% | 0% | 0% | 0% | 0% | 0% | 0% | 0% | 0% | 0% | 0% | 0% | 0% | 0% | 0% | 0% | 0% | 0 | 0 | 0 | 0 | 0 | 0 | 0
F6_Industrial_Instruments_Existing_Space Heating_Natural Gas_Destratification Fans (HVLS)_A_Achievable Technical Potential | F6 | Industrial | Instruments | Existing | Space Heating | Natural Gas | Destratification Fans (HVLS) | A | Standalone Impact on Baseline Winter Peak (%) | Achievable Technical Potential | 0% | 0% | 0% | 0% | 0% | 0% | 0% | 0% | 0% | 0% | 0% | 0% | 0% | 0% | 0% | 0% | 0% | 0% | 0% | 0% | 0% | 0% | 0% | 0% | 0 | 0 | 0 | 0 | 0 | 0 | 0
F7_Industrial_Instruments_Existing_Space Heating_Natural Gas_Destratification Fans (HVLS)_A_Achievable Technical Potential | F7 | Industrial | Instruments | Existing | Space Heating | Natural Gas | Destratification Fans (HVLS) | A | Incremental Energy Savings (MWh or mTherms) | Achievable Technical Potential | 0 | 0 | 0 | 0 | 0 | 0.22802 | 0.22678 | 0.22407 | 0.22275 | 0.22141 | 0.21708 | 0.21493 | 0.21295 | 0.20805 | 0.2072 | 0.20372 | 0.20226 | 0.19987 | 0.19682 | 0.19581 | 0.19384 | 0.1919 | 0.19014 | 0.18849 | 0.18694 | 0 | 0 | 0 | 0 | 0 | 0
F8_Industrial_Instruments_Existing_Space Heating_Natural Gas_Destratification Fans (HVLS)_A_Achievable Technical Potential | F8 | Industrial | Instruments | Existing | Space Heating | Natural Gas | Destratification Fans (HVLS) | A | Incremental Summer Peak Savings (MW) | Achievable Technical Potential | 0 | 0 | 0 | 0 | 0 | 0 | 0 | 0 | 0 | 0 | 0 | 0 | 0 | 0 | 0 | 0 | 0 | 0 | 0 | 0 | 0 | 0 | 0 | 0 | 0 | 0 | 0 | 0 | 0 | 0 | 0
F9_Industrial_Instruments_Existing_Space Heating_Natural Gas_Destratification Fans (HVLS)_A_Achievable Technical Potential | F9 | Industrial | Instruments | Existing | Space Heating | Natural Gas | Destratification Fans (HVLS) | A | Incremental Winter Peak Savings (MW) | Achievable Technical Potential | 0 | 0 | 0 | 0 | 0 | 0 | 0 | 0 | 0 | 0 | 0 | 0 | 0 | 0 | 0 | 0 | 0 | 0 | 0 | 0 | 0 | 0 | 0 | 0 | 0 | 0 | 0 | 0 | 0 | 0 | 0
F10_Industrial_Instruments_Existing_Space Heating_Natural Gas_Destratification Fans (HVLS)_A_Achievable Technical Potential | F10 | Industrial | Instruments | Existing | Space Heating | Natural Gas | Destratification Fans (HVLS) | A | Cumulative Energy Savings (MWh or mTherms) | Achievable Technical Potential | 0 | 0 | 0 | 0 | 0 | 0.22802 | 0.45369 | 0.67501 | 0.89339 | 1.1087 | 1.3181 | 1.5235 | 1.7255 | 1.9211 | 2.1131 | 2.3014 | 2.4868 | 2.6697 | 2.8495 | 3.0274 | 3.2032 | 3.3754 | 3.5467 | 3.7164 | 3.8846 | 3.8663 | 3.8493 | 3.8337 | 0 | 0 | 0
F11_Industrial_Instruments_Existing_Space Heating_Natural Gas_Destratification Fans (HVLS)_A_Achievable Technical Potential | F11 | Industrial | Instruments | Existing | Space Heating | Natural Gas | Destratification Fans (HVLS) | A | Cumulative Summer Peak Savings (MW) | Achievable Technical Potential | 0 | 0 | 0 | 0 | 0 | 0 | 0 | 0 | 0 | 0 | 0 | 0 | 0 | 0 | 0 | 0 | 0 | 0 | 0 | 0 | 0 | 0 | 0 | 0 | 0 | 0 | 0 | 0 | 0 | 0 | 0
F12_Industrial_Instruments_Existing_Space Heating_Natural Gas_Destratification Fans (HVLS)_A_Achievable Technical Potential | F12 | Industrial | Instruments | Existing | Space Heating | Natural Gas | Destratification Fans (HVLS) | A | Cumulative Winter Peak Savings (MW) | Achievable Technical Potential | 0 | 0 | 0 | 0 | 0 | 0 | 0 | 0 | 0 | 0 | 0 | 0 | 0 | 0 | 0 | 0 | 0 | 0 | 0 | 0 | 0 | 0 | 0 | 0 | 0 | 0 | 0 | 0 | 0 | 0 | 0
F13_Industrial_Instruments_Existing_Space Heating_Natural Gas_Destratification Fans (HVLS)_A_Achievable Technical Potential | F13 | Industrial | Instruments | Existing | Space Heating | Natural Gas | Destratification Fans (HVLS) | A | Purchases (Incremental) | Achievable Technical Potential | 0 | 0 | 0 | 0 | 0 | 14743.518 | 14735.4262 | 14648.5261 | 14656.4457 | 14668.5649 | 14482.2892 | 14442.7139 | 14413.3889 | 14184.5093 | 14238.6662 | 14102.882 | 14104.7122 | 14033.7225 | 13908.5426 | 13925.018 | 13867.4347 | 13813.4997 | 13763.1681 | 13716.3965 | 13673.1425 | 0 | 0 | 0 | 0 | 0 | 0
F14_Industrial_Instruments_Existing_Space Heating_Natural Gas_Destratification Fans (HVLS)_A_Achievable Technical Potential | F14 | Industrial | Instruments | Existing | Space Heating | Natural Gas | Destratification Fans (HVLS) | A | Purchases (Cumulative) | Achievable Technical Potential | 0 | 0 | 0 | 0 | 0 | 14743.518 | 29478.9443 | 44127.4704 | 58783.9161 | 73452.481 | 87934.7701 | 102377.484 | 116790.8729 | 130975.3822 | 145214.0484 | 159316.9304 | 173421.6425 | 187455.3651 | 201363.9077 | 215288.9257 | 229156.3604 | 242969.86 | 256733.0282 | 270449.4247 | 284122.5672 | 284122.5672 | 284122.5672 | 284122.5672 | 284122.5672 | 284122.5672 | 284122.5672
F1_Industrial_Instruments_Existing_Space Heating_Natural Gas_Gas Boiler - Insulate Steam Lines/Condensate Tank_A_Achievable Technical Potential | F1 | Industrial | Instruments | Existing | Space Heating | Natural Gas | Gas Boiler - Insulate Steam Lines/Condensate Tank | A | Original Unit Energy Savings (kWh or therms) | Achievable Technical Potential | 0 | 0 | 0 | 0 | 0 | 44.1995 | 43.9 | 43.6024 | 43.3032 | 43.0049 | 42.715 | 42.4279 | 42.1439 | 41.8632 | 41.566 | 41.2933 | 41.0236 | 40.7584 | 40.4971 | 40.2352 | 39.9822 | 39.719 | 39.4648 | 39.2187 | 38.9709 | 38.7449 | 38.5386 | 38.3503 | 38.1785 | 38.0217 | 37.8785
F2_Industrial_Instruments_Existing_Space Heating_Natural Gas_Gas Boiler - Insulate Steam Lines/Condensate Tank_A_Achievable Technical Potential | F2 | Industrial | Instruments | Existing | Space Heating | Natural Gas | Gas Boiler - Insulate Steam Lines/Condensate Tank | A | Original Unit Summer Peak Savings (kW) | Achievable Technical Potential | 0 | 0 | 0 | 0 | 0 | 0 | 0 | 0 | 0 | 0 | 0 | 0 | 0 | 0 | 0 | 0 | 0 | 0 | 0 | 0 | 0 | 0 | 0 | 0 | 0 | 0 | 0 | 0 | 0 | 0 | 0
F3_Industrial_Instruments_Existing_Space Heating_Natural Gas_Gas Boiler - Insulate Steam Lines/Condensate Tank_A_Achievable Technical Potential | F3 | Industrial | Instruments | Existing | Space Heating | Natural Gas | Gas Boiler - Insulate Steam Lines/Condensate Tank | A | Original Unit Winter Peak Savings (kW) | Achievable Technical Potential | 0 | 0 | 0 | 0 | 0 | 0 | 0 | 0 | 0 | 0 | 0 | 0 | 0 | 0 | 0 | 0 | 0 | 0 | 0 | 0 | 0 | 0 | 0 | 0 | 0 | 0 | 0 | 0 | 0 | 0 | 0
F4_Industrial_Instruments_Existing_Space Heating_Natural Gas_Gas Boiler - Insulate Steam Lines/Condensate Tank_A_Achievable Technical Potential | F4 | Industrial | Instruments | Existing | Space Heating | Natural Gas | Gas Boiler - Insulate Steam Lines/Condensate Tank | A | Standalone Impact on Baseline Energy (%) | Achievable Technical Potential | 0% | 0% | 0% | 0% | 0% | 0.005115% | 0.01021% | 0.01537% | 0.02045% | 0.02553% | 0.03097% | 0.03617% | 0.04137% | 0.04717% | 0.05214% | 0.0578% | 0.06296% | 0.06842% | 0.07416% | 0.07918% | 0.0846% | 0.09001% | 0.09538% | 0.1007% | 0.0010601 | 0.001062 | 0.0010639 | 0.0010656 | 0 | 0 | 0
F5_Industrial_Instruments_Existing_Space Heating_Natural Gas_Gas Boiler - Insulate Steam Lines/Condensate Tank_A_Achievable Technical Potential | F5 | Industrial | Instruments | Existing | Space Heating | Natural Gas | Gas Boiler - Insulate Steam Lines/Condensate Tank | A | Standalone Impact on Baseline Summer Peak (%) | Achievable Technical Potential | 0% | 0% | 0% | 0% | 0% | 0% | 0% | 0% | 0% | 0% | 0% | 0% | 0% | 0% | 0% | 0% | 0% | 0% | 0% | 0% | 0% | 0% | 0% | 0% | 0 | 0 | 0 | 0 | 0 | 0 | 0
F6_Industrial_Instruments_Existing_Space Heating_Natural Gas_Gas Boiler - Insulate Steam Lines/Condensate Tank_A_Achievable Technical Potential | F6 | Industrial | Instruments | Existing | Space Heating | Natural Gas | Gas Boiler - Insulate Steam Lines/Condensate Tank | A | Standalone Impact on Baseline Winter Peak (%) | Achievable Technical Potential | 0% | 0% | 0% | 0% | 0% | 0% | 0% | 0% | 0% | 0% | 0% | 0% | 0% | 0% | 0% | 0% | 0% | 0% | 0% | 0% | 0% | 0% | 0% | 0% | 0 | 0 | 0 | 0 | 0 | 0 | 0
F7_Industrial_Instruments_Existing_Space Heating_Natural Gas_Gas Boiler - Insulate Steam Lines/Condensate Tank_A_Achievable Technical Potential | F7 | Industrial | Instruments | Existing | Space Heating | Natural Gas | Gas Boiler - Insulate Steam Lines/Condensate Tank | A | Incremental Energy Savings (MWh or mTherms) | Achievable Technical Potential | 0 | 0 | 0 | 0 | 0 | 0.018296 | 0.018162 | 0.017932 | 0.017819 | 0.017711 | 0.017368 | 0.017204 | 0.017054 | 0.016672 | 0.016616 | 0.01635 | 0.016245 | 0.016059 | 0.015814 | 0.01573 | 0.015567 | 0.015404 | 0.01525 | 0.015103 | 0.01496 | 0 | 0 | 0 | 0 | 0 | 0
F8_Industrial_Instruments_Existing_Space Heating_Natural Gas_Gas Boiler - Insulate Steam Lines/Condensate Tank_A_Achievable Technical Potential | F8 | Industrial | Instruments | Existing | Space Heating | Natural Gas | Gas Boiler - Insulate Steam Lines/Condensate Tank | A | Incremental Summer Peak Savings (MW) | Achievable Technical Potential | 0 | 0 | 0 | 0 | 0 | 0 | 0 | 0 | 0 | 0 | 0 | 0 | 0 | 0 | 0 | 0 | 0 | 0 | 0 | 0 | 0 | 0 | 0 | 0 | 0 | 0 | 0 | 0 | 0 | 0 | 0
F9_Industrial_Instruments_Existing_Space Heating_Natural Gas_Gas Boiler - Insulate Steam Lines/Condensate Tank_A_Achievable Technical Potential | F9 | Industrial | Instruments | Existing | Space Heating | Natural Gas | Gas Boiler - Insulate Steam Lines/Condensate Tank | A | Incremental Winter Peak Savings (MW) | Achievable Technical Potential | 0 | 0 | 0 | 0 | 0 | 0 | 0 | 0 | 0 | 0 | 0 | 0 | 0 | 0 | 0 | 0 | 0 | 0 | 0 | 0 | 0 | 0 | 0 | 0 | 0 | 0 | 0 | 0 | 0 | 0 | 0
F10_Industrial_Instruments_Existing_Space Heating_Natural Gas_Gas Boiler - Insulate Steam Lines/Condensate Tank_A_Achievable Technical Potential | F10 | Industrial | Instruments | Existing | Space Heating | Natural Gas | Gas Boiler - Insulate Steam Lines/Condensate Tank | A | Cumulative Energy Savings (MWh or mTherms) | Achievable Technical Potential | 0 | 0 | 0 | 0 | 0 | 0.018296 | 0.036333 | 0.054019 | 0.071468 | 0.088686 | 0.10546 | 0.12195 | 0.13819 | 0.15394 | 0.16946 | 0.1847 | 0.19974 | 0.21451 | 0.22895 | 0.2432 | 0.25723 | 0.27094 | 0.28446 | 0.29779 | 0.31087 | 0.30906 | 0.30742 | 0.30592 | 0.30455 | 0.3033 | 0.30215
F11_Industrial_Instruments_Existing_Space Heating_Natural Gas_Gas Boiler - Insulate Steam Lines/Condensate Tank_A_Achievable Technical Potential | F11 | Industrial | Instruments | Existing | Space Heating | Natural Gas | Gas Boiler - Insulate Steam Lines/Condensate Tank | A | Cumulative Summer Peak Savings (MW) | Achievable Technical Potential | 0 | 0 | 0 | 0 | 0 | 0 | 0 | 0 | 0 | 0 | 0 | 0 | 0 | 0 | 0 | 0 | 0 | 0 | 0 | 0 | 0 | 0 | 0 | 0 | 0 | 0 | 0 | 0 | 0 | 0 | 0
F12_Industrial_Instruments_Existing_Space Heating_Natural Gas_Gas Boiler - Insulate Steam Lines/Condensate Tank_A_Achievable Technical Potential | F12 | Industrial | Instruments | Existing | Space Heating | Natural Gas | Gas Boiler - Insulate Steam Lines/Condensate Tank | A | Cumulative Winter Peak Savings (MW) | Achievable Technical Potential | 0 | 0 | 0 | 0 | 0 | 0 | 0 | 0 | 0 | 0 | 0 | 0 | 0 | 0 | 0 | 0 | 0 | 0 | 0 | 0 | 0 | 0 | 0 | 0 | 0 | 0 | 0 | 0 | 0 | 0 | 0
F13_Industrial_Instruments_Existing_Space Heating_Natural Gas_Gas Boiler - Insulate Steam Lines/Condensate Tank_A_Achievable Technical Potential | F13 | Industrial | Instruments | Existing | Space Heating | Natural Gas | Gas Boiler - Insulate Steam Lines/Condensate Tank | A | Purchases (Incremental) | Achievable Technical Potential | 0 | 0 | 0 | 0 | 0 | 0.41393 | 0.41371 | 0.41127 | 0.41149 | 0.41183 | 0.4066 | 0.40549 | 0.40467 | 0.39824 | 0.39976 | 0.39595 | 0.396 | 0.39401 | 0.39049 | 0.39095 | 0.38934 | 0.38782 | 0.38641 | 0.3851 | 0.38388 | 0 | 0 | 0 | 0 | 0 | 0
F14_Industrial_Instruments_Existing_Space Heating_Natural Gas_Gas Boiler - Insulate Steam Lines/Condensate Tank_A_Achievable Technical Potential | F14 | Industrial | Instruments | Existing | Space Heating | Natural Gas | Gas Boiler - Insulate Steam Lines/Condensate Tank | A | Purchases (Cumulative) | Achievable Technical Potential | 0 | 0 | 0 | 0 | 0 | 0.41393 | 0.82764 | 1.2389 | 1.6504 | 2.0622 | 2.4688 | 2.8743 | 3.279 | 3.6772 | 4.077 | 4.4729 | 4.8689 | 5.2629 | 5.6534 | 6.0444 | 6.4337 | 6.8215 | 7.2079 | 7.593 | 7.9769 | 7.9769 | 7.9769 | 7.9769 | 7.9769 | 7.9769 | 7.9769
F1_Industrial_Instruments_Existing_Process_Natural Gas_Gas Boiler - Insulate Steam Lines/Condensate Tank_A_Achievable Technical Potential | F1 | Industrial | Instruments | Existing | Process | Natural Gas | Gas Boiler - Insulate Steam Lines/Condensate Tank | A | Original Unit Energy Savings (kWh or therms) | Achievable Technical Potential | 0 | 0 | 0 | 0 | 0 | 27.9412 | 27.9412 | 27.9412 | 27.9412 | 27.9412 | 27.9412 | 27.9412 | 27.9412 | 27.9412 | 27.9412 | 27.9412 | 27.9412 | 27.9412 | 27.9412 | 27.9412 | 27.9412 | 27.9412 | 27.9412 | 27.9412 | 27.9412 | 27.9412 | 27.9412 | 27.9412 | 27.9412 | 27.9412 | 27.9412
F2_Industrial_Instruments_Existing_Process_Natural Gas_Gas Boiler - Insulate Steam Lines/Condensate Tank_A_Achievable Technical Potential | F2 | Industrial | Instruments | Existing | Process | Natural Gas | Gas Boiler - Insulate Steam Lines/Condensate Tank | A | Original Unit Summer Peak Savings (kW) | Achievable Technical Potential | 0 | 0 | 0 | 0 | 0 | 0 | 0 | 0 | 0 | 0 | 0 | 0 | 0 | 0 | 0 | 0 | 0 | 0 | 0 | 0 | 0 | 0 | 0 | 0 | 0 | 0 | 0 | 0 | 0 | 0 | 0
F3_Industrial_Instruments_Existing_Process_Natural Gas_Gas Boiler - Insulate Steam Lines/Condensate Tank_A_Achievable Technical Potential | F3 | Industrial | Instruments | Existing | Process | Natural Gas | Gas Boiler - Insulate Steam Lines/Condensate Tank | A | Original Unit Winter Peak Savings (kW) | Achievable Technical Potential | 0 | 0 | 0 | 0 | 0 | 0 | 0 | 0 | 0 | 0 | 0 | 0 | 0 | 0 | 0 | 0 | 0 | 0 | 0 | 0 | 0 | 0 | 0 | 0 | 0 | 0 | 0 | 0 | 0 | 0 | 0
F4_Industrial_Instruments_Existing_Process_Natural Gas_Gas Boiler - Insulate Steam Lines/Condensate Tank_A_Achievable Technical Potential | F4 | Industrial | Instruments | Existing | Process | Natural Gas | Gas Boiler - Insulate Steam Lines/Condensate Tank | A | Standalone Impact on Baseline Energy (%) | Achievable Technical Potential | 0% | 0% | 0% | 0% | 0% | 0.03756% | 0.07514% | 0.1131% | 0.1506% | 0.1881% | 0.2281% | 0.2662% | 0.3043% | 0.3468% | 0.3831% | 0.4243% | 0.4618% | 0.5017% | 0.5438% | 0.5807% | 0.6207% | 0.6607% | 0.7006% | 0.7406% | 0.0078048 | 0.0078276 | 0.0078485 | 0.0078676 | 0 | 0 | 0
F5_Industrial_Instruments_Existing_Process_Natural Gas_Gas Boiler - Insulate Steam Lines/Condensate Tank_A_Achievable Technical Potential | F5 | Industrial | Instruments | Existing | Process | Natural Gas | Gas Boiler - Insulate Steam Lines/Condensate Tank | A | Standalone Impact on Baseline Summer Peak (%) | Achievable Technical Potential | 0% | 0% | 0% | 0% | 0% | 0% | 0% | 0% | 0% | 0% | 0% | 0% | 0% | 0% | 0% | 0% | 0% | 0% | 0% | 0% | 0% | 0% | 0% | 0% | 0 | 0 | 0 | 0 | 0 | 0 | 0
F6_Industrial_Instruments_Existing_Process_Natural Gas_Gas Boiler - Insulate Steam Lines/Condensate Tank_A_Achievable Technical Potential | F6 | Industrial | Instruments | Existing | Process | Natural Gas | Gas Boiler - Insulate Steam Lines/Condensate Tank | A | Standalone Impact on Baseline Winter Peak (%) | Achievable Technical Potential | 0% | 0% | 0% | 0% | 0% | 0% | 0% | 0% | 0% | 0% | 0% | 0% | 0% | 0% | 0% | 0% | 0% | 0% | 0% | 0% | 0% | 0% | 0% | 0% | 0 | 0 | 0 | 0 | 0 | 0 | 0
F7_Industrial_Instruments_Existing_Process_Natural Gas_Gas Boiler - Insulate Steam Lines/Condensate Tank_A_Achievable Technical Potential | F7 | Industrial | Instruments | Existing | Process | Natural Gas | Gas Boiler - Insulate Steam Lines/Condensate Tank | A | Incremental Energy Savings (MWh or mTherms) | Achievable Technical Potential | 0 | 0 | 0 | 0 | 0 | 0.35085 | 0.35065 | 0.34859 | 0.34877 | 0.34906 | 0.34463 | 0.34369 | 0.34299 | 0.33754 | 0.33883 | 0.3356 | 0.33565 | 0.33396 | 0.33098 | 0.33137 | 0.33 | 0.32872 | 0.32752 | 0.3264 | 0.32538 | 0 | 0 | 0 | 0 | 0 | 0
F8_Industrial_Instruments_Existing_Process_Natural Gas_Gas Boiler - Insulate Steam Lines/Condensate Tank_A_Achievable Technical Potential | F8 | Industrial | Instruments | Existing | Process | Natural Gas | Gas Boiler - Insulate Steam Lines/Condensate Tank | A | Incremental Summer Peak Savings (MW) | Achievable Technical Potential | 0 | 0 | 0 | 0 | 0 | 0 | 0 | 0 | 0 | 0 | 0 | 0 | 0 | 0 | 0 | 0 | 0 | 0 | 0 | 0 | 0 | 0 | 0 | 0 | 0 | 0 | 0 | 0 | 0 | 0 | 0
F9_Industrial_Instruments_Existing_Process_Natural Gas_Gas Boiler - Insulate Steam Lines/Condensate Tank_A_Achievable Technical Potential | F9 | Industrial | Instruments | Existing | Process | Natural Gas | Gas Boiler - Insulate Steam Lines/Condensate Tank | A | Incremental Winter Peak Savings (MW) | Achievable Technical Potential | 0 | 0 | 0 | 0 | 0 | 0 | 0 | 0 | 0 | 0 | 0 | 0 | 0 | 0 | 0 | 0 | 0 | 0 | 0 | 0 | 0 | 0 | 0 | 0 | 0 | 0 | 0 | 0 | 0 | 0 | 0
F10_Industrial_Instruments_Existing_Process_Natural Gas_Gas Boiler - Insulate Steam Lines/Condensate Tank_A_Achievable Technical Potential | F10 | Industrial | Instruments | Existing | Process | Natural Gas | Gas Boiler - Insulate Steam Lines/Condensate Tank | A | Cumulative Energy Savings (MWh or mTherms) | Achievable Technical Potential | 0 | 0 | 0 | 0 | 0 | 0.35085 | 0.7015 | 1.0501 | 1.3989 | 1.7479 | 2.0926 | 2.4362 | 2.7792 | 3.1168 | 3.4556 | 3.7912 | 4.1269 | 4.4608 | 4.7918 | 5.1232 | 5.4532 | 5.7819 | 6.1094 | 6.4358 | 6.7612 | 6.7612 | 6.7612 | 6.7612 | 6.7612 | 6.7612 | 6.7612
F11_Industrial_Instruments_Existing_Process_Natural Gas_Gas Boiler - Insulate Steam Lines/Condensate Tank_A_Achievable Technical Potential | F11 | Industrial | Instruments | Existing | Process | Natural Gas | Gas Boiler - Insulate Steam Lines/Condensate Tank | A | Cumulative Summer Peak Savings (MW) | Achievable Technical Potential | 0 | 0 | 0 | 0 | 0 | 0 | 0 | 0 | 0 | 0 | 0 | 0 | 0 | 0 | 0 | 0 | 0 | 0 | 0 | 0 | 0 | 0 | 0 | 0 | 0 | 0 | 0 | 0 | 0 | 0 | 0
F12_Industrial_Instruments_Existing_Process_Natural Gas_Gas Boiler - Insulate Steam Lines/Condensate Tank_A_Achievable Technical Potential | F12 | Industrial | Instruments | Existing | Process | Natural Gas | Gas Boiler - Insulate Steam Lines/Condensate Tank | A | Cumulative Winter Peak Savings (MW) | Achievable Technical Potential | 0 | 0 | 0 | 0 | 0 | 0 | 0 | 0 | 0 | 0 | 0 | 0 | 0 | 0 | 0 | 0 | 0 | 0 | 0 | 0 | 0 | 0 | 0 | 0 | 0 | 0 | 0 | 0 | 0 | 0 | 0
F13_Industrial_Instruments_Existing_Process_Natural Gas_Gas Boiler - Insulate Steam Lines/Condensate Tank_A_Achievable Technical Potential | F13 | Industrial | Instruments | Existing | Process | Natural Gas | Gas Boiler - Insulate Steam Lines/Condensate Tank | A | Purchases (Incremental) | Achievable Technical Potential | 0 | 0 | 0 | 0 | 0 | 12.5566 | 12.5497 | 12.4757 | 12.4824 | 12.4928 | 12.3341 | 12.3004 | 12.2754 | 12.0805 | 12.1266 | 12.011 | 12.0125 | 11.9521 | 11.8455 | 11.8595 | 11.8105 | 11.7645 | 11.7217 | 11.6818 | 11.645 | 0 | 0 | 0 | 0 | 0 | 0
F14_Industrial_Instruments_Existing_Process_Natural Gas_Gas Boiler - Insulate Steam Lines/Condensate Tank_A_Achievable Technical Potential | F14 | Industrial | Instruments | Existing | Process | Natural Gas | Gas Boiler - Insulate Steam Lines/Condensate Tank | A | Purchases (Cumulative) | Achievable Technical Potential | 0 | 0 | 0 | 0 | 0 | 12.5566 | 25.1063 | 37.582 | 50.0644 | 62.5572 | 74.8913 | 87.1917 | 99.4672 | 111.5477 | 123.6743 | 135.6853 | 147.6978 | 159.6499 | 171.4954 | 183.3549 | 195.1654 | 206.9299 | 218.6516 | 230.3334 | 241.9784 | 241.9784 | 241.9784 | 241.9784 | 241.9784 | 241.9784 | 241.9784
F1_Industrial_Instruments_Existing_Space Heating_Natural Gas_Gas Boiler - Insulate Hot Water Lines_A_Achievable Technical Potential | F1 | Industrial | Instruments | Existing | Space Heating | Natural Gas | Gas Boiler - Insulate Hot Water Lines | A | Original Unit Energy Savings (kWh or therms) | Achievable Technical Potential | 0 | 0 | 0 | 0 | 0 | 49.9593 | 49.6208 | 49.2844 | 48.9463 | 48.6091 | 48.2814 | 47.9569 | 47.6359 | 47.3186 | 46.9827 | 46.6744 | 46.3696 | 46.0698 | 45.7744 | 45.4784 | 45.1925 | 44.8949 | 44.6077 | 44.3294 | 44.0494 | 43.7939 | 43.5607 | 43.3479 | 43.1537 | 42.9764 | 42.8146
F2_Industrial_Instruments_Existing_Space Heating_Natural Gas_Gas Boiler - Insulate Hot Water Lines_A_Achievable Technical Potential | F2 | Industrial | Instruments | Existing | Space Heating | Natural Gas | Gas Boiler - Insulate Hot Water Lines | A | Original Unit Summer Peak Savings (kW) | Achievable Technical Potential | 0 | 0 | 0 | 0 | 0 | 0 | 0 | 0 | 0 | 0 | 0 | 0 | 0 | 0 | 0 | 0 | 0 | 0 | 0 | 0 | 0 | 0 | 0 | 0 | 0 | 0 | 0 | 0 | 0 | 0 | 0
F3_Industrial_Instruments_Existing_Space Heating_Natural Gas_Gas Boiler - Insulate Hot Water Lines_A_Achievable Technical Potential | F3 | Industrial | Instruments | Existing | Space Heating | Natural Gas | Gas Boiler - Insulate Hot Water Lines | A | Original Unit Winter Peak Savings (kW) | Achievable Technical Potential | 0 | 0 | 0 | 0 | 0 | 0 | 0 | 0 | 0 | 0 | 0 | 0 | 0 | 0 | 0 | 0 | 0 | 0 | 0 | 0 | 0 | 0 | 0 | 0 | 0 | 0 | 0 | 0 | 0 | 0 | 0
F4_Industrial_Instruments_Existing_Space Heating_Natural Gas_Gas Boiler - Insulate Hot Water Lines_A_Achievable Technical Potential | F4 | Industrial | Instruments | Existing | Space Heating | Natural Gas | Gas Boiler - Insulate Hot Water Lines | A | Standalone Impact on Baseline Energy (%) | Achievable Technical Potential | 0% | 0% | 0% | 0% | 0% | 0.01156% | 0.02309% | 0.03474% | 0.04624% | 0.05772% | 0.07001% | 0.08177% | 0.09352% | 0.1066% | 0.1179% | 0.1307% | 0.1423% | 0.1547% | 0.1676% | 0.179% | 0.1912% | 0.2035% | 0.2156% | 0.2277% | 0.0023965 | 0.0024009 | 0.002405 | 0.0024089 | 0 | 0 | 0
F5_Industrial_Instruments_Existing_Space Heating_Natural Gas_Gas Boiler - Insulate Hot Water Lines_A_Achievable Technical Potential | F5 | Industrial | Instruments | Existing | Space Heating | Natural Gas | Gas Boiler - Insulate Hot Water Lines | A | Standalone Impact on Baseline Summer Peak (%) | Achievable Technical Potential | 0% | 0% | 0% | 0% | 0% | 0% | 0% | 0% | 0% | 0% | 0% | 0% | 0% | 0% | 0% | 0% | 0% | 0% | 0% | 0% | 0% | 0% | 0% | 0% | 0 | 0 | 0 | 0 | 0 | 0 | 0
F6_Industrial_Instruments_Existing_Space Heating_Natural Gas_Gas Boiler - Insulate Hot Water Lines_A_Achievable Technical Potential | F6 | Industrial | Instruments | Existing | Space Heating | Natural Gas | Gas Boiler - Insulate Hot Water Lines | A | Standalone Impact on Baseline Winter Peak (%) | Achievable Technical Potential | 0% | 0% | 0% | 0% | 0% | 0% | 0% | 0% | 0% | 0% | 0% | 0% | 0% | 0% | 0% | 0% | 0% | 0% | 0% | 0% | 0% | 0% | 0% | 0% | 0 | 0 | 0 | 0 | 0 | 0 | 0
F7_Industrial_Instruments_Existing_Space Heating_Natural Gas_Gas Boiler - Insulate Hot Water Lines_A_Achievable Technical Potential | F7 | Industrial | Instruments | Existing | Space Heating | Natural Gas | Gas Boiler - Insulate Hot Water Lines | A | Incremental Energy Savings (MWh or mTherms) | Achievable Technical Potential | 0 | 0 | 0 | 0 | 0 | 0.04136 | 0.041057 | 0.040538 | 0.040282 | 0.040037 | 0.039262 | 0.038892 | 0.038553 | 0.037688 | 0.037564 | 0.036961 | 0.036725 | 0.036304 | 0.035749 | 0.03556 | 0.03519 | 0.034823 | 0.034474 | 0.034142 | 0.03382 | 0 | 0 | 0 | 0 | 0 | 0
F8_Industrial_Instruments_Existing_Space Heating_Natural Gas_Gas Boiler - Insulate Hot Water Lines_A_Achievable Technical Potential | F8 | Industrial | Instruments | Existing | Space Heating | Natural Gas | Gas Boiler - Insulate Hot Water Lines | A | Incremental Summer Peak Savings (MW) | Achievable Technical Potential | 0 | 0 | 0 | 0 | 0 | 0 | 0 | 0 | 0 | 0 | 0 | 0 | 0 | 0 | 0 | 0 | 0 | 0 | 0 | 0 | 0 | 0 | 0 | 0 | 0 | 0 | 0 | 0 | 0 | 0 | 0
F9_Industrial_Instruments_Existing_Space Heating_Natural Gas_Gas Boiler - Insulate Hot Water Lines_A_Achievable Technical Potential | F9 | Industrial | Instruments | Existing | Space Heating | Natural Gas | Gas Boiler - Insulate Hot Water Lines | A | Incremental Winter Peak Savings (MW) | Achievable Technical Potential | 0 | 0 | 0 | 0 | 0 | 0 | 0 | 0 | 0 | 0 | 0 | 0 | 0 | 0 | 0 | 0 | 0 | 0 | 0 | 0 | 0 | 0 | 0 | 0 | 0 | 0 | 0 | 0 | 0 | 0 | 0
F10_Industrial_Instruments_Existing_Space Heating_Natural Gas_Gas Boiler - Insulate Hot Water Lines_A_Achievable Technical Potential | F10 | Industrial | Instruments | Existing | Space Heating | Natural Gas | Gas Boiler - Insulate Hot Water Lines | A | Cumulative Energy Savings (MWh or mTherms) | Achievable Technical Potential | 0 | 0 | 0 | 0 | 0 | 0.04136 | 0.082136 | 0.12212 | 0.16156 | 0.20049 | 0.2384 | 0.27569 | 0.31239 | 0.348 | 0.38309 | 0.41754 | 0.45154 | 0.48492 | 0.51756 | 0.54978 | 0.58151 | 0.6125 | 0.64306 | 0.67319 | 0.70276 | 0.69868 | 0.69496 | 0.69157 | 0.68847 | 0.68564 | 0.68306
F11_Industrial_Instruments_Existing_Space Heating_Natural Gas_Gas Boiler - Insulate Hot Water Lines_A_Achievable Technical Potential | F11 | Industrial | Instruments | Existing | Space Heating | Natural Gas | Gas Boiler - Insulate Hot Water Lines | A | Cumulative Summer Peak Savings (MW) | Achievable Technical Potential | 0 | 0 | 0 | 0 | 0 | 0 | 0 | 0 | 0 | 0 | 0 | 0 | 0 | 0 | 0 | 0 | 0 | 0 | 0 | 0 | 0 | 0 | 0 | 0 | 0 | 0 | 0 | 0 | 0 | 0 | 0
F12_Industrial_Instruments_Existing_Space Heating_Natural Gas_Gas Boiler - Insulate Hot Water Lines_A_Achievable Technical Potential | F12 | Industrial | Instruments | Existing | Space Heating | Natural Gas | Gas Boiler - Insulate Hot Water Lines | A | Cumulative Winter Peak Savings (MW) | Achievable Technical Potential | 0 | 0 | 0 | 0 | 0 | 0 | 0 | 0 | 0 | 0 | 0 | 0 | 0 | 0 | 0 | 0 | 0 | 0 | 0 | 0 | 0 | 0 | 0 | 0 | 0 | 0 | 0 | 0 | 0 | 0 | 0
F13_Industrial_Instruments_Existing_Space Heating_Natural Gas_Gas Boiler - Insulate Hot Water Lines_A_Achievable Technical Potential | F13 | Industrial | Instruments | Existing | Space Heating | Natural Gas | Gas Boiler - Insulate Hot Water Lines | A | Purchases (Incremental) | Achievable Technical Potential | 0 | 0 | 0 | 0 | 0 | 0.82787 | 0.82741 | 0.82253 | 0.82298 | 0.82366 | 0.8132 | 0.81098 | 0.80933 | 0.79648 | 0.79952 | 0.7919 | 0.792 | 0.78801 | 0.78098 | 0.78191 | 0.77867 | 0.77565 | 0.77282 | 0.77019 | 0.76776 | 0 | 0 | 0 | 0 | 0 | 0
F14_Industrial_Instruments_Existing_Space Heating_Natural Gas_Gas Boiler - Insulate Hot Water Lines_A_Achievable Technical Potential | F14 | Industrial | Instruments | Existing | Space Heating | Natural Gas | Gas Boiler - Insulate Hot Water Lines | A | Purchases (Cumulative) | Achievable Technical Potential | 0 | 0 | 0 | 0 | 0 | 0.82787 | 1.6553 | 2.4778 | 3.3008 | 4.1245 | 4.9377 | 5.7486 | 6.558 | 7.3544 | 8.154 | 8.9459 | 9.7379 | 10.5259 | 11.3068 | 12.0888 | 12.8674 | 13.6431 | 14.4159 | 15.1861 | 15.9539 | 15.9539 | 15.9539 | 15.9539 | 15.9539 | 15.9539 | 15.9539
F1_Industrial_Instruments_Existing_Process_Natural Gas_Gas Boiler - Insulate Hot Water Lines_A_Achievable Technical Potential | F1 | Industrial | Instruments | Existing | Process | Natural Gas | Gas Boiler - Insulate Hot Water Lines | A | Original Unit Energy Savings (kWh or therms) | Achievable Technical Potential | 0 | 0 | 0 | 0 | 0 | 31.5823 | 31.5823 | 31.5823 | 31.5823 | 31.5823 | 31.5823 | 31.5823 | 31.5823 | 31.5823 | 31.5823 | 31.5823 | 31.5823 | 31.5823 | 31.5823 | 31.5823 | 31.5823 | 31.5823 | 31.5823 | 31.5823 | 31.5823 | 31.5823 | 31.5823 | 31.5823 | 31.5823 | 31.5823 | 31.5823
F2_Industrial_Instruments_Existing_Process_Natural Gas_Gas Boiler - Insulate Hot Water Lines_A_Achievable Technical Potential | F2 | Industrial | Instruments | Existing | Process | Natural Gas | Gas Boiler - Insulate Hot Water Lines | A | Original Unit Summer Peak Savings (kW) | Achievable Technical Potential | 0 | 0 | 0 | 0 | 0 | 0 | 0 | 0 | 0 | 0 | 0 | 0 | 0 | 0 | 0 | 0 | 0 | 0 | 0 | 0 | 0 | 0 | 0 | 0 | 0 | 0 | 0 | 0 | 0 | 0 | 0
F3_Industrial_Instruments_Existing_Process_Natural Gas_Gas Boiler - Insulate Hot Water Lines_A_Achievable Technical Potential | F3 | Industrial | Instruments | Existing | Process | Natural Gas | Gas Boiler - Insulate Hot Water Lines | A | Original Unit Winter Peak Savings (kW) | Achievable Technical Potential | 0 | 0 | 0 | 0 | 0 | 0 | 0 | 0 | 0 | 0 | 0 | 0 | 0 | 0 | 0 | 0 | 0 | 0 | 0 | 0 | 0 | 0 | 0 | 0 | 0 | 0 | 0 | 0 | 0 | 0 | 0
F4_Industrial_Instruments_Existing_Process_Natural Gas_Gas Boiler - Insulate Hot Water Lines_A_Achievable Technical Potential | F4 | Industrial | Instruments | Existing | Process | Natural Gas | Gas Boiler - Insulate Hot Water Lines | A | Standalone Impact on Baseline Energy (%) | Achievable Technical Potential | 0% | 0% | 0% | 0% | 0% | 0.08491% | 0.1699% | 0.2558% | 0.3406% | 0.4252% | 0.5156% | 0.6019% | 0.688% | 0.784% | 0.866% | 0.9592% | 1.044% | 1.134% | 1.229% | 1.313% | 1.403% | 1.493% | 1.584% | 1.674% | 0.017644 | 0.017695 | 0.017743 | 0.017786 | 0 | 0 | 0
F5_Industrial_Instruments_Existing_Process_Natural Gas_Gas Boiler - Insulate Hot Water Lines_A_Achievable Technical Potential | F5 | Industrial | Instruments | Existing | Process | Natural Gas | Gas Boiler - Insulate Hot Water Lines | A | Standalone Impact on Baseline Summer Peak (%) | Achievable Technical Potential | 0% | 0% | 0% | 0% | 0% | 0% | 0% | 0% | 0% | 0% | 0% | 0% | 0% | 0% | 0% | 0% | 0% | 0% | 0% | 0% | 0% | 0% | 0% | 0% | 0 | 0 | 0 | 0 | 0 | 0 | 0
F6_Industrial_Instruments_Existing_Process_Natural Gas_Gas Boiler - Insulate Hot Water Lines_A_Achievable Technical Potential | F6 | Industrial | Instruments | Existing | Process | Natural Gas | Gas Boiler - Insulate Hot Water Lines | A | Standalone Impact on Baseline Winter Peak (%) | Achievable Technical Potential | 0% | 0% | 0% | 0% | 0% | 0% | 0% | 0% | 0% | 0% | 0% | 0% | 0% | 0% | 0% | 0% | 0% | 0% | 0% | 0% | 0% | 0% | 0% | 0% | 0 | 0 | 0 | 0 | 0 | 0 | 0
F7_Industrial_Instruments_Existing_Process_Natural Gas_Gas Boiler - Insulate Hot Water Lines_A_Achievable Technical Potential | F7 | Industrial | Instruments | Existing | Process | Natural Gas | Gas Boiler - Insulate Hot Water Lines | A | Incremental Energy Savings (MWh or mTherms) | Achievable Technical Potential | 0 | 0 | 0 | 0 | 0 | 0.79313 | 0.7927 | 0.78802 | 0.78845 | 0.7891 | 0.77908 | 0.77695 | 0.77537 | 0.76306 | 0.76597 | 0.75867 | 0.75877 | 0.75495 | 0.74822 | 0.7491 | 0.746 | 0.7431 | 0.7404 | 0.73788 | 0.73555 | 0 | 0 | 0 | 0 | 0 | 0
F8_Industrial_Instruments_Existing_Process_Natural Gas_Gas Boiler - Insulate Hot Water Lines_A_Achievable Technical Potential | F8 | Industrial | Instruments | Existing | Process | Natural Gas | Gas Boiler - Insulate Hot Water Lines | A | Incremental Summer Peak Savings (MW) | Achievable Technical Potential | 0 | 0 | 0 | 0 | 0 | 0 | 0 | 0 | 0 | 0 | 0 | 0 | 0 | 0 | 0 | 0 | 0 | 0 | 0 | 0 | 0 | 0 | 0 | 0 | 0 | 0 | 0 | 0 | 0 | 0 | 0
F9_Industrial_Instruments_Existing_Process_Natural Gas_Gas Boiler - Insulate Hot Water Lines_A_Achievable Technical Potential | F9 | Industrial | Instruments | Existing | Process | Natural Gas | Gas Boiler - Insulate Hot Water Lines | A | Incremental Winter Peak Savings (MW) | Achievable Technical Potential | 0 | 0 | 0 | 0 | 0 | 0 | 0 | 0 | 0 | 0 | 0 | 0 | 0 | 0 | 0 | 0 | 0 | 0 | 0 | 0 | 0 | 0 | 0 | 0 | 0 | 0 | 0 | 0 | 0 | 0 | 0
F10_Industrial_Instruments_Existing_Process_Natural Gas_Gas Boiler - Insulate Hot Water Lines_A_Achievable Technical Potential | F10 | Industrial | Instruments | Existing | Process | Natural Gas | Gas Boiler - Insulate Hot Water Lines | A | Cumulative Energy Savings (MWh or mTherms) | Achievable Technical Potential | 0 | 0 | 0 | 0 | 0 | 0.79313 | 1.5858 | 2.3739 | 3.1623 | 3.9514 | 4.7305 | 5.5074 | 6.2828 | 7.0459 | 7.8119 | 8.5705 | 9.3293 | 10.0842 | 10.8325 | 11.5816 | 12.3276 | 13.0707 | 13.8111 | 14.5489 | 15.2845 | 15.2845 | 15.2845 | 15.2845 | 15.2845 | 15.2845 | 15.2845
F11_Industrial_Instruments_Existing_Process_Natural Gas_Gas Boiler - Insulate Hot Water Lines_A_Achievable Technical Potential | F11 | Industrial | Instruments | Existing | Process | Natural Gas | Gas Boiler - Insulate Hot Water Lines | A | Cumulative Summer Peak Savings (MW) | Achievable Technical Potential | 0 | 0 | 0 | 0 | 0 | 0 | 0 | 0 | 0 | 0 | 0 | 0 | 0 | 0 | 0 | 0 | 0 | 0 | 0 | 0 | 0 | 0 | 0 | 0 | 0 | 0 | 0 | 0 | 0 | 0 | 0
F12_Industrial_Instruments_Existing_Process_Natural Gas_Gas Boiler - Insulate Hot Water Lines_A_Achievable Technical Potential | F12 | Industrial | Instruments | Existing | Process | Natural Gas | Gas Boiler - Insulate Hot Water Lines | A | Cumulative Winter Peak Savings (MW) | Achievable Technical Potential | 0 | 0 | 0 | 0 | 0 | 0 | 0 | 0 | 0 | 0 | 0 | 0 | 0 | 0 | 0 | 0 | 0 | 0 | 0 | 0 | 0 | 0 | 0 | 0 | 0 | 0 | 0 | 0 | 0 | 0 | 0
F13_Industrial_Instruments_Existing_Process_Natural Gas_Gas Boiler - Insulate Hot Water Lines_A_Achievable Technical Potential | F13 | Industrial | Instruments | Existing | Process | Natural Gas | Gas Boiler - Insulate Hot Water Lines | A | Purchases (Incremental) | Achievable Technical Potential | 0 | 0 | 0 | 0 | 0 | 25.1132 | 25.0994 | 24.9514 | 24.9649 | 24.9855 | 24.6682 | 24.6008 | 24.5509 | 24.161 | 24.2533 | 24.022 | 24.0251 | 23.9042 | 23.6909 | 23.719 | 23.6209 | 23.5291 | 23.4433 | 23.3637 | 23.29 | 0 | 0 | 0 | 0 | 0 | 0
F14_Industrial_Instruments_Existing_Process_Natural Gas_Gas Boiler - Insulate Hot Water Lines_A_Achievable Technical Potential | F14 | Industrial | Instruments | Existing | Process | Natural Gas | Gas Boiler - Insulate Hot Water Lines | A | Purchases (Cumulative) | Achievable Technical Potential | 0 | 0 | 0 | 0 | 0 | 25.1132 | 50.2126 | 75.164 | 100.1289 | 125.1144 | 149.7826 | 174.3835 | 198.9343 | 223.0954 | 247.3486 | 271.3706 | 295.3957 | 319.2999 | 342.9908 | 366.7098 | 390.3307 | 413.8598 | 437.3031 | 460.6668 | 483.9568 | 483.9568 | 483.9568 | 483.9568 | 483.9568 | 483.9568 | 483.9568
F1_Industrial_Instruments_Existing_Process_Natural Gas_Process - Insulate Heated Process Fluids_A_Achievable Technical Potential | F1 | Industrial | Instruments | Existing | Process | Natural Gas | Process - Insulate Heated Process Fluids | A | Original Unit Energy Savings (kWh or therms) | Achievable Technical Potential | 0 | 0 | 0 | 0 | 0 | 9.2315 | 9.2315 | 9.2315 | 9.2315 | 9.2315 | 9.2315 | 9.2315 | 9.2315 | 9.2315 | 9.2315 | 9.2315 | 9.2315 | 9.2315 | 9.2315 | 9.2315 | 9.2315 | 9.2315 | 9.2315 | 9.2315 | 9.2315 | 9.2315 | 9.2315 | 9.2315 | 9.2315 | 9.2315 | 9.2315
F2_Industrial_Instruments_Existing_Process_Natural Gas_Process - Insulate Heated Process Fluids_A_Achievable Technical Potential | F2 | Industrial | Instruments | Existing | Process | Natural Gas | Process - Insulate Heated Process Fluids | A | Original Unit Summer Peak Savings (kW) | Achievable Technical Potential | 0 | 0 | 0 | 0 | 0 | 0 | 0 | 0 | 0 | 0 | 0 | 0 | 0 | 0 | 0 | 0 | 0 | 0 | 0 | 0 | 0 | 0 | 0 | 0 | 0 | 0 | 0 | 0 | 0 | 0 | 0
F3_Industrial_Instruments_Existing_Process_Natural Gas_Process - Insulate Heated Process Fluids_A_Achievable Technical Potential | F3 | Industrial | Instruments | Existing | Process | Natural Gas | Process - Insulate Heated Process Fluids | A | Original Unit Winter Peak Savings (kW) | Achievable Technical Potential | 0 | 0 | 0 | 0 | 0 | 0 | 0 | 0 | 0 | 0 | 0 | 0 | 0 | 0 | 0 | 0 | 0 | 0 | 0 | 0 | 0 | 0 | 0 | 0 | 0 | 0 | 0 | 0 | 0 | 0 | 0
F4_Industrial_Instruments_Existing_Process_Natural Gas_Process - Insulate Heated Process Fluids_A_Achievable Technical Potential | F4 | Industrial | Instruments | Existing | Process | Natural Gas | Process - Insulate Heated Process Fluids | A | Standalone Impact on Baseline Energy (%) | Achievable Technical Potential | 0% | 0% | 0% | 0% | 0% | 0.02715% | 0.05431% | 0.08177% | 0.1089% | 0.1359% | 0.1621% | 0.1821% | 0.1981% | 0.2138% | 0.223% | 0.2332% | 0.2395% | 0.2459% | 0.2522% | 0.2552% | 0.2588% | 0.2599% | 0.2608% | 0.2617% | 0.0026255 | 0.0026331 | 0.0026402 | 0.0026466 | 0 | 0 | 0
F5_Industrial_Instruments_Existing_Process_Natural Gas_Process - Insulate Heated Process Fluids_A_Achievable Technical Potential | F5 | Industrial | Instruments | Existing | Process | Natural Gas | Process - Insulate Heated Process Fluids | A | Standalone Impact on Baseline Summer Peak (%) | Achievable Technical Potential | 0% | 0% | 0% | 0% | 0% | 0% | 0% | 0% | 0% | 0% | 0% | 0% | 0% | 0% | 0% | 0% | 0% | 0% | 0% | 0% | 0% | 0% | 0% | 0% | 0 | 0 | 0 | 0 | 0 | 0 | 0
F6_Industrial_Instruments_Existing_Process_Natural Gas_Process - Insulate Heated Process Fluids_A_Achievable Technical Potential | F6 | Industrial | Instruments | Existing | Process | Natural Gas | Process - Insulate Heated Process Fluids | A | Standalone Impact on Baseline Winter Peak (%) | Achievable Technical Potential | 0% | 0% | 0% | 0% | 0% | 0% | 0% | 0% | 0% | 0% | 0% | 0% | 0% | 0% | 0% | 0% | 0% | 0% | 0% | 0% | 0% | 0% | 0% | 0% | 0 | 0 | 0 | 0 | 0 | 0 | 0
F7_Industrial_Instruments_Existing_Process_Natural Gas_Process - Insulate Heated Process Fluids_A_Achievable Technical Potential | F7 | Industrial | Instruments | Existing | Process | Natural Gas | Process - Insulate Heated Process Fluids | A | Incremental Energy Savings (MWh or mTherms) | Achievable Technical Potential | 0 | 0 | 0 | 0 | 0 | 0.25357 | 0.25343 | 0.25193 | 0.25207 | 0.25228 | 0.22417 | 0.17884 | 0.14278 | 0.11241 | 0.090274 | 0.07153 | 0.057232 | 0.045555 | 0.036119 | 0.028929 | 0.023048 | 0.00015659 | 5.5722e-05 | 1.8932e-05 | 6.1539e-06 | 5.2156e-06 | 5.2017e-06 | 5.1891e-06 | 5.1777e-06 | 5.1677e-06 | 5.1589e-06
F8_Industrial_Instruments_Existing_Process_Natural Gas_Process - Insulate Heated Process Fluids_A_Achievable Technical Potential | F8 | Industrial | Instruments | Existing | Process | Natural Gas | Process - Insulate Heated Process Fluids | A | Incremental Summer Peak Savings (MW) | Achievable Technical Potential | 0 | 0 | 0 | 0 | 0 | 0 | 0 | 0 | 0 | 0 | 0 | 0 | 0 | 0 | 0 | 0 | 0 | 0 | 0 | 0 | 0 | 0 | 0 | 0 | 0 | 0 | 0 | 0 | 0 | 0 | 0
F9_Industrial_Instruments_Existing_Process_Natural Gas_Process - Insulate Heated Process Fluids_A_Achievable Technical Potential | F9 | Industrial | Instruments | Existing | Process | Natural Gas | Process - Insulate Heated Process Fluids | A | Incremental Winter Peak Savings (MW) | Achievable Technical Potential | 0 | 0 | 0 | 0 | 0 | 0 | 0 | 0 | 0 | 0 | 0 | 0 | 0 | 0 | 0 | 0 | 0 | 0 | 0 | 0 | 0 | 0 | 0 | 0 | 0 | 0 | 0 | 0 | 0 | 0 | 0
F10_Industrial_Instruments_Existing_Process_Natural Gas_Process - Insulate Heated Process Fluids_A_Achievable Technical Potential | F10 | Industrial | Instruments | Existing | Process | Natural Gas | Process - Insulate Heated Process Fluids | A | Cumulative Energy Savings (MWh or mTherms) | Achievable Technical Potential | 0 | 0 | 0 | 0 | 0 | 0.25357 | 0.50699 | 0.75893 | 1.011 | 1.2633 | 1.4874 | 1.6663 | 1.8091 | 1.9215 | 2.0117 | 2.0833 | 2.1405 | 2.1861 | 2.2222 | 2.2511 | 2.2742 | 2.2743 | 2.2744 | 2.2744 | 2.2744 | 2.2744 | 2.2744 | 2.2744 | 2.2744 | 2.2744 | 2.2744
F11_Industrial_Instruments_Existing_Process_Natural Gas_Process - Insulate Heated Process Fluids_A_Achievable Technical Potential | F11 | Industrial | Instruments | Existing | Process | Natural Gas | Process - Insulate Heated Process Fluids | A | Cumulative Summer Peak Savings (MW) | Achievable Technical Potential | 0 | 0 | 0 | 0 | 0 | 0 | 0 | 0 | 0 | 0 | 0 | 0 | 0 | 0 | 0 | 0 | 0 | 0 | 0 | 0 | 0 | 0 | 0 | 0 | 0 | 0 | 0 | 0 | 0 | 0 | 0
F12_Industrial_Instruments_Existing_Process_Natural Gas_Process - Insulate Heated Process Fluids_A_Achievable Technical Potential | F12 | Industrial | Instruments | Existing | Process | Natural Gas | Process - Insulate Heated Process Fluids | A | Cumulative Winter Peak Savings (MW) | Achievable Technical Potential | 0 | 0 | 0 | 0 | 0 | 0 | 0 | 0 | 0 | 0 | 0 | 0 | 0 | 0 | 0 | 0 | 0 | 0 | 0 | 0 | 0 | 0 | 0 | 0 | 0 | 0 | 0 | 0 | 0 | 0 | 0
F13_Industrial_Instruments_Existing_Process_Natural Gas_Process - Insulate Heated Process Fluids_A_Achievable Technical Potential | F13 | Industrial | Instruments | Existing | Process | Natural Gas | Process - Insulate Heated Process Fluids | A | Purchases (Incremental) | Achievable Technical Potential | 0 | 0 | 0 | 0 | 0 | 27.4675 | 27.4524 | 27.2905 | 27.3052 | 27.3278 | 24.2827 | 19.3731 | 15.467 | 12.1771 | 9.7789 | 7.7485 | 6.1996 | 4.9347 | 3.9126 | 3.1338 | 2.4966 | 0.016963 | 0.0060361 | 0.0020508 | 0.00066662 | 0.00056497 | 0.00056347 | 0.0005621 | 0.00056088 | 0.00055979 | 0.00055884
F14_Industrial_Instruments_Existing_Process_Natural Gas_Process - Insulate Heated Process Fluids_A_Achievable Technical Potential | F14 | Industrial | Instruments | Existing | Process | Natural Gas | Process - Insulate Heated Process Fluids | A | Purchases (Cumulative) | Achievable Technical Potential | 0 | 0 | 0 | 0 | 0 | 27.4675 | 54.9198 | 82.2103 | 109.5156 | 136.8434 | 161.1261 | 180.4992 | 195.9661 | 208.1433 | 217.9221 | 225.6706 | 231.8702 | 236.805 | 240.7175 | 243.8513 | 246.3479 | 246.3649 | 246.3709 | 246.373 | 246.3736 | 246.3742 | 246.3748 | 246.3753 | 246.3759 | 246.3764 | 246.377
F1_Industrial_Instruments_Existing_Process_Natural Gas_Process Heat Recovery_A_Achievable Technical Potential | F1 | Industrial | Instruments | Existing | Process | Natural Gas | Process Heat Recovery | A | Original Unit Energy Savings (kWh or therms) | Achievable Technical Potential | 0 | 0 | 0 | 0 | 0 | 0.14017 | 0.14017 | 0.14017 | 0.14017 | 0.14017 | 0.14017 | 0.14017 | 0.14017 | 0.14017 | 0.14017 | 0.14017 | 0.14017 | 0.14017 | 0.14017 | 0.14017 | 0.14017 | 0.14017 | 0.14017 | 0.14017 | 0.14017 | 0.14017 | 0.14017 | 0.14017 | 0 | 0 | 0
F2_Industrial_Instruments_Existing_Process_Natural Gas_Process Heat Recovery_A_Achievable Technical Potential | F2 | Industrial | Instruments | Existing | Process | Natural Gas | Process Heat Recovery | A | Original Unit Summer Peak Savings (kW) | Achievable Technical Potential | 0 | 0 | 0 | 0 | 0 | 0 | 0 | 0 | 0 | 0 | 0 | 0 | 0 | 0 | 0 | 0 | 0 | 0 | 0 | 0 | 0 | 0 | 0 | 0 | 0 | 0 | 0 | 0 | 0 | 0 | 0
F3_Industrial_Instruments_Existing_Process_Natural Gas_Process Heat Recovery_A_Achievable Technical Potential | F3 | Industrial | Instruments | Existing | Process | Natural Gas | Process Heat Recovery | A | Original Unit Winter Peak Savings (kW) | Achievable Technical Potential | 0 | 0 | 0 | 0 | 0 | 0 | 0 | 0 | 0 | 0 | 0 | 0 | 0 | 0 | 0 | 0 | 0 | 0 | 0 | 0 | 0 | 0 | 0 | 0 | 0 | 0 | 0 | 0 | 0 | 0 | 0
F4_Industrial_Instruments_Existing_Process_Natural Gas_Process Heat Recovery_A_Achievable Technical Potential | F4 | Industrial | Instruments | Existing | Process | Natural Gas | Process Heat Recovery | A | Standalone Impact on Baseline Energy (%) | Achievable Technical Potential | 0% | 0% | 0% | 0% | 0% | 0.01484% | 0.02968% | 0.0447% | 0.05951% | 0.0743% | 0.08861% | 0.09954% | 0.1083% | 0.1169% | 0.1219% | 0.1274% | 0.1309% | 0.1344% | 0.1378% | 0.1395% | 0.1415% | 0.142% | 0.1426% | 0.1431% | 0.0014351 | 0.0014393 | 0.0014431 | 0.0014466 | 0 | 0 | 0
F5_Industrial_Instruments_Existing_Process_Natural Gas_Process Heat Recovery_A_Achievable Technical Potential | F5 | Industrial | Instruments | Existing | Process | Natural Gas | Process Heat Recovery | A | Standalone Impact on Baseline Summer Peak (%) | Achievable Technical Potential | 0% | 0% | 0% | 0% | 0% | 0% | 0% | 0% | 0% | 0% | 0% | 0% | 0% | 0% | 0% | 0% | 0% | 0% | 0% | 0% | 0% | 0% | 0% | 0% | 0 | 0 | 0 | 0 | 0 | 0 | 0
F6_Industrial_Instruments_Existing_Process_Natural Gas_Process Heat Recovery_A_Achievable Technical Potential | F6 | Industrial | Instruments | Existing | Process | Natural Gas | Process Heat Recovery | A | Standalone Impact on Baseline Winter Peak (%) | Achievable Technical Potential | 0% | 0% | 0% | 0% | 0% | 0% | 0% | 0% | 0% | 0% | 0% | 0% | 0% | 0% | 0% | 0% | 0% | 0% | 0% | 0% | 0% | 0% | 0% | 0% | 0 | 0 | 0 | 0 | 0 | 0 | 0
F7_Industrial_Instruments_Existing_Process_Natural Gas_Process Heat Recovery_A_Achievable Technical Potential | F7 | Industrial | Instruments | Existing | Process | Natural Gas | Process Heat Recovery | A | Incremental Energy Savings (MWh or mTherms) | Achievable Technical Potential | 0 | 0 | 0 | 0 | 0 | 0.1386 | 0.13852 | 0.13771 | 0.13778 | 0.13789 | 0.12253 | 0.097755 | 0.078046 | 0.061445 | 0.049344 | 0.039099 | 0.031283 | 0.0249 | 0.019743 | 0.015813 | 0.012598 | 8.5593e-05 | 3.0458e-05 | 1.0348e-05 | 3.3637e-06 | 2.8508e-06 | 2.8432e-06 | 2.8363e-06 | 0 | 0 | 0
F8_Industrial_Instruments_Existing_Process_Natural Gas_Process Heat Recovery_A_Achievable Technical Potential | F8 | Industrial | Instruments | Existing | Process | Natural Gas | Process Heat Recovery | A | Incremental Summer Peak Savings (MW) | Achievable Technical Potential | 0 | 0 | 0 | 0 | 0 | 0 | 0 | 0 | 0 | 0 | 0 | 0 | 0 | 0 | 0 | 0 | 0 | 0 | 0 | 0 | 0 | 0 | 0 | 0 | 0 | 0 | 0 | 0 | 0 | 0 | 0
F9_Industrial_Instruments_Existing_Process_Natural Gas_Process Heat Recovery_A_Achievable Technical Potential | F9 | Industrial | Instruments | Existing | Process | Natural Gas | Process Heat Recovery | A | Incremental Winter Peak Savings (MW) | Achievable Technical Potential | 0 | 0 | 0 | 0 | 0 | 0 | 0 | 0 | 0 | 0 | 0 | 0 | 0 | 0 | 0 | 0 | 0 | 0 | 0 | 0 | 0 | 0 | 0 | 0 | 0 | 0 | 0 | 0 | 0 | 0 | 0
F10_Industrial_Instruments_Existing_Process_Natural Gas_Process Heat Recovery_A_Achievable Technical Potential | F10 | Industrial | Instruments | Existing | Process | Natural Gas | Process Heat Recovery | A | Cumulative Energy Savings (MWh or mTherms) | Achievable Technical Potential | 0 | 0 | 0 | 0 | 0 | 0.1386 | 0.27712 | 0.41483 | 0.55261 | 0.6905 | 0.81303 | 0.91079 | 0.98883 | 1.0503 | 1.0996 | 1.1387 | 1.17 | 1.1949 | 1.2146 | 1.2305 | 1.2431 | 1.2431 | 1.2432 | 1.2432 | 1.2432 | 1.2432 | 1.2432 | 1.2432 | 0 | 0 | 0
F11_Industrial_Instruments_Existing_Process_Natural Gas_Process Heat Recovery_A_Achievable Technical Potential | F11 | Industrial | Instruments | Existing | Process | Natural Gas | Process Heat Recovery | A | Cumulative Summer Peak Savings (MW) | Achievable Technical Potential | 0 | 0 | 0 | 0 | 0 | 0 | 0 | 0 | 0 | 0 | 0 | 0 | 0 | 0 | 0 | 0 | 0 | 0 | 0 | 0 | 0 | 0 | 0 | 0 | 0 | 0 | 0 | 0 | 0 | 0 | 0
F12_Industrial_Instruments_Existing_Process_Natural Gas_Process Heat Recovery_A_Achievable Technical Potential | F12 | Industrial | Instruments | Existing | Process | Natural Gas | Process Heat Recovery | A | Cumulative Winter Peak Savings (MW) | Achievable Technical Potential | 0 | 0 | 0 | 0 | 0 | 0 | 0 | 0 | 0 | 0 | 0 | 0 | 0 | 0 | 0 | 0 | 0 | 0 | 0 | 0 | 0 | 0 | 0 | 0 | 0 | 0 | 0 | 0 | 0 | 0 | 0
F13_Industrial_Instruments_Existing_Process_Natural Gas_Process Heat Recovery_A_Achievable Technical Potential | F13 | Industrial | Instruments | Existing | Process | Natural Gas | Process Heat Recovery | A | Purchases (Incremental) | Achievable Technical Potential | 0 | 0 | 0 | 0 | 0 | 988.8284 | 988.2857 | 982.4574 | 982.9886 | 983.8014 | 874.1773 | 697.4308 | 556.8117 | 438.3758 | 352.0396 | 278.946 | 223.1857 | 177.65 | 140.8523 | 112.8153 | 89.879 | 0.61066 | 0.2173 | 0.073827 | 0.023998 | 0.020339 | 0.020285 | 0.020236 | 9.3059e-07 | 9.3059e-07 | 9.3059e-07
F14_Industrial_Instruments_Existing_Process_Natural Gas_Process Heat Recovery_A_Achievable Technical Potential | F14 | Industrial | Instruments | Existing | Process | Natural Gas | Process Heat Recovery | A | Purchases (Cumulative) | Achievable Technical Potential | 0 | 0 | 0 | 0 | 0 | 988.8284 | 1977.1141 | 2959.5715 | 3942.56 | 4926.3614 | 5800.5387 | 6497.9695 | 7054.7813 | 7493.1571 | 7845.1967 | 8124.1427 | 8347.3284 | 8524.9784 | 8665.8307 | 8778.646 | 8868.525 | 8869.1356 | 8869.3529 | 8869.4268 | 8869.4508 | 8869.4711 | 8869.4914 | 8869.5116 | 8869.5116 | 8869.5116 | 8869.5116
F1_Industrial_Instruments_Existing_Space Heating_Natural Gas_Building Automation System_A_Achievable Technical Potential | F1 | Industrial | Instruments | Existing | Space Heating | Natural Gas | Building Automation System | A | Original Unit Energy Savings (kWh or therms) | Achievable Technical Potential | 0 | 0 | 0 | 0 | 0 | 0.015466 | 0.01539 | 0.015297 | 0.015198 | 0.015094 | 0.014989 | 0.014881 | 0.014774 | 0.014667 | 0.014552 | 0.014445 | 0.01434 | 0.014242 | 0.014151 | 0.014062 | 0.013978 | 0.013892 | 0.013815 | 0.013742 | 0.013672 | 0.013608 | 0.013548 | 0.013493 | 0 | 0 | 0
F2_Industrial_Instruments_Existing_Space Heating_Natural Gas_Building Automation System_A_Achievable Technical Potential | F2 | Industrial | Instruments | Existing | Space Heating | Natural Gas | Building Automation System | A | Original Unit Summer Peak Savings (kW) | Achievable Technical Potential | 0 | 0 | 0 | 0 | 0 | 0 | 0 | 0 | 0 | 0 | 0 | 0 | 0 | 0 | 0 | 0 | 0 | 0 | 0 | 0 | 0 | 0 | 0 | 0 | 0 | 0 | 0 | 0 | 0 | 0 | 0
F3_Industrial_Instruments_Existing_Space Heating_Natural Gas_Building Automation System_A_Achievable Technical Potential | F3 | Industrial | Instruments | Existing | Space Heating | Natural Gas | Building Automation System | A | Original Unit Winter Peak Savings (kW) | Achievable Technical Potential | 0 | 0 | 0 | 0 | 0 | 0 | 0 | 0 | 0 | 0 | 0 | 0 | 0 | 0 | 0 | 0 | 0 | 0 | 0 | 0 | 0 | 0 | 0 | 0 | 0 | 0 | 0 | 0 | 0 | 0 | 0
F4_Industrial_Instruments_Existing_Space Heating_Natural Gas_Building Automation System_A_Achievable Technical Potential | F4 | Industrial | Instruments | Existing | Space Heating | Natural Gas | Building Automation System | A | Standalone Impact on Baseline Energy (%) | Achievable Technical Potential | 0% | 0% | 0% | 0% | 0% | 0.01308% | 0.03923% | 0.08588% | 0.1613% | 0.2758% | 0.4435% | 0.668% | 0.9588% | 1.332% | 1.749% | 2.24% | 2.743% | 3.263% | 3.77% | 4.184% | 4.549% | 4.832% | 5.033% | 5.167% | 0.052602 | 0.052755 | 0.052896 | 0.053025 | 0 | 0 | 0
F5_Industrial_Instruments_Existing_Space Heating_Natural Gas_Building Automation System_A_Achievable Technical Potential | F5 | Industrial | Instruments | Existing | Space Heating | Natural Gas | Building Automation System | A | Standalone Impact on Baseline Summer Peak (%) | Achievable Technical Potential | 0% | 0% | 0% | 0% | 0% | 0% | 0% | 0% | 0% | 0% | 0% | 0% | 0% | 0% | 0% | 0% | 0% | 0% | 0% | 0% | 0% | 0% | 0% | 0% | 0 | 0 | 0 | 0 | 0 | 0 | 0
F6_Industrial_Instruments_Existing_Space Heating_Natural Gas_Building Automation System_A_Achievable Technical Potential | F6 | Industrial | Instruments | Existing | Space Heating | Natural Gas | Building Automation System | A | Standalone Impact on Baseline Winter Peak (%) | Achievable Technical Potential | 0% | 0% | 0% | 0% | 0% | 0% | 0% | 0% | 0% | 0% | 0% | 0% | 0% | 0% | 0% | 0% | 0% | 0% | 0% | 0% | 0% | 0% | 0% | 0% | 0 | 0 | 0 | 0 | 0 | 0 | 0
F7_Industrial_Instruments_Existing_Space Heating_Natural Gas_Building Automation System_A_Achievable Technical Potential | F7 | Industrial | Instruments | Existing | Space Heating | Natural Gas | Building Automation System | A | Incremental Energy Savings (MWh or mTherms) | Achievable Technical Potential | 0 | 0 | 0 | 0 | 0 | 0.046779 | 0.093 | 0.16315 | 0.26382 | 0.39804 | 0.55893 | 0.75276 | 0.96685 | 1.1683 | 1.3721 | 1.5136 | 1.5986 | 1.5863 | 1.4725 | 1.2881 | 1.0545 | 0.79831 | 0.54759 | 0.34682 | 0.22433 | 0 | 0 | 0 | 0 | 0 | 0
F8_Industrial_Instruments_Existing_Space Heating_Natural Gas_Building Automation System_A_Achievable Technical Potential | F8 | Industrial | Instruments | Existing | Space Heating | Natural Gas | Building Automation System | A | Incremental Summer Peak Savings (MW) | Achievable Technical Potential | 0 | 0 | 0 | 0 | 0 | 0 | 0 | 0 | 0 | 0 | 0 | 0 | 0 | 0 | 0 | 0 | 0 | 0 | 0 | 0 | 0 | 0 | 0 | 0 | 0 | 0 | 0 | 0 | 0 | 0 | 0
F9_Industrial_Instruments_Existing_Space Heating_Natural Gas_Building Automation System_A_Achievable Technical Potential | F9 | Industrial | Instruments | Existing | Space Heating | Natural Gas | Building Automation System | A | Incremental Winter Peak Savings (MW) | Achievable Technical Potential | 0 | 0 | 0 | 0 | 0 | 0 | 0 | 0 | 0 | 0 | 0 | 0 | 0 | 0 | 0 | 0 | 0 | 0 | 0 | 0 | 0 | 0 | 0 | 0 | 0 | 0 | 0 | 0 | 0 | 0 | 0
F10_Industrial_Instruments_Existing_Space Heating_Natural Gas_Building Automation System_A_Achievable Technical Potential | F10 | Industrial | Instruments | Existing | Space Heating | Natural Gas | Building Automation System | A | Cumulative Energy Savings (MWh or mTherms) | Achievable Technical Potential | 0 | 0 | 0 | 0 | 0 | 0.046779 | 0.13955 | 0.30186 | 0.56372 | 0.95792 | 1.5102 | 2.2521 | 3.2027 | 4.3479 | 5.6858 | 7.1576 | 8.704 | 10.2309 | 11.638 | 12.853 | 13.8307 | 14.5442 | 15.0108 | 15.2781 | 15.4251 | 15.3524 | 15.2852 | 15.2229 | 0 | 0 | 0
F11_Industrial_Instruments_Existing_Space Heating_Natural Gas_Building Automation System_A_Achievable Technical Potential | F11 | Industrial | Instruments | Existing | Space Heating | Natural Gas | Building Automation System | A | Cumulative Summer Peak Savings (MW) | Achievable Technical Potential | 0 | 0 | 0 | 0 | 0 | 0 | 0 | 0 | 0 | 0 | 0 | 0 | 0 | 0 | 0 | 0 | 0 | 0 | 0 | 0 | 0 | 0 | 0 | 0 | 0 | 0 | 0 | 0 | 0 | 0 | 0
F12_Industrial_Instruments_Existing_Space Heating_Natural Gas_Building Automation System_A_Achievable Technical Potential | F12 | Industrial | Instruments | Existing | Space Heating | Natural Gas | Building Automation System | A | Cumulative Winter Peak Savings (MW) | Achievable Technical Potential | 0 | 0 | 0 | 0 | 0 | 0 | 0 | 0 | 0 | 0 | 0 | 0 | 0 | 0 | 0 | 0 | 0 | 0 | 0 | 0 | 0 | 0 | 0 | 0 | 0 | 0 | 0 | 0 | 0 | 0 | 0
F13_Industrial_Instruments_Existing_Space Heating_Natural Gas_Building Automation System_A_Achievable Technical Potential | F13 | Industrial | Instruments | Existing | Space Heating | Natural Gas | Building Automation System | A | Purchases (Incremental) | Achievable Technical Potential | 0 | 0 | 0 | 0 | 0 | 3024.6588 | 6042.7762 | 10665.9486 | 17359.0072 | 26370.3355 | 37288.341 | 50583.7764 | 65441.6986 | 79654.8015 | 94290.5685 | 104779.0647 | 111479.6626 | 111381.651 | 104059.4323 | 91599.8912 | 75438.8449 | 57464.1586 | 39637.9242 | 25238.1696 | 16407.771 | 0 | 0 | 0 | 0 | 0 | 0
F14_Industrial_Instruments_Existing_Space Heating_Natural Gas_Building Automation System_A_Achievable Technical Potential | F14 | Industrial | Instruments | Existing | Space Heating | Natural Gas | Building Automation System | A | Purchases (Cumulative) | Achievable Technical Potential | 0 | 0 | 0 | 0 | 0 | 3024.6588 | 9067.4349 | 19733.3835 | 37092.3908 | 63462.7263 | 100751.0673 | 151334.8437 | 216776.5424 | 296431.3439 | 390721.9124 | 495500.977 | 606980.6396 | 718362.2907 | 822421.723 | 914021.6141 | 989460.459 | 1046924.6176 | 1086562.5418 | 1111800.7114 | 1128208.4824 | 1128208.4824 | 1128208.4824 | 1128208.4824 | 1128208.4824 | 1128208.4824 | 1128208.4824
F1_Industrial_Instruments_Existing_Space Heating_Natural Gas_Steam System Efficiency Improvements_A_Achievable Technical Potential | F1 | Industrial | Instruments | Existing | Space Heating | Natural Gas | Steam System Efficiency Improvements | A | Original Unit Energy Savings (kWh or therms) | Achievable Technical Potential | 0 | 0 | 0 | 0 | 0 | 0.13779 | 0.13686 | 0.13593 | 0.135 | 0.13407 | 0.13317 | 0.13227 | 0.13139 | 0.13051 | 0.12958 | 0.12873 | 0.12789 | 0.12707 | 0.12625 | 0.12544 | 0.12465 | 0.12383 | 0.12303 | 0.12227 | 0.12149 | 0.12079 | 0.12015 | 0.11956 | 0.11902 | 0.11854 | 0.11809
F2_Industrial_Instruments_Existing_Space Heating_Natural Gas_Steam System Efficiency Improvements_A_Achievable Technical Potential | F2 | Industrial | Instruments | Existing | Space Heating | Natural Gas | Steam System Efficiency Improvements | A | Original Unit Summer Peak Savings (kW) | Achievable Technical Potential | 0 | 0 | 0 | 0 | 0 | 0 | 0 | 0 | 0 | 0 | 0 | 0 | 0 | 0 | 0 | 0 | 0 | 0 | 0 | 0 | 0 | 0 | 0 | 0 | 0 | 0 | 0 | 0 | 0 | 0 | 0
F3_Industrial_Instruments_Existing_Space Heating_Natural Gas_Steam System Efficiency Improvements_A_Achievable Technical Potential | F3 | Industrial | Instruments | Existing | Space Heating | Natural Gas | Steam System Efficiency Improvements | A | Original Unit Winter Peak Savings (kW) | Achievable Technical Potential | 0 | 0 | 0 | 0 | 0 | 0 | 0 | 0 | 0 | 0 | 0 | 0 | 0 | 0 | 0 | 0 | 0 | 0 | 0 | 0 | 0 | 0 | 0 | 0 | 0 | 0 | 0 | 0 | 0 | 0 | 0
F4_Industrial_Instruments_Existing_Space Heating_Natural Gas_Steam System Efficiency Improvements_A_Achievable Technical Potential | F4 | Industrial | Instruments | Existing | Space Heating | Natural Gas | Steam System Efficiency Improvements | A | Standalone Impact on Baseline Energy (%) | Achievable Technical Potential | 0% | 0% | 0% | 0% | 0% | 0.0008258% | 0.002472% | 0.005409% | 0.01016% | 0.01736% | 0.02792% | 0.04208% | 0.06043% | 0.08401% | 0.1104% | 0.1415% | 0.1734% | 0.2063% | 0.2384% | 0.2645% | 0.2875% | 0.3052% | 0.3177% | 0.3258% | 0.0033128 | 0.0033188 | 0.0033245 | 0.0033299 | 0 | 0 | 0
F5_Industrial_Instruments_Existing_Space Heating_Natural Gas_Steam System Efficiency Improvements_A_Achievable Technical Potential | F5 | Industrial | Instruments | Existing | Space Heating | Natural Gas | Steam System Efficiency Improvements | A | Standalone Impact on Baseline Summer Peak (%) | Achievable Technical Potential | 0% | 0% | 0% | 0% | 0% | 0% | 0% | 0% | 0% | 0% | 0% | 0% | 0% | 0% | 0% | 0% | 0% | 0% | 0% | 0% | 0% | 0% | 0% | 0% | 0 | 0 | 0 | 0 | 0 | 0 | 0
F6_Industrial_Instruments_Existing_Space Heating_Natural Gas_Steam System Efficiency Improvements_A_Achievable Technical Potential | F6 | Industrial | Instruments | Existing | Space Heating | Natural Gas | Steam System Efficiency Improvements | A | Standalone Impact on Baseline Winter Peak (%) | Achievable Technical Potential | 0% | 0% | 0% | 0% | 0% | 0% | 0% | 0% | 0% | 0% | 0% | 0% | 0% | 0% | 0% | 0% | 0% | 0% | 0% | 0% | 0% | 0% | 0% | 0% | 0 | 0 | 0 | 0 | 0 | 0 | 0
F7_Industrial_Instruments_Existing_Space Heating_Natural Gas_Steam System Efficiency Improvements_A_Achievable Technical Potential | F7 | Industrial | Instruments | Existing | Space Heating | Natural Gas | Steam System Efficiency Improvements | A | Incremental Energy Savings (MWh or mTherms) | Achievable Technical Potential | 0 | 0 | 0 | 0 | 0 | 0.0029538 | 0.0058612 | 0.010275 | 0.016609 | 0.025056 | 0.035192 | 0.047419 | 0.060936 | 0.073677 | 0.086595 | 0.095596 | 0.10105 | 0.1003 | 0.093109 | 0.08143 | 0.066642 | 0.050429 | 0.034563 | 0.021869 | 0.014128 | 0 | 0 | 0 | 0 | 0 | 0
F8_Industrial_Instruments_Existing_Space Heating_Natural Gas_Steam System Efficiency Improvements_A_Achievable Technical Potential | F8 | Industrial | Instruments | Existing | Space Heating | Natural Gas | Steam System Efficiency Improvements | A | Incremental Summer Peak Savings (MW) | Achievable Technical Potential | 0 | 0 | 0 | 0 | 0 | 0 | 0 | 0 | 0 | 0 | 0 | 0 | 0 | 0 | 0 | 0 | 0 | 0 | 0 | 0 | 0 | 0 | 0 | 0 | 0 | 0 | 0 | 0 | 0 | 0 | 0
F9_Industrial_Instruments_Existing_Space Heating_Natural Gas_Steam System Efficiency Improvements_A_Achievable Technical Potential | F9 | Industrial | Instruments | Existing | Space Heating | Natural Gas | Steam System Efficiency Improvements | A | Incremental Winter Peak Savings (MW) | Achievable Technical Potential | 0 | 0 | 0 | 0 | 0 | 0 | 0 | 0 | 0 | 0 | 0 | 0 | 0 | 0 | 0 | 0 | 0 | 0 | 0 | 0 | 0 | 0 | 0 | 0 | 0 | 0 | 0 | 0 | 0 | 0 | 0
F10_Industrial_Instruments_Existing_Space Heating_Natural Gas_Steam System Efficiency Improvements_A_Achievable Technical Potential | F10 | Industrial | Instruments | Existing | Space Heating | Natural Gas | Steam System Efficiency Improvements | A | Cumulative Energy Savings (MWh or mTherms) | Achievable Technical Potential | 0 | 0 | 0 | 0 | 0 | 0.0029538 | 0.008795 | 0.019011 | 0.035489 | 0.060301 | 0.095086 | 0.14187 | 0.20185 | 0.27418 | 0.35883 | 0.45207 | 0.55017 | 0.64691 | 0.73587 | 0.81255 | 0.87408 | 0.91875 | 0.94744 | 0.9634 | 0.97144 | 0.9658 | 0.96066 | 0.95597 | 0.95169 | 0.94778 | 0.94421
F11_Industrial_Instruments_Existing_Space Heating_Natural Gas_Steam System Efficiency Improvements_A_Achievable Technical Potential | F11 | Industrial | Instruments | Existing | Space Heating | Natural Gas | Steam System Efficiency Improvements | A | Cumulative Summer Peak Savings (MW) | Achievable Technical Potential | 0 | 0 | 0 | 0 | 0 | 0 | 0 | 0 | 0 | 0 | 0 | 0 | 0 | 0 | 0 | 0 | 0 | 0 | 0 | 0 | 0 | 0 | 0 | 0 | 0 | 0 | 0 | 0 | 0 | 0 | 0
F12_Industrial_Instruments_Existing_Space Heating_Natural Gas_Steam System Efficiency Improvements_A_Achievable Technical Potential | F12 | Industrial | Instruments | Existing | Space Heating | Natural Gas | Steam System Efficiency Improvements | A | Cumulative Winter Peak Savings (MW) | Achievable Technical Potential | 0 | 0 | 0 | 0 | 0 | 0 | 0 | 0 | 0 | 0 | 0 | 0 | 0 | 0 | 0 | 0 | 0 | 0 | 0 | 0 | 0 | 0 | 0 | 0 | 0 | 0 | 0 | 0 | 0 | 0 | 0
F13_Industrial_Instruments_Existing_Space Heating_Natural Gas_Steam System Efficiency Improvements_A_Achievable Technical Potential | F13 | Industrial | Instruments | Existing | Space Heating | Natural Gas | Steam System Efficiency Improvements | A | Purchases (Incremental) | Achievable Technical Potential | 0 | 0 | 0 | 0 | 0 | 21.4361 | 42.8259 | 75.5909 | 123.0254 | 186.8898 | 264.267 | 358.4934 | 463.7933 | 564.5233 | 668.2488 | 742.582 | 790.07 | 789.3754 | 737.4819 | 649.1796 | 534.6443 | 407.2555 | 280.9188 | 178.866 | 116.2839 | 0 | 0 | 0 | 0 | 0 | 0
F14_Industrial_Instruments_Existing_Space Heating_Natural Gas_Steam System Efficiency Improvements_A_Achievable Technical Potential | F14 | Industrial | Instruments | Existing | Space Heating | Natural Gas | Steam System Efficiency Improvements | A | Purchases (Cumulative) | Achievable Technical Potential | 0 | 0 | 0 | 0 | 0 | 21.4361 | 64.262 | 139.8529 | 262.8783 | 449.7681 | 714.0351 | 1072.5285 | 1536.3219 | 2100.8452 | 2769.094 | 3511.676 | 4301.746 | 5091.1214 | 5828.6033 | 6477.783 | 7012.4273 | 7419.6828 | 7700.6016 | 7879.4676 | 7995.7515 | 7995.7515 | 7995.7515 | 7995.7515 | 7995.7515 | 7995.7515 | 7995.7515
F1_Industrial_Instruments_Existing_Process_Natural Gas_Steam System Efficiency Improvements_A_Achievable Technical Potential | F1 | Industrial | Instruments | Existing | Process | Natural Gas | Steam System Efficiency Improvements | A | Original Unit Energy Savings (kWh or therms) | Achievable Technical Potential | 0 | 0 | 0 | 0 | 0 | 0.087109 | 0.087109 | 0.087109 | 0.087109 | 0.087109 | 0.087109 | 0.087109 | 0.087109 | 0.087109 | 0.087109 | 0.087109 | 0.087109 | 0.087109 | 0.087109 | 0.087109 | 0.087109 | 0.087109 | 0.087109 | 0.087109 | 0.087109 | 0.087109 | 0.087109 | 0.087109 | 0.087109 | 0.087109 | 0.087109
F2_Industrial_Instruments_Existing_Process_Natural Gas_Steam System Efficiency Improvements_A_Achievable Technical Potential | F2 | Industrial | Instruments | Existing | Process | Natural Gas | Steam System Efficiency Improvements | A | Original Unit Summer Peak Savings (kW) | Achievable Technical Potential | 0 | 0 | 0 | 0 | 0 | 0 | 0 | 0 | 0 | 0 | 0 | 0 | 0 | 0 | 0 | 0 | 0 | 0 | 0 | 0 | 0 | 0 | 0 | 0 | 0 | 0 | 0 | 0 | 0 | 0 | 0
F3_Industrial_Instruments_Existing_Process_Natural Gas_Steam System Efficiency Improvements_A_Achievable Technical Potential | F3 | Industrial | Instruments | Existing | Process | Natural Gas | Steam System Efficiency Improvements | A | Original Unit Winter Peak Savings (kW) | Achievable Technical Potential | 0 | 0 | 0 | 0 | 0 | 0 | 0 | 0 | 0 | 0 | 0 | 0 | 0 | 0 | 0 | 0 | 0 | 0 | 0 | 0 | 0 | 0 | 0 | 0 | 0 | 0 | 0 | 0 | 0 | 0 | 0
F4_Industrial_Instruments_Existing_Process_Natural Gas_Steam System Efficiency Improvements_A_Achievable Technical Potential | F4 | Industrial | Instruments | Existing | Process | Natural Gas | Steam System Efficiency Improvements | A | Standalone Impact on Baseline Energy (%) | Achievable Technical Potential | 0% | 0% | 0% | 0% | 0% | 3.603e-05% | 0.0001081% | 0.0002366% | 0.0004445% | 0.0007599% | 0.001222% | 0.00184% | 0.002642% | 0.003671% | 0.00482% | 0.006171% | 0.007559% | 0.008991% | 0.01039% | 0.01153% | 0.01253% | 0.01331% | 0.01387% | 0.01424% | 0.00014493 | 0.00014535 | 0.00014574 | 0.00014609 | 0 | 0 | 0
F5_Industrial_Instruments_Existing_Process_Natural Gas_Steam System Efficiency Improvements_A_Achievable Technical Potential | F5 | Industrial | Instruments | Existing | Process | Natural Gas | Steam System Efficiency Improvements | A | Standalone Impact on Baseline Summer Peak (%) | Achievable Technical Potential | 0% | 0% | 0% | 0% | 0% | 0% | 0% | 0% | 0% | 0% | 0% | 0% | 0% | 0% | 0% | 0% | 0% | 0% | 0% | 0% | 0% | 0% | 0% | 0% | 0 | 0 | 0 | 0 | 0 | 0 | 0
F6_Industrial_Instruments_Existing_Process_Natural Gas_Steam System Efficiency Improvements_A_Achievable Technical Potential | F6 | Industrial | Instruments | Existing | Process | Natural Gas | Steam System Efficiency Improvements | A | Standalone Impact on Baseline Winter Peak (%) | Achievable Technical Potential | 0% | 0% | 0% | 0% | 0% | 0% | 0% | 0% | 0% | 0% | 0% | 0% | 0% | 0% | 0% | 0% | 0% | 0% | 0% | 0% | 0% | 0% | 0% | 0% | 0 | 0 | 0 | 0 | 0 | 0 | 0
F7_Industrial_Instruments_Existing_Process_Natural Gas_Steam System Efficiency Improvements_A_Achievable Technical Potential | F7 | Industrial | Instruments | Existing | Process | Natural Gas | Steam System Efficiency Improvements | A | Incremental Energy Savings (MWh or mTherms) | Achievable Technical Potential | 0 | 0 | 0 | 0 | 0 | 0.00033659 | 0.00067245 | 0.0011869 | 0.0019317 | 0.0029345 | 0.0041495 | 0.005629 | 0.0072825 | 0.0088641 | 0.010493 | 0.01166 | 0.012406 | 0.012395 | 0.01158 | 0.010193 | 0.0083949 | 0.0063947 | 0.004411 | 0.0028085 | 0.0018259 | 0 | 0 | 0 | 0 | 0 | 0
F8_Industrial_Instruments_Existing_Process_Natural Gas_Steam System Efficiency Improvements_A_Achievable Technical Potential | F8 | Industrial | Instruments | Existing | Process | Natural Gas | Steam System Efficiency Improvements | A | Incremental Summer Peak Savings (MW) | Achievable Technical Potential | 0 | 0 | 0 | 0 | 0 | 0 | 0 | 0 | 0 | 0 | 0 | 0 | 0 | 0 | 0 | 0 | 0 | 0 | 0 | 0 | 0 | 0 | 0 | 0 | 0 | 0 | 0 | 0 | 0 | 0 | 0
F9_Industrial_Instruments_Existing_Process_Natural Gas_Steam System Efficiency Improvements_A_Achievable Technical Potential | F9 | Industrial | Instruments | Existing | Process | Natural Gas | Steam System Efficiency Improvements | A | Incremental Winter Peak Savings (MW) | Achievable Technical Potential | 0 | 0 | 0 | 0 | 0 | 0 | 0 | 0 | 0 | 0 | 0 | 0 | 0 | 0 | 0 | 0 | 0 | 0 | 0 | 0 | 0 | 0 | 0 | 0 | 0 | 0 | 0 | 0 | 0 | 0 | 0
F10_Industrial_Instruments_Existing_Process_Natural Gas_Steam System Efficiency Improvements_A_Achievable Technical Potential | F10 | Industrial | Instruments | Existing | Process | Natural Gas | Steam System Efficiency Improvements | A | Cumulative Energy Savings (MWh or mTherms) | Achievable Technical Potential | 0 | 0 | 0 | 0 | 0 | 0.00033659 | 0.001009 | 0.002196 | 0.0041277 | 0.0070622 | 0.011212 | 0.016841 | 0.024123 | 0.032987 | 0.04348 | 0.05514 | 0.067546 | 0.07994 | 0.09152 | 0.10171 | 0.11011 | 0.1165 | 0.12091 | 0.12372 | 0.12555 | 0.12555 | 0.12555 | 0.12555 | 0.12555 | 0.12555 | 0.12555
F11_Industrial_Instruments_Existing_Process_Natural Gas_Steam System Efficiency Improvements_A_Achievable Technical Potential | F11 | Industrial | Instruments | Existing | Process | Natural Gas | Steam System Efficiency Improvements | A | Cumulative Summer Peak Savings (MW) | Achievable Technical Potential | 0 | 0 | 0 | 0 | 0 | 0 | 0 | 0 | 0 | 0 | 0 | 0 | 0 | 0 | 0 | 0 | 0 | 0 | 0 | 0 | 0 | 0 | 0 | 0 | 0 | 0 | 0 | 0 | 0 | 0 | 0
F12_Industrial_Instruments_Existing_Process_Natural Gas_Steam System Efficiency Improvements_A_Achievable Technical Potential | F12 | Industrial | Instruments | Existing | Process | Natural Gas | Steam System Efficiency Improvements | A | Cumulative Winter Peak Savings (MW) | Achievable Technical Potential | 0 | 0 | 0 | 0 | 0 | 0 | 0 | 0 | 0 | 0 | 0 | 0 | 0 | 0 | 0 | 0 | 0 | 0 | 0 | 0 | 0 | 0 | 0 | 0 | 0 | 0 | 0 | 0 | 0 | 0 | 0
F13_Industrial_Instruments_Existing_Process_Natural Gas_Steam System Efficiency Improvements_A_Achievable Technical Potential | F13 | Industrial | Instruments | Existing | Process | Natural Gas | Steam System Efficiency Improvements | A | Purchases (Incremental) | Achievable Technical Potential | 0 | 0 | 0 | 0 | 0 | 3.864 | 7.7197 | 13.6258 | 22.1762 | 33.6882 | 47.636 | 64.621 | 83.602 | 101.7593 | 120.4565 | 133.8556 | 142.4157 | 142.2905 | 132.9363 | 117.0192 | 96.3734 | 73.4107 | 50.6376 | 32.2419 | 20.961 | 0 | 0 | 0 | 0 | 0 | 0
F14_Industrial_Instruments_Existing_Process_Natural Gas_Steam System Efficiency Improvements_A_Achievable Technical Potential | F14 | Industrial | Instruments | Existing | Process | Natural Gas | Steam System Efficiency Improvements | A | Purchases (Cumulative) | Achievable Technical Potential | 0 | 0 | 0 | 0 | 0 | 3.864 | 11.5837 | 25.2095 | 47.3857 | 81.0739 | 128.7098 | 193.3308 | 276.9328 | 378.6921 | 499.1486 | 633.0042 | 775.4199 | 917.7104 | 1050.6467 | 1167.6658 | 1264.0392 | 1337.4499 | 1388.0875 | 1420.3293 | 1441.2903 | 1441.2903 | 1441.2903 | 1441.2903 | 1441.2903 | 1441.2903 | 1441.2903
F1_Industrial_Instruments_Existing_Space Heating_Natural Gas_Strategic Energy Management_A_Achievable Technical Potential | F1 | Industrial | Instruments | Existing | Space Heating | Natural Gas | Strategic Energy Management | A | Original Unit Energy Savings (kWh or therms) | Achievable Technical Potential | 0 | 0 | 0 | 0 | 0 | 3.1777 | 3.1622 | 3.143 | 3.1226 | 3.1014 | 3.0798 | 3.0576 | 3.0356 | 3.0136 | 2.9899 | 2.968 | 2.9463 | 2.9262 | 2.9075 | 2.8893 | 2.872 | 2.8544 | 2.8385 | 2.8235 | 2.8092 | 2.7959 | 2.7837 | 2.7723 | 0 | 0 | 0
F2_Industrial_Instruments_Existing_Space Heating_Natural Gas_Strategic Energy Management_A_Achievable Technical Potential | F2 | Industrial | Instruments | Existing | Space Heating | Natural Gas | Strategic Energy Management | A | Original Unit Summer Peak Savings (kW) | Achievable Technical Potential | 0 | 0 | 0 | 0 | 0 | 0 | 0 | 0 | 0 | 0 | 0 | 0 | 0 | 0 | 0 | 0 | 0 | 0 | 0 | 0 | 0 | 0 | 0 | 0 | 0 | 0 | 0 | 0 | 0 | 0 | 0
F3_Industrial_Instruments_Existing_Space Heating_Natural Gas_Strategic Energy Management_A_Achievable Technical Potential | F3 | Industrial | Instruments | Existing | Space Heating | Natural Gas | Strategic Energy Management | A | Original Unit Winter Peak Savings (kW) | Achievable Technical Potential | 0 | 0 | 0 | 0 | 0 | 0 | 0 | 0 | 0 | 0 | 0 | 0 | 0 | 0 | 0 | 0 | 0 | 0 | 0 | 0 | 0 | 0 | 0 | 0 | 0 | 0 | 0 | 0 | 0 | 0 | 0
F4_Industrial_Instruments_Existing_Space Heating_Natural Gas_Strategic Energy Management_A_Achievable Technical Potential | F4 | Industrial | Instruments | Existing | Space Heating | Natural Gas | Strategic Energy Management | A | Standalone Impact on Baseline Energy (%) | Achievable Technical Potential | 0% | 0% | 0% | 0% | 0% | 0.08224% | 0.1645% | 0.2477% | 0.3298% | 0.4118% | 0.4993% | 0.5829% | 0.6664% | 0.7594% | 0.8387% | 0.929% | 1.011% | 1.098% | 1.191% | 1.271% | 1.359% | 1.447% | 1.534% | 1.621% | 0.017089 | 0.017138 | 0.017184 | 0.017226 | 0 | 0 | 0
F5_Industrial_Instruments_Existing_Space Heating_Natural Gas_Strategic Energy Management_A_Achievable Technical Potential | F5 | Industrial | Instruments | Existing | Space Heating | Natural Gas | Strategic Energy Management | A | Standalone Impact on Baseline Summer Peak (%) | Achievable Technical Potential | 0% | 0% | 0% | 0% | 0% | 0% | 0% | 0% | 0% | 0% | 0% | 0% | 0% | 0% | 0% | 0% | 0% | 0% | 0% | 0% | 0% | 0% | 0% | 0% | 0 | 0 | 0 | 0 | 0 | 0 | 0
F6_Industrial_Instruments_Existing_Space Heating_Natural Gas_Strategic Energy Management_A_Achievable Technical Potential | F6 | Industrial | Instruments | Existing | Space Heating | Natural Gas | Strategic Energy Management | A | Standalone Impact on Baseline Winter Peak (%) | Achievable Technical Potential | 0% | 0% | 0% | 0% | 0% | 0% | 0% | 0% | 0% | 0% | 0% | 0% | 0% | 0% | 0% | 0% | 0% | 0% | 0% | 0% | 0% | 0% | 0% | 0% | 0 | 0 | 0 | 0 | 0 | 0 | 0
F7_Industrial_Instruments_Existing_Space Heating_Natural Gas_Strategic Energy Management_A_Achievable Technical Potential | F7 | Industrial | Instruments | Existing | Space Heating | Natural Gas | Strategic Energy Management | A | Incremental Energy Savings (MWh or mTherms) | Achievable Technical Potential | 0 | 0 | 0 | 0 | 0 | 0.29415 | 0.29255 | 0.28906 | 0.28734 | 0.28562 | 0.28003 | 0.27726 | 0.2747 | 0.26838 | 0.26729 | 0.2628 | 0.26091 | 0.25783 | 0.25389 | 0.2526 | 0.25005 | 0.24755 | 0.24528 | 0.24315 | 0.24115 | 0 | 0 | 0 | 0 | 0 | 0
F8_Industrial_Instruments_Existing_Space Heating_Natural Gas_Strategic Energy Management_A_Achievable Technical Potential | F8 | Industrial | Instruments | Existing | Space Heating | Natural Gas | Strategic Energy Management | A | Incremental Summer Peak Savings (MW) | Achievable Technical Potential | 0 | 0 | 0 | 0 | 0 | 0 | 0 | 0 | 0 | 0 | 0 | 0 | 0 | 0 | 0 | 0 | 0 | 0 | 0 | 0 | 0 | 0 | 0 | 0 | 0 | 0 | 0 | 0 | 0 | 0 | 0
F9_Industrial_Instruments_Existing_Space Heating_Natural Gas_Strategic Energy Management_A_Achievable Technical Potential | F9 | Industrial | Instruments | Existing | Space Heating | Natural Gas | Strategic Energy Management | A | Incremental Winter Peak Savings (MW) | Achievable Technical Potential | 0 | 0 | 0 | 0 | 0 | 0 | 0 | 0 | 0 | 0 | 0 | 0 | 0 | 0 | 0 | 0 | 0 | 0 | 0 | 0 | 0 | 0 | 0 | 0 | 0 | 0 | 0 | 0 | 0 | 0 | 0
F10_Industrial_Instruments_Existing_Space Heating_Natural Gas_Strategic Energy Management_A_Achievable Technical Potential | F10 | Industrial | Instruments | Existing | Space Heating | Natural Gas | Strategic Energy Management | A | Cumulative Energy Savings (MWh or mTherms) | Achievable Technical Potential | 0 | 0 | 0 | 0 | 0 | 0.29415 | 0.58526 | 0.87076 | 1.1525 | 1.4302 | 1.7003 | 1.9653 | 2.2259 | 2.4782 | 2.726 | 2.9688 | 3.208 | 3.444 | 3.6758 | 3.9053 | 4.1321 | 4.3543 | 4.5753 | 4.7942 | 5.0111 | 4.9875 | 4.9657 | 4.9454 | 0 | 0 | 0
F11_Industrial_Instruments_Existing_Space Heating_Natural Gas_Strategic Energy Management_A_Achievable Technical Potential | F11 | Industrial | Instruments | Existing | Space Heating | Natural Gas | Strategic Energy Management | A | Cumulative Summer Peak Savings (MW) | Achievable Technical Potential | 0 | 0 | 0 | 0 | 0 | 0 | 0 | 0 | 0 | 0 | 0 | 0 | 0 | 0 | 0 | 0 | 0 | 0 | 0 | 0 | 0 | 0 | 0 | 0 | 0 | 0 | 0 | 0 | 0 | 0 | 0
F12_Industrial_Instruments_Existing_Space Heating_Natural Gas_Strategic Energy Management_A_Achievable Technical Potential | F12 | Industrial | Instruments | Existing | Space Heating | Natural Gas | Strategic Energy Management | A | Cumulative Winter Peak Savings (MW) | Achievable Technical Potential | 0 | 0 | 0 | 0 | 0 | 0 | 0 | 0 | 0 | 0 | 0 | 0 | 0 | 0 | 0 | 0 | 0 | 0 | 0 | 0 | 0 | 0 | 0 | 0 | 0 | 0 | 0 | 0 | 0 | 0 | 0
F13_Industrial_Instruments_Existing_Space Heating_Natural Gas_Strategic Energy Management_A_Achievable Technical Potential | F13 | Industrial | Instruments | Existing | Space Heating | Natural Gas | Strategic Energy Management | A | Purchases (Incremental) | Achievable Technical Potential | 0 | 0 | 0 | 0 | 0 | 92.566 | 92.5152 | 91.9696 | 92.0193 | 92.0954 | 90.9259 | 90.6774 | 90.4933 | 89.0563 | 89.3963 | 88.5438 | 88.5553 | 88.1096 | 87.3236 | 87.4271 | 87.0655 | 86.7269 | 86.4109 | 86.1173 | 85.8457 | 0 | 0 | 0 | 0 | 0 | 0
F14_Industrial_Instruments_Existing_Space Heating_Natural Gas_Strategic Energy Management_A_Achievable Technical Potential | F14 | Industrial | Instruments | Existing | Space Heating | Natural Gas | Strategic Energy Management | A | Purchases (Cumulative) | Achievable Technical Potential | 0 | 0 | 0 | 0 | 0 | 92.566 | 185.0811 | 277.0507 | 369.07 | 461.1653 | 552.0912 | 642.7686 | 733.2619 | 822.3181 | 911.7144 | 1000.2582 | 1088.8135 | 1176.923 | 1264.2467 | 1351.6738 | 1438.7393 | 1525.4662 | 1611.8771 | 1697.9944 | 1783.8401 | 1783.8401 | 1783.8401 | 1783.8401 | 1783.8401 | 1783.8401 | 1783.8401
F1_Industrial_Instruments_Existing_Process_Natural Gas_Strategic Energy Management_A_Achievable Technical Potential | F1 | Industrial | Instruments | Existing | Process | Natural Gas | Strategic Energy Management | A | Original Unit Energy Savings (kWh or therms) | Achievable Technical Potential | 0 | 0 | 0 | 0 | 0 | 1.6994 | 1.6994 | 1.6994 | 1.6994 | 1.6994 | 1.6994 | 1.6994 | 1.6994 | 1.6994 | 1.6994 | 1.6994 | 1.6994 | 1.6994 | 1.6994 | 1.6994 | 1.6994 | 1.6994 | 1.6994 | 1.6994 | 1.6994 | 1.6994 | 1.6994 | 1.6994 | 0 | 0 | 0
F2_Industrial_Instruments_Existing_Process_Natural Gas_Strategic Energy Management_A_Achievable Technical Potential | F2 | Industrial | Instruments | Existing | Process | Natural Gas | Strategic Energy Management | A | Original Unit Summer Peak Savings (kW) | Achievable Technical Potential | 0 | 0 | 0 | 0 | 0 | 0 | 0 | 0 | 0 | 0 | 0 | 0 | 0 | 0 | 0 | 0 | 0 | 0 | 0 | 0 | 0 | 0 | 0 | 0 | 0 | 0 | 0 | 0 | 0 | 0 | 0
F3_Industrial_Instruments_Existing_Process_Natural Gas_Strategic Energy Management_A_Achievable Technical Potential | F3 | Industrial | Instruments | Existing | Process | Natural Gas | Strategic Energy Management | A | Original Unit Winter Peak Savings (kW) | Achievable Technical Potential | 0 | 0 | 0 | 0 | 0 | 0 | 0 | 0 | 0 | 0 | 0 | 0 | 0 | 0 | 0 | 0 | 0 | 0 | 0 | 0 | 0 | 0 | 0 | 0 | 0 | 0 | 0 | 0 | 0 | 0 | 0
F4_Industrial_Instruments_Existing_Process_Natural Gas_Strategic Energy Management_A_Achievable Technical Potential | F4 | Industrial | Instruments | Existing | Process | Natural Gas | Strategic Energy Management | A | Standalone Impact on Baseline Energy (%) | Achievable Technical Potential | 0% | 0% | 0% | 0% | 0% | 0.08224% | 0.1645% | 0.2477% | 0.3298% | 0.4118% | 0.4993% | 0.5829% | 0.6664% | 0.7594% | 0.8387% | 0.929% | 1.011% | 1.098% | 1.191% | 1.271% | 1.359% | 1.447% | 1.534% | 1.621% | 0.017089 | 0.017138 | 0.017184 | 0.017226 | 0 | 0 | 0
F5_Industrial_Instruments_Existing_Process_Natural Gas_Strategic Energy Management_A_Achievable Technical Potential | F5 | Industrial | Instruments | Existing | Process | Natural Gas | Strategic Energy Management | A | Standalone Impact on Baseline Summer Peak (%) | Achievable Technical Potential | 0% | 0% | 0% | 0% | 0% | 0% | 0% | 0% | 0% | 0% | 0% | 0% | 0% | 0% | 0% | 0% | 0% | 0% | 0% | 0% | 0% | 0% | 0% | 0% | 0 | 0 | 0 | 0 | 0 | 0 | 0
F6_Industrial_Instruments_Existing_Process_Natural Gas_Strategic Energy Management_A_Achievable Technical Potential | F6 | Industrial | Instruments | Existing | Process | Natural Gas | Strategic Energy Management | A | Standalone Impact on Baseline Winter Peak (%) | Achievable Technical Potential | 0% | 0% | 0% | 0% | 0% | 0% | 0% | 0% | 0% | 0% | 0% | 0% | 0% | 0% | 0% | 0% | 0% | 0% | 0% | 0% | 0% | 0% | 0% | 0% | 0 | 0 | 0 | 0 | 0 | 0 | 0
F7_Industrial_Instruments_Existing_Process_Natural Gas_Strategic Energy Management_A_Achievable Technical Potential | F7 | Industrial | Instruments | Existing | Process | Natural Gas | Strategic Energy Management | A | Incremental Energy Savings (MWh or mTherms) | Achievable Technical Potential | 0 | 0 | 0 | 0 | 0 | 0.76818 | 0.76776 | 0.76323 | 0.76364 | 0.76427 | 0.75457 | 0.75251 | 0.75098 | 0.73905 | 0.74187 | 0.7348 | 0.7349 | 0.7312 | 0.72467 | 0.72553 | 0.72253 | 0.71972 | 0.7171 | 0.71466 | 0.71241 | 0 | 0 | 0 | 0 | 0 | 0
F8_Industrial_Instruments_Existing_Process_Natural Gas_Strategic Energy Management_A_Achievable Technical Potential | F8 | Industrial | Instruments | Existing | Process | Natural Gas | Strategic Energy Management | A | Incremental Summer Peak Savings (MW) | Achievable Technical Potential | 0 | 0 | 0 | 0 | 0 | 0 | 0 | 0 | 0 | 0 | 0 | 0 | 0 | 0 | 0 | 0 | 0 | 0 | 0 | 0 | 0 | 0 | 0 | 0 | 0 | 0 | 0 | 0 | 0 | 0 | 0
F9_Industrial_Instruments_Existing_Process_Natural Gas_Strategic Energy Management_A_Achievable Technical Potential | F9 | Industrial | Instruments | Existing | Process | Natural Gas | Strategic Energy Management | A | Incremental Winter Peak Savings (MW) | Achievable Technical Potential | 0 | 0 | 0 | 0 | 0 | 0 | 0 | 0 | 0 | 0 | 0 | 0 | 0 | 0 | 0 | 0 | 0 | 0 | 0 | 0 | 0 | 0 | 0 | 0 | 0 | 0 | 0 | 0 | 0 | 0 | 0
F10_Industrial_Instruments_Existing_Process_Natural Gas_Strategic Energy Management_A_Achievable Technical Potential | F10 | Industrial | Instruments | Existing | Process | Natural Gas | Strategic Energy Management | A | Cumulative Energy Savings (MWh or mTherms) | Achievable Technical Potential | 0 | 0 | 0 | 0 | 0 | 0.76818 | 1.5359 | 2.2992 | 3.0628 | 3.8271 | 4.5816 | 5.3342 | 6.0851 | 6.8242 | 7.5661 | 8.3009 | 9.0358 | 9.767 | 10.4916 | 11.2172 | 11.9397 | 12.6594 | 13.3765 | 14.0912 | 14.8036 | 14.8036 | 14.8036 | 14.8036 | 0 | 0 | 0
F11_Industrial_Instruments_Existing_Process_Natural Gas_Strategic Energy Management_A_Achievable Technical Potential | F11 | Industrial | Instruments | Existing | Process | Natural Gas | Strategic Energy Management | A | Cumulative Summer Peak Savings (MW) | Achievable Technical Potential | 0 | 0 | 0 | 0 | 0 | 0 | 0 | 0 | 0 | 0 | 0 | 0 | 0 | 0 | 0 | 0 | 0 | 0 | 0 | 0 | 0 | 0 | 0 | 0 | 0 | 0 | 0 | 0 | 0 | 0 | 0
F12_Industrial_Instruments_Existing_Process_Natural Gas_Strategic Energy Management_A_Achievable Technical Potential | F12 | Industrial | Instruments | Existing | Process | Natural Gas | Strategic Energy Management | A | Cumulative Winter Peak Savings (MW) | Achievable Technical Potential | 0 | 0 | 0 | 0 | 0 | 0 | 0 | 0 | 0 | 0 | 0 | 0 | 0 | 0 | 0 | 0 | 0 | 0 | 0 | 0 | 0 | 0 | 0 | 0 | 0 | 0 | 0 | 0 | 0 | 0 | 0
F13_Industrial_Instruments_Existing_Process_Natural Gas_Strategic Energy Management_A_Achievable Technical Potential | F13 | Industrial | Instruments | Existing | Process | Natural Gas | Strategic Energy Management | A | Purchases (Incremental) | Achievable Technical Potential | 0 | 0 | 0 | 0 | 0 | 452.0375 | 451.7894 | 449.1251 | 449.3679 | 449.7394 | 444.0282 | 442.8148 | 441.9157 | 434.8983 | 436.5587 | 432.3956 | 432.4517 | 430.2751 | 426.4371 | 426.9422 | 425.1767 | 423.5231 | 421.9799 | 420.5459 | 419.2197 | 0 | 0 | 0 | 0 | 0 | 0
F14_Industrial_Instruments_Existing_Process_Natural Gas_Strategic Energy Management_A_Achievable Technical Potential | F14 | Industrial | Instruments | Existing | Process | Natural Gas | Strategic Energy Management | A | Purchases (Cumulative) | Achievable Technical Potential | 0 | 0 | 0 | 0 | 0 | 452.0375 | 903.8269 | 1352.952 | 1802.3198 | 2252.0593 | 2696.0875 | 3138.9023 | 3580.818 | 4015.7163 | 4452.275 | 4884.6706 | 5317.1222 | 5747.3974 | 6173.8345 | 6600.7767 | 7025.9534 | 7449.4765 | 7871.4564 | 8292.0023 | 8711.222 | 8711.222 | 8711.222 | 8711.222 | 8711.222 | 8711.222 | 8711.222
F1_Industrial_Instruments_Existing_Miscellaneous_Natural Gas_Strategic Energy Management_A_Achievable Technical Potential | F1 | Industrial | Instruments | Existing | Miscellaneous | Natural Gas | Strategic Energy Management | A | Original Unit Energy Savings (kWh or therms) | Achievable Technical Potential | 0 | 0 | 0 | 0 | 0 | 1.1153 | 1.1153 | 1.1153 | 1.1153 | 1.1153 | 1.1153 | 1.1153 | 1.1153 | 1.1153 | 1.1153 | 1.1153 | 1.1153 | 1.1153 | 1.1153 | 1.1153 | 1.1153 | 1.1153 | 1.1153 | 1.1153 | 1.1153 | 1.1153 | 1.1153 | 1.1153 | 0 | 0 | 0
F2_Industrial_Instruments_Existing_Miscellaneous_Natural Gas_Strategic Energy Management_A_Achievable Technical Potential | F2 | Industrial | Instruments | Existing | Miscellaneous | Natural Gas | Strategic Energy Management | A | Original Unit Summer Peak Savings (kW) | Achievable Technical Potential | 0 | 0 | 0 | 0 | 0 | 0 | 0 | 0 | 0 | 0 | 0 | 0 | 0 | 0 | 0 | 0 | 0 | 0 | 0 | 0 | 0 | 0 | 0 | 0 | 0 | 0 | 0 | 0 | 0 | 0 | 0
F3_Industrial_Instruments_Existing_Miscellaneous_Natural Gas_Strategic Energy Management_A_Achievable Technical Potential | F3 | Industrial | Instruments | Existing | Miscellaneous | Natural Gas | Strategic Energy Management | A | Original Unit Winter Peak Savings (kW) | Achievable Technical Potential | 0 | 0 | 0 | 0 | 0 | 0 | 0 | 0 | 0 | 0 | 0 | 0 | 0 | 0 | 0 | 0 | 0 | 0 | 0 | 0 | 0 | 0 | 0 | 0 | 0 | 0 | 0 | 0 | 0 | 0 | 0
F4_Industrial_Instruments_Existing_Miscellaneous_Natural Gas_Strategic Energy Management_A_Achievable Technical Potential | F4 | Industrial | Instruments | Existing | Miscellaneous | Natural Gas | Strategic Energy Management | A | Standalone Impact on Baseline Energy (%) | Achievable Technical Potential | 0% | 0% | 0% | 0% | 0% | 0.08224% | 0.1645% | 0.2477% | 0.3298% | 0.4118% | 0.4993% | 0.5829% | 0.6664% | 0.7594% | 0.8387% | 0.929% | 1.011% | 1.098% | 1.191% | 1.271% | 1.359% | 1.447% | 1.534% | 1.621% | 0.017089 | 0.017138 | 0.017184 | 0.017226 | 0 | 0 | 0
F5_Industrial_Instruments_Existing_Miscellaneous_Natural Gas_Strategic Energy Management_A_Achievable Technical Potential | F5 | Industrial | Instruments | Existing | Miscellaneous | Natural Gas | Strategic Energy Management | A | Standalone Impact on Baseline Summer Peak (%) | Achievable Technical Potential | 0% | 0% | 0% | 0% | 0% | 0% | 0% | 0% | 0% | 0% | 0% | 0% | 0% | 0% | 0% | 0% | 0% | 0% | 0% | 0% | 0% | 0% | 0% | 0% | 0 | 0 | 0 | 0 | 0 | 0 | 0
F6_Industrial_Instruments_Existing_Miscellaneous_Natural Gas_Strategic Energy Management_A_Achievable Technical Potential | F6 | Industrial | Instruments | Existing | Miscellaneous | Natural Gas | Strategic Energy Management | A | Standalone Impact on Baseline Winter Peak (%) | Achievable Technical Potential | 0% | 0% | 0% | 0% | 0% | 0% | 0% | 0% | 0% | 0% | 0% | 0% | 0% | 0% | 0% | 0% | 0% | 0% | 0% | 0% | 0% | 0% | 0% | 0% | 0 | 0 | 0 | 0 | 0 | 0 | 0
F7_Industrial_Instruments_Existing_Miscellaneous_Natural Gas_Strategic Energy Management_A_Achievable Technical Potential | F7 | Industrial | Instruments | Existing | Miscellaneous | Natural Gas | Strategic Energy Management | A | Incremental Energy Savings (MWh or mTherms) | Achievable Technical Potential | 0 | 0 | 0 | 0 | 0 | 0.12604 | 0.12597 | 0.12522 | 0.12529 | 0.1254 | 0.1238 | 0.12347 | 0.12321 | 0.12126 | 0.12172 | 0.12056 | 0.12058 | 0.11997 | 0.1189 | 0.11904 | 0.11855 | 0.11809 | 0.11766 | 0.11726 | 0.11689 | 0 | 0 | 0 | 0 | 0 | 0
F8_Industrial_Instruments_Existing_Miscellaneous_Natural Gas_Strategic Energy Management_A_Achievable Technical Potential | F8 | Industrial | Instruments | Existing | Miscellaneous | Natural Gas | Strategic Energy Management | A | Incremental Summer Peak Savings (MW) | Achievable Technical Potential | 0 | 0 | 0 | 0 | 0 | 0 | 0 | 0 | 0 | 0 | 0 | 0 | 0 | 0 | 0 | 0 | 0 | 0 | 0 | 0 | 0 | 0 | 0 | 0 | 0 | 0 | 0 | 0 | 0 | 0 | 0
F9_Industrial_Instruments_Existing_Miscellaneous_Natural Gas_Strategic Energy Management_A_Achievable Technical Potential | F9 | Industrial | Instruments | Existing | Miscellaneous | Natural Gas | Strategic Energy Management | A | Incremental Winter Peak Savings (MW) | Achievable Technical Potential | 0 | 0 | 0 | 0 | 0 | 0 | 0 | 0 | 0 | 0 | 0 | 0 | 0 | 0 | 0 | 0 | 0 | 0 | 0 | 0 | 0 | 0 | 0 | 0 | 0 | 0 | 0 | 0 | 0 | 0 | 0
F10_Industrial_Instruments_Existing_Miscellaneous_Natural Gas_Strategic Energy Management_A_Achievable Technical Potential | F10 | Industrial | Instruments | Existing | Miscellaneous | Natural Gas | Strategic Energy Management | A | Cumulative Energy Savings (MWh or mTherms) | Achievable Technical Potential | 0 | 0 | 0 | 0 | 0 | 0.12604 | 0.252 | 0.37723 | 0.50252 | 0.62792 | 0.75172 | 0.87519 | 0.9984 | 1.1197 | 1.2414 | 1.3619 | 1.4825 | 1.6025 | 1.7214 | 1.8404 | 1.959 | 2.0771 | 2.1947 | 2.312 | 2.4289 | 2.4289 | 2.4289 | 2.4289 | 0 | 0 | 0
F11_Industrial_Instruments_Existing_Miscellaneous_Natural Gas_Strategic Energy Management_A_Achievable Technical Potential | F11 | Industrial | Instruments | Existing | Miscellaneous | Natural Gas | Strategic Energy Management | A | Cumulative Summer Peak Savings (MW) | Achievable Technical Potential | 0 | 0 | 0 | 0 | 0 | 0 | 0 | 0 | 0 | 0 | 0 | 0 | 0 | 0 | 0 | 0 | 0 | 0 | 0 | 0 | 0 | 0 | 0 | 0 | 0 | 0 | 0 | 0 | 0 | 0 | 0
F12_Industrial_Instruments_Existing_Miscellaneous_Natural Gas_Strategic Energy Management_A_Achievable Technical Potential | F12 | Industrial | Instruments | Existing | Miscellaneous | Natural Gas | Strategic Energy Management | A | Cumulative Winter Peak Savings (MW) | Achievable Technical Potential | 0 | 0 | 0 | 0 | 0 | 0 | 0 | 0 | 0 | 0 | 0 | 0 | 0 | 0 | 0 | 0 | 0 | 0 | 0 | 0 | 0 | 0 | 0 | 0 | 0 | 0 | 0 | 0 | 0 | 0 | 0
F13_Industrial_Instruments_Existing_Miscellaneous_Natural Gas_Strategic Energy Management_A_Achievable Technical Potential | F13 | Industrial | Instruments | Existing | Miscellaneous | Natural Gas | Strategic Energy Management | A | Purchases (Incremental) | Achievable Technical Potential | 0 | 0 | 0 | 0 | 0 | 113.0094 | 112.9474 | 112.2813 | 112.342 | 112.4349 | 111.0071 | 110.7037 | 110.4789 | 108.7246 | 109.1397 | 108.0989 | 108.1129 | 107.5688 | 106.6093 | 106.7356 | 106.2942 | 105.8808 | 105.495 | 105.1365 | 104.8049 | 0 | 0 | 0 | 0 | 0 | 0
F14_Industrial_Instruments_Existing_Miscellaneous_Natural Gas_Strategic Energy Management_A_Achievable Technical Potential | F14 | Industrial | Instruments | Existing | Miscellaneous | Natural Gas | Strategic Energy Management | A | Purchases (Cumulative) | Achievable Technical Potential | 0 | 0 | 0 | 0 | 0 | 113.0094 | 225.9567 | 338.238 | 450.58 | 563.0148 | 674.0219 | 784.7256 | 895.2045 | 1003.9291 | 1113.0688 | 1221.1676 | 1329.2806 | 1436.8493 | 1543.4586 | 1650.1942 | 1756.4884 | 1862.3691 | 1967.8641 | 2073.0006 | 2177.8055 | 2177.8055 | 2177.8055 | 2177.8055 | 2177.8055 | 2177.8055 | 2177.8055
F1_Industrial_Instruments_Existing_Space Heating_Natural Gas_Commissioning_A_Achievable Technical Potential | F1 | Industrial | Instruments | Existing | Space Heating | Natural Gas | Commissioning | A | Original Unit Energy Savings (kWh or therms) | Achievable Technical Potential | 0 | 0 | 0 | 0 | 0 | 3.6319 | 3.6141 | 3.5922 | 3.569 | 3.5446 | 3.52 | 3.4947 | 3.4695 | 3.4444 | 3.4173 | 3.3922 | 3.3675 | 3.3445 | 3.3231 | 3.3022 | 3.2825 | 3.2624 | 3.2442 | 3.227 | 3.2107 | 3.1956 | 3.1816 | 3.1686 | 0 | 0 | 0
F2_Industrial_Instruments_Existing_Space Heating_Natural Gas_Commissioning_A_Achievable Technical Potential | F2 | Industrial | Instruments | Existing | Space Heating | Natural Gas | Commissioning | A | Original Unit Summer Peak Savings (kW) | Achievable Technical Potential | 0 | 0 | 0 | 0 | 0 | 0 | 0 | 0 | 0 | 0 | 0 | 0 | 0 | 0 | 0 | 0 | 0 | 0 | 0 | 0 | 0 | 0 | 0 | 0 | 0 | 0 | 0 | 0 | 0 | 0 | 0
F3_Industrial_Instruments_Existing_Space Heating_Natural Gas_Commissioning_A_Achievable Technical Potential | F3 | Industrial | Instruments | Existing | Space Heating | Natural Gas | Commissioning | A | Original Unit Winter Peak Savings (kW) | Achievable Technical Potential | 0 | 0 | 0 | 0 | 0 | 0 | 0 | 0 | 0 | 0 | 0 | 0 | 0 | 0 | 0 | 0 | 0 | 0 | 0 | 0 | 0 | 0 | 0 | 0 | 0 | 0 | 0 | 0 | 0 | 0 | 0
F4_Industrial_Instruments_Existing_Space Heating_Natural Gas_Commissioning_A_Achievable Technical Potential | F4 | Industrial | Instruments | Existing | Space Heating | Natural Gas | Commissioning | A | Standalone Impact on Baseline Energy (%) | Achievable Technical Potential | 0% | 0% | 0% | 0% | 0% | 0% | 0% | 0% | 0% | 0% | 0% | 0% | 0% | 0% | 0% | 0% | 0% | 0% | 0% | 0% | 0% | 0% | 0% | 0% | 0 | 0 | 0 | 0 | 0 | 0 | 0
F5_Industrial_Instruments_Existing_Space Heating_Natural Gas_Commissioning_A_Achievable Technical Potential | F5 | Industrial | Instruments | Existing | Space Heating | Natural Gas | Commissioning | A | Standalone Impact on Baseline Summer Peak (%) | Achievable Technical Potential | 0% | 0% | 0% | 0% | 0% | 0% | 0% | 0% | 0% | 0% | 0% | 0% | 0% | 0% | 0% | 0% | 0% | 0% | 0% | 0% | 0% | 0% | 0% | 0% | 0 | 0 | 0 | 0 | 0 | 0 | 0
F6_Industrial_Instruments_Existing_Space Heating_Natural Gas_Commissioning_A_Achievable Technical Potential | F6 | Industrial | Instruments | Existing | Space Heating | Natural Gas | Commissioning | A | Standalone Impact on Baseline Winter Peak (%) | Achievable Technical Potential | 0% | 0% | 0% | 0% | 0% | 0% | 0% | 0% | 0% | 0% | 0% | 0% | 0% | 0% | 0% | 0% | 0% | 0% | 0% | 0% | 0% | 0% | 0% | 0% | 0 | 0 | 0 | 0 | 0 | 0 | 0
F7_Industrial_Instruments_Existing_Space Heating_Natural Gas_Commissioning_A_Achievable Technical Potential | F7 | Industrial | Instruments | Existing | Space Heating | Natural Gas | Commissioning | A | Incremental Energy Savings (MWh or mTherms) | Achievable Technical Potential | 0 | 0 | 0 | 0 | 0 | 0 | 0 | 0 | 0 | 0 | 0 | 0 | 0 | 0 | 0 | 0 | 0 | 0 | 0 | 0 | 0 | 0 | 0 | 0 | 0 | 0 | 0 | 0 | 0 | 0 | 0
F8_Industrial_Instruments_Existing_Space Heating_Natural Gas_Commissioning_A_Achievable Technical Potential | F8 | Industrial | Instruments | Existing | Space Heating | Natural Gas | Commissioning | A | Incremental Summer Peak Savings (MW) | Achievable Technical Potential | 0 | 0 | 0 | 0 | 0 | 0 | 0 | 0 | 0 | 0 | 0 | 0 | 0 | 0 | 0 | 0 | 0 | 0 | 0 | 0 | 0 | 0 | 0 | 0 | 0 | 0 | 0 | 0 | 0 | 0 | 0
F9_Industrial_Instruments_Existing_Space Heating_Natural Gas_Commissioning_A_Achievable Technical Potential | F9 | Industrial | Instruments | Existing | Space Heating | Natural Gas | Commissioning | A | Incremental Winter Peak Savings (MW) | Achievable Technical Potential | 0 | 0 | 0 | 0 | 0 | 0 | 0 | 0 | 0 | 0 | 0 | 0 | 0 | 0 | 0 | 0 | 0 | 0 | 0 | 0 | 0 | 0 | 0 | 0 | 0 | 0 | 0 | 0 | 0 | 0 | 0
F10_Industrial_Instruments_Existing_Space Heating_Natural Gas_Commissioning_A_Achievable Technical Potential | F10 | Industrial | Instruments | Existing | Space Heating | Natural Gas | Commissioning | A | Cumulative Energy Savings (MWh or mTherms) | Achievable Technical Potential | 0 | 0 | 0 | 0 | 0 | 0 | 0 | 0 | 0 | 0 | 0 | 0 | 0 | 0 | 0 | 0 | 0 | 0 | 0 | 0 | 0 | 0 | 0 | 0 | 0 | 0 | 0 | 0 | 0 | 0 | 0
F11_Industrial_Instruments_Existing_Space Heating_Natural Gas_Commissioning_A_Achievable Technical Potential | F11 | Industrial | Instruments | Existing | Space Heating | Natural Gas | Commissioning | A | Cumulative Summer Peak Savings (MW) | Achievable Technical Potential | 0 | 0 | 0 | 0 | 0 | 0 | 0 | 0 | 0 | 0 | 0 | 0 | 0 | 0 | 0 | 0 | 0 | 0 | 0 | 0 | 0 | 0 | 0 | 0 | 0 | 0 | 0 | 0 | 0 | 0 | 0
F12_Industrial_Instruments_Existing_Space Heating_Natural Gas_Commissioning_A_Achievable Technical Potential | F12 | Industrial | Instruments | Existing | Space Heating | Natural Gas | Commissioning | A | Cumulative Winter Peak Savings (MW) | Achievable Technical Potential | 0 | 0 | 0 | 0 | 0 | 0 | 0 | 0 | 0 | 0 | 0 | 0 | 0 | 0 | 0 | 0 | 0 | 0 | 0 | 0 | 0 | 0 | 0 | 0 | 0 | 0 | 0 | 0 | 0 | 0 | 0
F13_Industrial_Instruments_Existing_Space Heating_Natural Gas_Commissioning_A_Achievable Technical Potential | F13 | Industrial | Instruments | Existing | Space Heating | Natural Gas | Commissioning | A | Purchases (Incremental) | Achievable Technical Potential | 0 | 0 | 0 | 0 | 0 | 0 | 0 | 0 | 0 | 0 | 0 | 0 | 0 | 0 | 0 | 0 | 0 | 0 | 0 | 0 | 0 | 0 | 0 | 0 | 0 | 0 | 0 | 0 | 0 | 0 | 0
F14_Industrial_Instruments_Existing_Space Heating_Natural Gas_Commissioning_A_Achievable Technical Potential | F14 | Industrial | Instruments | Existing | Space Heating | Natural Gas | Commissioning | A | Purchases (Cumulative) | Achievable Technical Potential | 0 | 0 | 0 | 0 | 0 | 0 | 0 | 0 | 0 | 0 | 0 | 0 | 0 | 0 | 0 | 0 | 0 | 0 | 0 | 0 | 0 | 0 | 0 | 0 | 0 | 0 | 0 | 0 | 0 | 0 | 0
F1_Industrial_Instruments_Existing_Process_Natural Gas_Commissioning_A_Achievable Technical Potential | F1 | Industrial | Instruments | Existing | Process | Natural Gas | Commissioning | A | Original Unit Energy Savings (kWh or therms) | Achievable Technical Potential | 0 | 0 | 0 | 0 | 0 | 9.4849 | 9.4849 | 9.4849 | 9.4849 | 9.4849 | 9.4849 | 9.4849 | 9.4849 | 9.4849 | 9.4849 | 9.4849 | 9.4849 | 9.4849 | 9.4849 | 9.4849 | 9.4849 | 9.4849 | 9.4849 | 9.4849 | 9.4849 | 9.4849 | 9.4849 | 9.4849 | 0 | 0 | 0
F2_Industrial_Instruments_Existing_Process_Natural Gas_Commissioning_A_Achievable Technical Potential | F2 | Industrial | Instruments | Existing | Process | Natural Gas | Commissioning | A | Original Unit Summer Peak Savings (kW) | Achievable Technical Potential | 0 | 0 | 0 | 0 | 0 | 0 | 0 | 0 | 0 | 0 | 0 | 0 | 0 | 0 | 0 | 0 | 0 | 0 | 0 | 0 | 0 | 0 | 0 | 0 | 0 | 0 | 0 | 0 | 0 | 0 | 0
F3_Industrial_Instruments_Existing_Process_Natural Gas_Commissioning_A_Achievable Technical Potential | F3 | Industrial | Instruments | Existing | Process | Natural Gas | Commissioning | A | Original Unit Winter Peak Savings (kW) | Achievable Technical Potential | 0 | 0 | 0 | 0 | 0 | 0 | 0 | 0 | 0 | 0 | 0 | 0 | 0 | 0 | 0 | 0 | 0 | 0 | 0 | 0 | 0 | 0 | 0 | 0 | 0 | 0 | 0 | 0 | 0 | 0 | 0
F4_Industrial_Instruments_Existing_Process_Natural Gas_Commissioning_A_Achievable Technical Potential | F4 | Industrial | Instruments | Existing | Process | Natural Gas | Commissioning | A | Standalone Impact on Baseline Energy (%) | Achievable Technical Potential | 0% | 0% | 0% | 0% | 0% | 0% | 0% | 0% | 0% | 0% | 0% | 0% | 0% | 0% | 0% | 0% | 0% | 0% | 0% | 0% | 0% | 0% | 0% | 0% | 0 | 0 | 0 | 0 | 0 | 0 | 0
F5_Industrial_Instruments_Existing_Process_Natural Gas_Commissioning_A_Achievable Technical Potential | F5 | Industrial | Instruments | Existing | Process | Natural Gas | Commissioning | A | Standalone Impact on Baseline Summer Peak (%) | Achievable Technical Potential | 0% | 0% | 0% | 0% | 0% | 0% | 0% | 0% | 0% | 0% | 0% | 0% | 0% | 0% | 0% | 0% | 0% | 0% | 0% | 0% | 0% | 0% | 0% | 0% | 0 | 0 | 0 | 0 | 0 | 0 | 0
F6_Industrial_Instruments_Existing_Process_Natural Gas_Commissioning_A_Achievable Technical Potential | F6 | Industrial | Instruments | Existing | Process | Natural Gas | Commissioning | A | Standalone Impact on Baseline Winter Peak (%) | Achievable Technical Potential | 0% | 0% | 0% | 0% | 0% | 0% | 0% | 0% | 0% | 0% | 0% | 0% | 0% | 0% | 0% | 0% | 0% | 0% | 0% | 0% | 0% | 0% | 0% | 0% | 0 | 0 | 0 | 0 | 0 | 0 | 0
F7_Industrial_Instruments_Existing_Process_Natural Gas_Commissioning_A_Achievable Technical Potential | F7 | Industrial | Instruments | Existing | Process | Natural Gas | Commissioning | A | Incremental Energy Savings (MWh or mTherms) | Achievable Technical Potential | 0 | 0 | 0 | 0 | 0 | 0 | 0 | 0 | 0 | 0 | 0 | 0 | 0 | 0 | 0 | 0 | 0 | 0 | 0 | 0 | 0 | 0 | 0 | 0 | 0 | 0 | 0 | 0 | 0 | 0 | 0
F8_Industrial_Instruments_Existing_Process_Natural Gas_Commissioning_A_Achievable Technical Potential | F8 | Industrial | Instruments | Existing | Process | Natural Gas | Commissioning | A | Incremental Summer Peak Savings (MW) | Achievable Technical Potential | 0 | 0 | 0 | 0 | 0 | 0 | 0 | 0 | 0 | 0 | 0 | 0 | 0 | 0 | 0 | 0 | 0 | 0 | 0 | 0 | 0 | 0 | 0 | 0 | 0 | 0 | 0 | 0 | 0 | 0 | 0
F9_Industrial_Instruments_Existing_Process_Natural Gas_Commissioning_A_Achievable Technical Potential | F9 | Industrial | Instruments | Existing | Process | Natural Gas | Commissioning | A | Incremental Winter Peak Savings (MW) | Achievable Technical Potential | 0 | 0 | 0 | 0 | 0 | 0 | 0 | 0 | 0 | 0 | 0 | 0 | 0 | 0 | 0 | 0 | 0 | 0 | 0 | 0 | 0 | 0 | 0 | 0 | 0 | 0 | 0 | 0 | 0 | 0 | 0
F10_Industrial_Instruments_Existing_Process_Natural Gas_Commissioning_A_Achievable Technical Potential | F10 | Industrial | Instruments | Existing | Process | Natural Gas | Commissioning | A | Cumulative Energy Savings (MWh or mTherms) | Achievable Technical Potential | 0 | 0 | 0 | 0 | 0 | 0 | 0 | 0 | 0 | 0 | 0 | 0 | 0 | 0 | 0 | 0 | 0 | 0 | 0 | 0 | 0 | 0 | 0 | 0 | 0 | 0 | 0 | 0 | 0 | 0 | 0
F11_Industrial_Instruments_Existing_Process_Natural Gas_Commissioning_A_Achievable Technical Potential | F11 | Industrial | Instruments | Existing | Process | Natural Gas | Commissioning | A | Cumulative Summer Peak Savings (MW) | Achievable Technical Potential | 0 | 0 | 0 | 0 | 0 | 0 | 0 | 0 | 0 | 0 | 0 | 0 | 0 | 0 | 0 | 0 | 0 | 0 | 0 | 0 | 0 | 0 | 0 | 0 | 0 | 0 | 0 | 0 | 0 | 0 | 0
F12_Industrial_Instruments_Existing_Process_Natural Gas_Commissioning_A_Achievable Technical Potential | F12 | Industrial | Instruments | Existing | Process | Natural Gas | Commissioning | A | Cumulative Winter Peak Savings (MW) | Achievable Technical Potential | 0 | 0 | 0 | 0 | 0 | 0 | 0 | 0 | 0 | 0 | 0 | 0 | 0 | 0 | 0 | 0 | 0 | 0 | 0 | 0 | 0 | 0 | 0 | 0 | 0 | 0 | 0 | 0 | 0 | 0 | 0
F13_Industrial_Instruments_Existing_Process_Natural Gas_Commissioning_A_Achievable Technical Potential | F13 | Industrial | Instruments | Existing | Process | Natural Gas | Commissioning | A | Purchases (Incremental) | Achievable Technical Potential | 0 | 0 | 0 | 0 | 0 | 0 | 0 | 0 | 0 | 0 | 0 | 0 | 0 | 0 | 0 | 0 | 0 | 0 | 0 | 0 | 0 | 0 | 0 | 0 | 0 | 0 | 0 | 0 | 0 | 0 | 0
F14_Industrial_Instruments_Existing_Process_Natural Gas_Commissioning_A_Achievable Technical Potential | F14 | Industrial | Instruments | Existing | Process | Natural Gas | Commissioning | A | Purchases (Cumulative) | Achievable Technical Potential | 0 | 0 | 0 | 0 | 0 | 0 | 0 | 0 | 0 | 0 | 0 | 0 | 0 | 0 | 0 | 0 | 0 | 0 | 0 | 0 | 0 | 0 | 0 | 0 | 0 | 0 | 0 | 0 | 0 | 0 | 0
F1_Industrial_Instruments_Existing_Space Heating_Natural Gas_Retrocommissioning_A_Achievable Technical Potential | F1 | Industrial | Instruments | Existing | Space Heating | Natural Gas | Retrocommissioning | A | Original Unit Energy Savings (kWh or therms) | Achievable Technical Potential | 0 | 0 | 0 | 0 | 0 | 0.50444 | 0.50198 | 0.49893 | 0.4957 | 0.49233 | 0.4889 | 0.48538 | 0.48188 | 0.4784 | 0.47464 | 0.47116 | 0.46772 | 0.46453 | 0.46155 | 0.45866 | 0.45592 | 0.45312 | 0.4506 | 0.44821 | 0.44594 | 0.44384 | 0.4419 | 0.4401 | 0 | 0 | 0
F2_Industrial_Instruments_Existing_Space Heating_Natural Gas_Retrocommissioning_A_Achievable Technical Potential | F2 | Industrial | Instruments | Existing | Space Heating | Natural Gas | Retrocommissioning | A | Original Unit Summer Peak Savings (kW) | Achievable Technical Potential | 0 | 0 | 0 | 0 | 0 | 0 | 0 | 0 | 0 | 0 | 0 | 0 | 0 | 0 | 0 | 0 | 0 | 0 | 0 | 0 | 0 | 0 | 0 | 0 | 0 | 0 | 0 | 0 | 0 | 0 | 0
F3_Industrial_Instruments_Existing_Space Heating_Natural Gas_Retrocommissioning_A_Achievable Technical Potential | F3 | Industrial | Instruments | Existing | Space Heating | Natural Gas | Retrocommissioning | A | Original Unit Winter Peak Savings (kW) | Achievable Technical Potential | 0 | 0 | 0 | 0 | 0 | 0 | 0 | 0 | 0 | 0 | 0 | 0 | 0 | 0 | 0 | 0 | 0 | 0 | 0 | 0 | 0 | 0 | 0 | 0 | 0 | 0 | 0 | 0 | 0 | 0 | 0
F4_Industrial_Instruments_Existing_Space Heating_Natural Gas_Retrocommissioning_A_Achievable Technical Potential | F4 | Industrial | Instruments | Existing | Space Heating | Natural Gas | Retrocommissioning | A | Standalone Impact on Baseline Energy (%) | Achievable Technical Potential | 0% | 0% | 0% | 0% | 0% | 0.0124% | 0.0248% | 0.03734% | 0.04972% | 0.06207% | 0.07527% | 0.08787% | 0.1004% | 0.1145% | 0.1264% | 0.14% | 0.1524% | 0.1656% | 0.1795% | 0.1917% | 0.2048% | 0.218% | 0.2312% | 0.2444% | 0.0025759 | 0.0025834 | 0.0025903 | 0.0025966 | 0 | 0 | 0
F5_Industrial_Instruments_Existing_Space Heating_Natural Gas_Retrocommissioning_A_Achievable Technical Potential | F5 | Industrial | Instruments | Existing | Space Heating | Natural Gas | Retrocommissioning | A | Standalone Impact on Baseline Summer Peak (%) | Achievable Technical Potential | 0% | 0% | 0% | 0% | 0% | 0% | 0% | 0% | 0% | 0% | 0% | 0% | 0% | 0% | 0% | 0% | 0% | 0% | 0% | 0% | 0% | 0% | 0% | 0% | 0 | 0 | 0 | 0 | 0 | 0 | 0
F6_Industrial_Instruments_Existing_Space Heating_Natural Gas_Retrocommissioning_A_Achievable Technical Potential | F6 | Industrial | Instruments | Existing | Space Heating | Natural Gas | Retrocommissioning | A | Standalone Impact on Baseline Winter Peak (%) | Achievable Technical Potential | 0% | 0% | 0% | 0% | 0% | 0% | 0% | 0% | 0% | 0% | 0% | 0% | 0% | 0% | 0% | 0% | 0% | 0% | 0% | 0% | 0% | 0% | 0% | 0% | 0 | 0 | 0 | 0 | 0 | 0 | 0
F7_Industrial_Instruments_Existing_Space Heating_Natural Gas_Retrocommissioning_A_Achievable Technical Potential | F7 | Industrial | Instruments | Existing | Space Heating | Natural Gas | Retrocommissioning | A | Incremental Energy Savings (MWh or mTherms) | Achievable Technical Potential | 0 | 0 | 0 | 0 | 0 | 0.044339 | 0.044098 | 0.043571 | 0.043313 | 0.043054 | 0.042211 | 0.041793 | 0.041407 | 0.040455 | 0.04029 | 0.039613 | 0.039329 | 0.038865 | 0.038271 | 0.038076 | 0.037692 | 0.037315 | 0.036972 | 0.036651 | 0.036351 | 0 | 0 | 0 | 0 | 0 | 0
F8_Industrial_Instruments_Existing_Space Heating_Natural Gas_Retrocommissioning_A_Achievable Technical Potential | F8 | Industrial | Instruments | Existing | Space Heating | Natural Gas | Retrocommissioning | A | Incremental Summer Peak Savings (MW) | Achievable Technical Potential | 0 | 0 | 0 | 0 | 0 | 0 | 0 | 0 | 0 | 0 | 0 | 0 | 0 | 0 | 0 | 0 | 0 | 0 | 0 | 0 | 0 | 0 | 0 | 0 | 0 | 0 | 0 | 0 | 0 | 0 | 0
F9_Industrial_Instruments_Existing_Space Heating_Natural Gas_Retrocommissioning_A_Achievable Technical Potential | F9 | Industrial | Instruments | Existing | Space Heating | Natural Gas | Retrocommissioning | A | Incremental Winter Peak Savings (MW) | Achievable Technical Potential | 0 | 0 | 0 | 0 | 0 | 0 | 0 | 0 | 0 | 0 | 0 | 0 | 0 | 0 | 0 | 0 | 0 | 0 | 0 | 0 | 0 | 0 | 0 | 0 | 0 | 0 | 0 | 0 | 0 | 0 | 0
F10_Industrial_Instruments_Existing_Space Heating_Natural Gas_Retrocommissioning_A_Achievable Technical Potential | F10 | Industrial | Instruments | Existing | Space Heating | Natural Gas | Retrocommissioning | A | Cumulative Energy Savings (MWh or mTherms) | Achievable Technical Potential | 0 | 0 | 0 | 0 | 0 | 0.044339 | 0.08822 | 0.13125 | 0.17372 | 0.21559 | 0.2563 | 0.29625 | 0.33552 | 0.37355 | 0.4109 | 0.4475 | 0.48357 | 0.51913 | 0.55408 | 0.58868 | 0.62286 | 0.65635 | 0.68966 | 0.72266 | 0.75536 | 0.7518 | 0.74851 | 0.74546 | 0 | 0 | 0
F11_Industrial_Instruments_Existing_Space Heating_Natural Gas_Retrocommissioning_A_Achievable Technical Potential | F11 | Industrial | Instruments | Existing | Space Heating | Natural Gas | Retrocommissioning | A | Cumulative Summer Peak Savings (MW) | Achievable Technical Potential | 0 | 0 | 0 | 0 | 0 | 0 | 0 | 0 | 0 | 0 | 0 | 0 | 0 | 0 | 0 | 0 | 0 | 0 | 0 | 0 | 0 | 0 | 0 | 0 | 0 | 0 | 0 | 0 | 0 | 0 | 0
F12_Industrial_Instruments_Existing_Space Heating_Natural Gas_Retrocommissioning_A_Achievable Technical Potential | F12 | Industrial | Instruments | Existing | Space Heating | Natural Gas | Retrocommissioning | A | Cumulative Winter Peak Savings (MW) | Achievable Technical Potential | 0 | 0 | 0 | 0 | 0 | 0 | 0 | 0 | 0 | 0 | 0 | 0 | 0 | 0 | 0 | 0 | 0 | 0 | 0 | 0 | 0 | 0 | 0 | 0 | 0 | 0 | 0 | 0 | 0 | 0 | 0
F13_Industrial_Instruments_Existing_Space Heating_Natural Gas_Retrocommissioning_A_Achievable Technical Potential | F13 | Industrial | Instruments | Existing | Space Heating | Natural Gas | Retrocommissioning | A | Purchases (Incremental) | Achievable Technical Potential | 0 | 0 | 0 | 0 | 0 | 87.8962 | 87.8479 | 87.3299 | 87.3771 | 87.4493 | 86.3388 | 86.1029 | 85.9281 | 84.5635 | 84.8864 | 84.0769 | 84.0878 | 83.6646 | 82.9183 | 83.0165 | 82.6733 | 82.3517 | 82.0516 | 81.7728 | 81.5149 | 0 | 0 | 0 | 0 | 0 | 0
F14_Industrial_Instruments_Existing_Space Heating_Natural Gas_Retrocommissioning_A_Achievable Technical Potential | F14 | Industrial | Instruments | Existing | Space Heating | Natural Gas | Retrocommissioning | A | Purchases (Cumulative) | Achievable Technical Potential | 0 | 0 | 0 | 0 | 0 | 87.8962 | 175.7441 | 263.074 | 350.4511 | 437.9004 | 524.2392 | 610.3421 | 696.2702 | 780.8337 | 865.7201 | 949.7971 | 1033.8849 | 1117.5495 | 1200.4678 | 1283.4844 | 1366.1576 | 1448.5093 | 1530.561 | 1612.3338 | 1693.8487 | 1693.8487 | 1693.8487 | 1693.8487 | 1693.8487 | 1693.8487 | 1693.8487
F1_Industrial_Instruments_Existing_Process_Natural Gas_Retrocommissioning_A_Achievable Technical Potential | F1 | Industrial | Instruments | Existing | Process | Natural Gas | Retrocommissioning | A | Original Unit Energy Savings (kWh or therms) | Achievable Technical Potential | 0 | 0 | 0 | 0 | 0 | 0 | 0 | 0 | 0 | 0 | 0 | 0 | 0 | 0 | 0 | 0 | 0 | 0 | 0 | 0 | 0 | 0 | 0 | 0 | 0 | 0 | 0 | 0 | 0 | 0 | 0
F2_Industrial_Instruments_Existing_Process_Natural Gas_Retrocommissioning_A_Achievable Technical Potential | F2 | Industrial | Instruments | Existing | Process | Natural Gas | Retrocommissioning | A | Original Unit Summer Peak Savings (kW) | Achievable Technical Potential | 0 | 0 | 0 | 0 | 0 | 0 | 0 | 0 | 0 | 0 | 0 | 0 | 0 | 0 | 0 | 0 | 0 | 0 | 0 | 0 | 0 | 0 | 0 | 0 | 0 | 0 | 0 | 0 | 0 | 0 | 0
F3_Industrial_Instruments_Existing_Process_Natural Gas_Retrocommissioning_A_Achievable Technical Potential | F3 | Industrial | Instruments | Existing | Process | Natural Gas | Retrocommissioning | A | Original Unit Winter Peak Savings (kW) | Achievable Technical Potential | 0 | 0 | 0 | 0 | 0 | 0 | 0 | 0 | 0 | 0 | 0 | 0 | 0 | 0 | 0 | 0 | 0 | 0 | 0 | 0 | 0 | 0 | 0 | 0 | 0 | 0 | 0 | 0 | 0 | 0 | 0
F4_Industrial_Instruments_Existing_Process_Natural Gas_Retrocommissioning_A_Achievable Technical Potential | F4 | Industrial | Instruments | Existing | Process | Natural Gas | Retrocommissioning | A | Standalone Impact on Baseline Energy (%) | Achievable Technical Potential | 0% | 0% | 0% | 0% | 0% | 0% | 0% | 0% | 0% | 0% | 0% | 0% | 0% | 0% | 0% | 0% | 0% | 0% | 0% | 0% | 0% | 0% | 0% | 0% | 0 | 0 | 0 | 0 | 0 | 0 | 0
F5_Industrial_Instruments_Existing_Process_Natural Gas_Retrocommissioning_A_Achievable Technical Potential | F5 | Industrial | Instruments | Existing | Process | Natural Gas | Retrocommissioning | A | Standalone Impact on Baseline Summer Peak (%) | Achievable Technical Potential | 0% | 0% | 0% | 0% | 0% | 0% | 0% | 0% | 0% | 0% | 0% | 0% | 0% | 0% | 0% | 0% | 0% | 0% | 0% | 0% | 0% | 0% | 0% | 0% | 0 | 0 | 0 | 0 | 0 | 0 | 0
F6_Industrial_Instruments_Existing_Process_Natural Gas_Retrocommissioning_A_Achievable Technical Potential | F6 | Industrial | Instruments | Existing | Process | Natural Gas | Retrocommissioning | A | Standalone Impact on Baseline Winter Peak (%) | Achievable Technical Potential | 0% | 0% | 0% | 0% | 0% | 0% | 0% | 0% | 0% | 0% | 0% | 0% | 0% | 0% | 0% | 0% | 0% | 0% | 0% | 0% | 0% | 0% | 0% | 0% | 0 | 0 | 0 | 0 | 0 | 0 | 0
F7_Industrial_Instruments_Existing_Process_Natural Gas_Retrocommissioning_A_Achievable Technical Potential | F7 | Industrial | Instruments | Existing | Process | Natural Gas | Retrocommissioning | A | Incremental Energy Savings (MWh or mTherms) | Achievable Technical Potential | 0 | 0 | 0 | 0 | 0 | 0 | 0 | 0 | 0 | 0 | 0 | 0 | 0 | 0 | 0 | 0 | 0 | 0 | 0 | 0 | 0 | 0 | 0 | 0 | 0 | 0 | 0 | 0 | 0 | 0 | 0
F8_Industrial_Instruments_Existing_Process_Natural Gas_Retrocommissioning_A_Achievable Technical Potential | F8 | Industrial | Instruments | Existing | Process | Natural Gas | Retrocommissioning | A | Incremental Summer Peak Savings (MW) | Achievable Technical Potential | 0 | 0 | 0 | 0 | 0 | 0 | 0 | 0 | 0 | 0 | 0 | 0 | 0 | 0 | 0 | 0 | 0 | 0 | 0 | 0 | 0 | 0 | 0 | 0 | 0 | 0 | 0 | 0 | 0 | 0 | 0
F9_Industrial_Instruments_Existing_Process_Natural Gas_Retrocommissioning_A_Achievable Technical Potential | F9 | Industrial | Instruments | Existing | Process | Natural Gas | Retrocommissioning | A | Incremental Winter Peak Savings (MW) | Achievable Technical Potential | 0 | 0 | 0 | 0 | 0 | 0 | 0 | 0 | 0 | 0 | 0 | 0 | 0 | 0 | 0 | 0 | 0 | 0 | 0 | 0 | 0 | 0 | 0 | 0 | 0 | 0 | 0 | 0 | 0 | 0 | 0
F10_Industrial_Instruments_Existing_Process_Natural Gas_Retrocommissioning_A_Achievable Technical Potential | F10 | Industrial | Instruments | Existing | Process | Natural Gas | Retrocommissioning | A | Cumulative Energy Savings (MWh or mTherms) | Achievable Technical Potential | 0 | 0 | 0 | 0 | 0 | 0 | 0 | 0 | 0 | 0 | 0 | 0 | 0 | 0 | 0 | 0 | 0 | 0 | 0 | 0 | 0 | 0 | 0 | 0 | 0 | 0 | 0 | 0 | 0 | 0 | 0
F11_Industrial_Instruments_Existing_Process_Natural Gas_Retrocommissioning_A_Achievable Technical Potential | F11 | Industrial | Instruments | Existing | Process | Natural Gas | Retrocommissioning | A | Cumulative Summer Peak Savings (MW) | Achievable Technical Potential | 0 | 0 | 0 | 0 | 0 | 0 | 0 | 0 | 0 | 0 | 0 | 0 | 0 | 0 | 0 | 0 | 0 | 0 | 0 | 0 | 0 | 0 | 0 | 0 | 0 | 0 | 0 | 0 | 0 | 0 | 0
F12_Industrial_Instruments_Existing_Process_Natural Gas_Retrocommissioning_A_Achievable Technical Potential | F12 | Industrial | Instruments | Existing | Process | Natural Gas | Retrocommissioning | A | Cumulative Winter Peak Savings (MW) | Achievable Technical Potential | 0 | 0 | 0 | 0 | 0 | 0 | 0 | 0 | 0 | 0 | 0 | 0 | 0 | 0 | 0 | 0 | 0 | 0 | 0 | 0 | 0 | 0 | 0 | 0 | 0 | 0 | 0 | 0 | 0 | 0 | 0
F13_Industrial_Instruments_Existing_Process_Natural Gas_Retrocommissioning_A_Achievable Technical Potential | F13 | Industrial | Instruments | Existing | Process | Natural Gas | Retrocommissioning | A | Purchases (Incremental) | Achievable Technical Potential | 0 | 0 | 0 | 0 | 0 | 87.8962 | 87.8479 | 87.3299 | 87.3771 | 87.4493 | 86.3388 | 86.1029 | 85.9281 | 84.5635 | 84.8864 | 84.0769 | 84.0878 | 83.6646 | 82.9183 | 83.0165 | 82.6733 | 82.3517 | 82.0516 | 81.7728 | 81.5149 | 0 | 0 | 0 | 0 | 0 | 0
F14_Industrial_Instruments_Existing_Process_Natural Gas_Retrocommissioning_A_Achievable Technical Potential | F14 | Industrial | Instruments | Existing | Process | Natural Gas | Retrocommissioning | A | Purchases (Cumulative) | Achievable Technical Potential | 0 | 0 | 0 | 0 | 0 | 87.8962 | 175.7441 | 263.074 | 350.4511 | 437.9004 | 524.2392 | 610.3421 | 696.2702 | 780.8337 | 865.7201 | 949.7971 | 1033.8849 | 1117.5495 | 1200.4678 | 1283.4844 | 1366.1576 | 1448.5093 | 1530.561 | 1612.3338 | 1693.8487 | 1693.8487 | 1693.8487 | 1693.8487 | 1693.8487 | 1693.8487 | 1693.8487
F1_Industrial_Instruments_New_Space Heating_Natural Gas_Insulation - Roof/Ceiling_A_Achievable Technical Potential | F1 | Industrial | Instruments | New | Space Heating | Natural Gas | Insulation - Roof/Ceiling | A | Original Unit Energy Savings (kWh or therms) | Achievable Technical Potential | 0 | 0 | 0 | 0 | 0 | 0.093892 | 0.092679 | 0.091794 | 0.091122 | 0.090592 | 0.090164 | 0.089662 | 0.089136 | 0.088616 | 0.088114 | 0.08772 | 0.087409 | 0.087162 | 0.08677 | 0.086483 | 0.086275 | 0.086113 | 0.086113 | 0.086113 | 0.086113 | 0.086113 | 0.086113 | 0.086113 | 0 | 0 | 0
F2_Industrial_Instruments_New_Space Heating_Natural Gas_Insulation - Roof/Ceiling_A_Achievable Technical Potential | F2 | Industrial | Instruments | New | Space Heating | Natural Gas | Insulation - Roof/Ceiling | A | Original Unit Summer Peak Savings (kW) | Achievable Technical Potential | 0 | 0 | 0 | 0 | 0 | 0 | 0 | 0 | 0 | 0 | 0 | 0 | 0 | 0 | 0 | 0 | 0 | 0 | 0 | 0 | 0 | 0 | 0 | 0 | 0 | 0 | 0 | 0 | 0 | 0 | 0
F3_Industrial_Instruments_New_Space Heating_Natural Gas_Insulation - Roof/Ceiling_A_Achievable Technical Potential | F3 | Industrial | Instruments | New | Space Heating | Natural Gas | Insulation - Roof/Ceiling | A | Original Unit Winter Peak Savings (kW) | Achievable Technical Potential | 0 | 0 | 0 | 0 | 0 | 0 | 0 | 0 | 0 | 0 | 0 | 0 | 0 | 0 | 0 | 0 | 0 | 0 | 0 | 0 | 0 | 0 | 0 | 0 | 0 | 0 | 0 | 0 | 0 | 0 | 0
F4_Industrial_Instruments_New_Space Heating_Natural Gas_Insulation - Roof/Ceiling_A_Achievable Technical Potential | F4 | Industrial | Instruments | New | Space Heating | Natural Gas | Insulation - Roof/Ceiling | A | Standalone Impact on Baseline Energy (%) | Achievable Technical Potential | 0% | 0% | 0% | 0% | 0% | 0% | 0% | 0% | 0% | 0% | 0% | 0% | 0% | 0% | 0% | 0% | 0% | 0% | 0% | 0% | 0% | 0% | 0% | 0% | 0 | 0 | 0 | 0 | 0 | 0 | 0
F5_Industrial_Instruments_New_Space Heating_Natural Gas_Insulation - Roof/Ceiling_A_Achievable Technical Potential | F5 | Industrial | Instruments | New | Space Heating | Natural Gas | Insulation - Roof/Ceiling | A | Standalone Impact on Baseline Summer Peak (%) | Achievable Technical Potential | 0% | 0% | 0% | 0% | 0% | 0% | 0% | 0% | 0% | 0% | 0% | 0% | 0% | 0% | 0% | 0% | 0% | 0% | 0% | 0% | 0% | 0% | 0% | 0% | 0 | 0 | 0 | 0 | 0 | 0 | 0
F6_Industrial_Instruments_New_Space Heating_Natural Gas_Insulation - Roof/Ceiling_A_Achievable Technical Potential | F6 | Industrial | Instruments | New | Space Heating | Natural Gas | Insulation - Roof/Ceiling | A | Standalone Impact on Baseline Winter Peak (%) | Achievable Technical Potential | 0% | 0% | 0% | 0% | 0% | 0% | 0% | 0% | 0% | 0% | 0% | 0% | 0% | 0% | 0% | 0% | 0% | 0% | 0% | 0% | 0% | 0% | 0% | 0% | 0 | 0 | 0 | 0 | 0 | 0 | 0
F7_Industrial_Instruments_New_Space Heating_Natural Gas_Insulation - Roof/Ceiling_A_Achievable Technical Potential | F7 | Industrial | Instruments | New | Space Heating | Natural Gas | Insulation - Roof/Ceiling | A | Incremental Energy Savings (MWh or mTherms) | Achievable Technical Potential | 0 | 0 | 0 | 0 | 0 | 0 | 0 | 0 | 0 | 0 | 0 | 0 | 0 | 0 | 0 | 0 | 0 | 0 | 0 | 0 | 0 | 0 | 0 | 0 | 0 | 0 | 0 | 0 | 0 | 0 | 0
F8_Industrial_Instruments_New_Space Heating_Natural Gas_Insulation - Roof/Ceiling_A_Achievable Technical Potential | F8 | Industrial | Instruments | New | Space Heating | Natural Gas | Insulation - Roof/Ceiling | A | Incremental Summer Peak Savings (MW) | Achievable Technical Potential | 0 | 0 | 0 | 0 | 0 | 0 | 0 | 0 | 0 | 0 | 0 | 0 | 0 | 0 | 0 | 0 | 0 | 0 | 0 | 0 | 0 | 0 | 0 | 0 | 0 | 0 | 0 | 0 | 0 | 0 | 0
F9_Industrial_Instruments_New_Space Heating_Natural Gas_Insulation - Roof/Ceiling_A_Achievable Technical Potential | F9 | Industrial | Instruments | New | Space Heating | Natural Gas | Insulation - Roof/Ceiling | A | Incremental Winter Peak Savings (MW) | Achievable Technical Potential | 0 | 0 | 0 | 0 | 0 | 0 | 0 | 0 | 0 | 0 | 0 | 0 | 0 | 0 | 0 | 0 | 0 | 0 | 0 | 0 | 0 | 0 | 0 | 0 | 0 | 0 | 0 | 0 | 0 | 0 | 0
F10_Industrial_Instruments_New_Space Heating_Natural Gas_Insulation - Roof/Ceiling_A_Achievable Technical Potential | F10 | Industrial | Instruments | New | Space Heating | Natural Gas | Insulation - Roof/Ceiling | A | Cumulative Energy Savings (MWh or mTherms) | Achievable Technical Potential | 0 | 0 | 0 | 0 | 0 | 0 | 0 | 0 | 0 | 0 | 0 | 0 | 0 | 0 | 0 | 0 | 0 | 0 | 0 | 0 | 0 | 0 | 0 | 0 | 0 | 0 | 0 | 0 | 0 | 0 | 0
F11_Industrial_Instruments_New_Space Heating_Natural Gas_Insulation - Roof/Ceiling_A_Achievable Technical Potential | F11 | Industrial | Instruments | New | Space Heating | Natural Gas | Insulation - Roof/Ceiling | A | Cumulative Summer Peak Savings (MW) | Achievable Technical Potential | 0 | 0 | 0 | 0 | 0 | 0 | 0 | 0 | 0 | 0 | 0 | 0 | 0 | 0 | 0 | 0 | 0 | 0 | 0 | 0 | 0 | 0 | 0 | 0 | 0 | 0 | 0 | 0 | 0 | 0 | 0
F12_Industrial_Instruments_New_Space Heating_Natural Gas_Insulation - Roof/Ceiling_A_Achievable Technical Potential | F12 | Industrial | Instruments | New | Space Heating | Natural Gas | Insulation - Roof/Ceiling | A | Cumulative Winter Peak Savings (MW) | Achievable Technical Potential | 0 | 0 | 0 | 0 | 0 | 0 | 0 | 0 | 0 | 0 | 0 | 0 | 0 | 0 | 0 | 0 | 0 | 0 | 0 | 0 | 0 | 0 | 0 | 0 | 0 | 0 | 0 | 0 | 0 | 0 | 0
F13_Industrial_Instruments_New_Space Heating_Natural Gas_Insulation - Roof/Ceiling_A_Achievable Technical Potential | F13 | Industrial | Instruments | New | Space Heating | Natural Gas | Insulation - Roof/Ceiling | A | Purchases (Incremental) | Achievable Technical Potential | 0 | 0 | 0 | 0 | 0 | 0 | 0 | 0 | 0 | 0 | 0 | 0 | 0 | 0 | 0 | 0 | 0 | 0 | 0 | 0 | 0 | 0 | 0 | 0 | 0 | 0 | 0 | 0 | 0 | 0 | 0
F14_Industrial_Instruments_New_Space Heating_Natural Gas_Insulation - Roof/Ceiling_A_Achievable Technical Potential | F14 | Industrial | Instruments | New | Space Heating | Natural Gas | Insulation - Roof/Ceiling | A | Purchases (Cumulative) | Achievable Technical Potential | 0 | 0 | 0 | 0 | 0 | 0 | 0 | 0 | 0 | 0 | 0 | 0 | 0 | 0 | 0 | 0 | 0 | 0 | 0 | 0 | 0 | 0 | 0 | 0 | 0 | 0 | 0 | 0 | 0 | 0 | 0
F1_Industrial_Instruments_New_Space Heating_Natural Gas_Insulation - Wall Cavity_A_Achievable Technical Potential | F1 | Industrial | Instruments | New | Space Heating | Natural Gas | Insulation - Wall Cavity | A | Original Unit Energy Savings (kWh or therms) | Achievable Technical Potential | 0 | 0 | 0 | 0 | 0 | 0.016909 | 0.016691 | 0.016531 | 0.01641 | 0.016315 | 0.016238 | 0.016147 | 0.016053 | 0.015959 | 0.015869 | 0.015798 | 0.015742 | 0.015697 | 0.015627 | 0.015575 | 0.015537 | 0.015508 | 0.015508 | 0.015508 | 0.015508 | 0.015508 | 0.015508 | 0.015508 | 0 | 0 | 0
F2_Industrial_Instruments_New_Space Heating_Natural Gas_Insulation - Wall Cavity_A_Achievable Technical Potential | F2 | Industrial | Instruments | New | Space Heating | Natural Gas | Insulation - Wall Cavity | A | Original Unit Summer Peak Savings (kW) | Achievable Technical Potential | 0 | 0 | 0 | 0 | 0 | 0 | 0 | 0 | 0 | 0 | 0 | 0 | 0 | 0 | 0 | 0 | 0 | 0 | 0 | 0 | 0 | 0 | 0 | 0 | 0 | 0 | 0 | 0 | 0 | 0 | 0
F3_Industrial_Instruments_New_Space Heating_Natural Gas_Insulation - Wall Cavity_A_Achievable Technical Potential | F3 | Industrial | Instruments | New | Space Heating | Natural Gas | Insulation - Wall Cavity | A | Original Unit Winter Peak Savings (kW) | Achievable Technical Potential | 0 | 0 | 0 | 0 | 0 | 0 | 0 | 0 | 0 | 0 | 0 | 0 | 0 | 0 | 0 | 0 | 0 | 0 | 0 | 0 | 0 | 0 | 0 | 0 | 0 | 0 | 0 | 0 | 0 | 0 | 0
F4_Industrial_Instruments_New_Space Heating_Natural Gas_Insulation - Wall Cavity_A_Achievable Technical Potential | F4 | Industrial | Instruments | New | Space Heating | Natural Gas | Insulation - Wall Cavity | A | Standalone Impact on Baseline Energy (%) | Achievable Technical Potential | 0% | 0% | 0% | 0% | 0% | 0% | 0% | 0% | 0% | 0% | 0% | 0% | 0% | 0% | 0% | 0% | 0% | 0% | 0% | 0% | 0% | 0% | 0% | 0% | 0 | 0 | 0 | 0 | 0 | 0 | 0
F5_Industrial_Instruments_New_Space Heating_Natural Gas_Insulation - Wall Cavity_A_Achievable Technical Potential | F5 | Industrial | Instruments | New | Space Heating | Natural Gas | Insulation - Wall Cavity | A | Standalone Impact on Baseline Summer Peak (%) | Achievable Technical Potential | 0% | 0% | 0% | 0% | 0% | 0% | 0% | 0% | 0% | 0% | 0% | 0% | 0% | 0% | 0% | 0% | 0% | 0% | 0% | 0% | 0% | 0% | 0% | 0% | 0 | 0 | 0 | 0 | 0 | 0 | 0
F6_Industrial_Instruments_New_Space Heating_Natural Gas_Insulation - Wall Cavity_A_Achievable Technical Potential | F6 | Industrial | Instruments | New | Space Heating | Natural Gas | Insulation - Wall Cavity | A | Standalone Impact on Baseline Winter Peak (%) | Achievable Technical Potential | 0% | 0% | 0% | 0% | 0% | 0% | 0% | 0% | 0% | 0% | 0% | 0% | 0% | 0% | 0% | 0% | 0% | 0% | 0% | 0% | 0% | 0% | 0% | 0% | 0 | 0 | 0 | 0 | 0 | 0 | 0
F7_Industrial_Instruments_New_Space Heating_Natural Gas_Insulation - Wall Cavity_A_Achievable Technical Potential | F7 | Industrial | Instruments | New | Space Heating | Natural Gas | Insulation - Wall Cavity | A | Incremental Energy Savings (MWh or mTherms) | Achievable Technical Potential | 0 | 0 | 0 | 0 | 0 | 0 | 0 | 0 | 0 | 0 | 0 | 0 | 0 | 0 | 0 | 0 | 0 | 0 | 0 | 0 | 0 | 0 | 0 | 0 | 0 | 0 | 0 | 0 | 0 | 0 | 0
F8_Industrial_Instruments_New_Space Heating_Natural Gas_Insulation - Wall Cavity_A_Achievable Technical Potential | F8 | Industrial | Instruments | New | Space Heating | Natural Gas | Insulation - Wall Cavity | A | Incremental Summer Peak Savings (MW) | Achievable Technical Potential | 0 | 0 | 0 | 0 | 0 | 0 | 0 | 0 | 0 | 0 | 0 | 0 | 0 | 0 | 0 | 0 | 0 | 0 | 0 | 0 | 0 | 0 | 0 | 0 | 0 | 0 | 0 | 0 | 0 | 0 | 0
F9_Industrial_Instruments_New_Space Heating_Natural Gas_Insulation - Wall Cavity_A_Achievable Technical Potential | F9 | Industrial | Instruments | New | Space Heating | Natural Gas | Insulation - Wall Cavity | A | Incremental Winter Peak Savings (MW) | Achievable Technical Potential | 0 | 0 | 0 | 0 | 0 | 0 | 0 | 0 | 0 | 0 | 0 | 0 | 0 | 0 | 0 | 0 | 0 | 0 | 0 | 0 | 0 | 0 | 0 | 0 | 0 | 0 | 0 | 0 | 0 | 0 | 0
F10_Industrial_Instruments_New_Space Heating_Natural Gas_Insulation - Wall Cavity_A_Achievable Technical Potential | F10 | Industrial | Instruments | New | Space Heating | Natural Gas | Insulation - Wall Cavity | A | Cumulative Energy Savings (MWh or mTherms) | Achievable Technical Potential | 0 | 0 | 0 | 0 | 0 | 0 | 0 | 0 | 0 | 0 | 0 | 0 | 0 | 0 | 0 | 0 | 0 | 0 | 0 | 0 | 0 | 0 | 0 | 0 | 0 | 0 | 0 | 0 | 0 | 0 | 0
F11_Industrial_Instruments_New_Space Heating_Natural Gas_Insulation - Wall Cavity_A_Achievable Technical Potential | F11 | Industrial | Instruments | New | Space Heating | Natural Gas | Insulation - Wall Cavity | A | Cumulative Summer Peak Savings (MW) | Achievable Technical Potential | 0 | 0 | 0 | 0 | 0 | 0 | 0 | 0 | 0 | 0 | 0 | 0 | 0 | 0 | 0 | 0 | 0 | 0 | 0 | 0 | 0 | 0 | 0 | 0 | 0 | 0 | 0 | 0 | 0 | 0 | 0
F12_Industrial_Instruments_New_Space Heating_Natural Gas_Insulation - Wall Cavity_A_Achievable Technical Potential | F12 | Industrial | Instruments | New | Space Heating | Natural Gas | Insulation - Wall Cavity | A | Cumulative Winter Peak Savings (MW) | Achievable Technical Potential | 0 | 0 | 0 | 0 | 0 | 0 | 0 | 0 | 0 | 0 | 0 | 0 | 0 | 0 | 0 | 0 | 0 | 0 | 0 | 0 | 0 | 0 | 0 | 0 | 0 | 0 | 0 | 0 | 0 | 0 | 0
F13_Industrial_Instruments_New_Space Heating_Natural Gas_Insulation - Wall Cavity_A_Achievable Technical Potential | F13 | Industrial | Instruments | New | Space Heating | Natural Gas | Insulation - Wall Cavity | A | Purchases (Incremental) | Achievable Technical Potential | 0 | 0 | 0 | 0 | 0 | 0 | 0 | 0 | 0 | 0 | 0 | 0 | 0 | 0 | 0 | 0 | 0 | 0 | 0 | 0 | 0 | 0 | 0 | 0 | 0 | 0 | 0 | 0 | 0 | 0 | 0
F14_Industrial_Instruments_New_Space Heating_Natural Gas_Insulation - Wall Cavity_A_Achievable Technical Potential | F14 | Industrial | Instruments | New | Space Heating | Natural Gas | Insulation - Wall Cavity | A | Purchases (Cumulative) | Achievable Technical Potential | 0 | 0 | 0 | 0 | 0 | 0 | 0 | 0 | 0 | 0 | 0 | 0 | 0 | 0 | 0 | 0 | 0 | 0 | 0 | 0 | 0 | 0 | 0 | 0 | 0 | 0 | 0 | 0 | 0 | 0 | 0
F1_Industrial_Instruments_New_Space Heating_Natural Gas_Insulation - Ducting_A_Achievable Technical Potential | F1 | Industrial | Instruments | New | Space Heating | Natural Gas | Insulation - Ducting | A | Original Unit Energy Savings (kWh or therms) | Achievable Technical Potential | 0 | 0 | 0 | 0 | 0 | 0 | 0 | 0 | 0 | 0 | 0 | 0 | 0 | 0 | 0 | 0 | 0 | 0 | 0 | 0 | 0 | 0 | 0 | 0 | 0 | 0 | 0 | 0 | 0 | 0 | 0
F2_Industrial_Instruments_New_Space Heating_Natural Gas_Insulation - Ducting_A_Achievable Technical Potential | F2 | Industrial | Instruments | New | Space Heating | Natural Gas | Insulation - Ducting | A | Original Unit Summer Peak Savings (kW) | Achievable Technical Potential | 0 | 0 | 0 | 0 | 0 | 0 | 0 | 0 | 0 | 0 | 0 | 0 | 0 | 0 | 0 | 0 | 0 | 0 | 0 | 0 | 0 | 0 | 0 | 0 | 0 | 0 | 0 | 0 | 0 | 0 | 0
F3_Industrial_Instruments_New_Space Heating_Natural Gas_Insulation - Ducting_A_Achievable Technical Potential | F3 | Industrial | Instruments | New | Space Heating | Natural Gas | Insulation - Ducting | A | Original Unit Winter Peak Savings (kW) | Achievable Technical Potential | 0 | 0 | 0 | 0 | 0 | 0 | 0 | 0 | 0 | 0 | 0 | 0 | 0 | 0 | 0 | 0 | 0 | 0 | 0 | 0 | 0 | 0 | 0 | 0 | 0 | 0 | 0 | 0 | 0 | 0 | 0
F4_Industrial_Instruments_New_Space Heating_Natural Gas_Insulation - Ducting_A_Achievable Technical Potential | F4 | Industrial | Instruments | New | Space Heating | Natural Gas | Insulation - Ducting | A | Standalone Impact on Baseline Energy (%) | Achievable Technical Potential | 0% | 0% | 0% | 0% | 0% | 0% | 0% | 0% | 0% | 0% | 0% | 0% | 0% | 0% | 0% | 0% | 0% | 0% | 0% | 0% | 0% | 0% | 0% | 0% | 0 | 0 | 0 | 0 | 0 | 0 | 0
F5_Industrial_Instruments_New_Space Heating_Natural Gas_Insulation - Ducting_A_Achievable Technical Potential | F5 | Industrial | Instruments | New | Space Heating | Natural Gas | Insulation - Ducting | A | Standalone Impact on Baseline Summer Peak (%) | Achievable Technical Potential | 0% | 0% | 0% | 0% | 0% | 0% | 0% | 0% | 0% | 0% | 0% | 0% | 0% | 0% | 0% | 0% | 0% | 0% | 0% | 0% | 0% | 0% | 0% | 0% | 0 | 0 | 0 | 0 | 0 | 0 | 0
F6_Industrial_Instruments_New_Space Heating_Natural Gas_Insulation - Ducting_A_Achievable Technical Potential | F6 | Industrial | Instruments | New | Space Heating | Natural Gas | Insulation - Ducting | A | Standalone Impact on Baseline Winter Peak (%) | Achievable Technical Potential | 0% | 0% | 0% | 0% | 0% | 0% | 0% | 0% | 0% | 0% | 0% | 0% | 0% | 0% | 0% | 0% | 0% | 0% | 0% | 0% | 0% | 0% | 0% | 0% | 0 | 0 | 0 | 0 | 0 | 0 | 0
F7_Industrial_Instruments_New_Space Heating_Natural Gas_Insulation - Ducting_A_Achievable Technical Potential | F7 | Industrial | Instruments | New | Space Heating | Natural Gas | Insulation - Ducting | A | Incremental Energy Savings (MWh or mTherms) | Achievable Technical Potential | 0 | 0 | 0 | 0 | 0 | 0 | 0 | 0 | 0 | 0 | 0 | 0 | 0 | 0 | 0 | 0 | 0 | 0 | 0 | 0 | 0 | 0 | 0 | 0 | 0 | 0 | 0 | 0 | 0 | 0 | 0
F8_Industrial_Instruments_New_Space Heating_Natural Gas_Insulation - Ducting_A_Achievable Technical Potential | F8 | Industrial | Instruments | New | Space Heating | Natural Gas | Insulation - Ducting | A | Incremental Summer Peak Savings (MW) | Achievable Technical Potential | 0 | 0 | 0 | 0 | 0 | 0 | 0 | 0 | 0 | 0 | 0 | 0 | 0 | 0 | 0 | 0 | 0 | 0 | 0 | 0 | 0 | 0 | 0 | 0 | 0 | 0 | 0 | 0 | 0 | 0 | 0
F9_Industrial_Instruments_New_Space Heating_Natural Gas_Insulation - Ducting_A_Achievable Technical Potential | F9 | Industrial | Instruments | New | Space Heating | Natural Gas | Insulation - Ducting | A | Incremental Winter Peak Savings (MW) | Achievable Technical Potential | 0 | 0 | 0 | 0 | 0 | 0 | 0 | 0 | 0 | 0 | 0 | 0 | 0 | 0 | 0 | 0 | 0 | 0 | 0 | 0 | 0 | 0 | 0 | 0 | 0 | 0 | 0 | 0 | 0 | 0 | 0
F10_Industrial_Instruments_New_Space Heating_Natural Gas_Insulation - Ducting_A_Achievable Technical Potential | F10 | Industrial | Instruments | New | Space Heating | Natural Gas | Insulation - Ducting | A | Cumulative Energy Savings (MWh or mTherms) | Achievable Technical Potential | 0 | 0 | 0 | 0 | 0 | 0 | 0 | 0 | 0 | 0 | 0 | 0 | 0 | 0 | 0 | 0 | 0 | 0 | 0 | 0 | 0 | 0 | 0 | 0 | 0 | 0 | 0 | 0 | 0 | 0 | 0
F11_Industrial_Instruments_New_Space Heating_Natural Gas_Insulation - Ducting_A_Achievable Technical Potential | F11 | Industrial | Instruments | New | Space Heating | Natural Gas | Insulation - Ducting | A | Cumulative Summer Peak Savings (MW) | Achievable Technical Potential | 0 | 0 | 0 | 0 | 0 | 0 | 0 | 0 | 0 | 0 | 0 | 0 | 0 | 0 | 0 | 0 | 0 | 0 | 0 | 0 | 0 | 0 | 0 | 0 | 0 | 0 | 0 | 0 | 0 | 0 | 0
F12_Industrial_Instruments_New_Space Heating_Natural Gas_Insulation - Ducting_A_Achievable Technical Potential | F12 | Industrial | Instruments | New | Space Heating | Natural Gas | Insulation - Ducting | A | Cumulative Winter Peak Savings (MW) | Achievable Technical Potential | 0 | 0 | 0 | 0 | 0 | 0 | 0 | 0 | 0 | 0 | 0 | 0 | 0 | 0 | 0 | 0 | 0 | 0 | 0 | 0 | 0 | 0 | 0 | 0 | 0 | 0 | 0 | 0 | 0 | 0 | 0
F13_Industrial_Instruments_New_Space Heating_Natural Gas_Insulation - Ducting_A_Achievable Technical Potential | F13 | Industrial | Instruments | New | Space Heating | Natural Gas | Insulation - Ducting | A | Purchases (Incremental) | Achievable Technical Potential | 0 | 0 | 0 | 0 | 0 | 0 | 0 | 0 | 0 | 0 | 0 | 0 | 0 | 0 | 0 | 0 | 0 | 0 | 0 | 0 | 0 | 0 | 0 | 0 | 0 | 0 | 0 | 0 | 0 | 0 | 0
F14_Industrial_Instruments_New_Space Heating_Natural Gas_Insulation - Ducting_A_Achievable Technical Potential | F14 | Industrial | Instruments | New | Space Heating | Natural Gas | Insulation - Ducting | A | Purchases (Cumulative) | Achievable Technical Potential | 0 | 0 | 0 | 0 | 0 | 0 | 0 | 0 | 0 | 0 | 0 | 0 | 0 | 0 | 0 | 0 | 0 | 0 | 0 | 0 | 0 | 0 | 0 | 0 | 0 | 0 | 0 | 0 | 0 | 0 | 0
F1_Industrial_Instruments_New_Space Heating_Natural Gas_HVAC - Duct Repair and Sealing_A_Achievable Technical Potential | F1 | Industrial | Instruments | New | Space Heating | Natural Gas | HVAC - Duct Repair and Sealing | A | Original Unit Energy Savings (kWh or therms) | Achievable Technical Potential | 0 | 0 | 0 | 0 | 0 | 0 | 0 | 0 | 0 | 0 | 0 | 0 | 0 | 0 | 0 | 0 | 0 | 0 | 0 | 0 | 0 | 0 | 0 | 0 | 0 | 0 | 0 | 0 | 0 | 0 | 0
F2_Industrial_Instruments_New_Space Heating_Natural Gas_HVAC - Duct Repair and Sealing_A_Achievable Technical Potential | F2 | Industrial | Instruments | New | Space Heating | Natural Gas | HVAC - Duct Repair and Sealing | A | Original Unit Summer Peak Savings (kW) | Achievable Technical Potential | 0 | 0 | 0 | 0 | 0 | 0 | 0 | 0 | 0 | 0 | 0 | 0 | 0 | 0 | 0 | 0 | 0 | 0 | 0 | 0 | 0 | 0 | 0 | 0 | 0 | 0 | 0 | 0 | 0 | 0 | 0
F3_Industrial_Instruments_New_Space Heating_Natural Gas_HVAC - Duct Repair and Sealing_A_Achievable Technical Potential | F3 | Industrial | Instruments | New | Space Heating | Natural Gas | HVAC - Duct Repair and Sealing | A | Original Unit Winter Peak Savings (kW) | Achievable Technical Potential | 0 | 0 | 0 | 0 | 0 | 0 | 0 | 0 | 0 | 0 | 0 | 0 | 0 | 0 | 0 | 0 | 0 | 0 | 0 | 0 | 0 | 0 | 0 | 0 | 0 | 0 | 0 | 0 | 0 | 0 | 0
F4_Industrial_Instruments_New_Space Heating_Natural Gas_HVAC - Duct Repair and Sealing_A_Achievable Technical Potential | F4 | Industrial | Instruments | New | Space Heating | Natural Gas | HVAC - Duct Repair and Sealing | A | Standalone Impact on Baseline Energy (%) | Achievable Technical Potential | 0% | 0% | 0% | 0% | 0% | 0% | 0% | 0% | 0% | 0% | 0% | 0% | 0% | 0% | 0% | 0% | 0% | 0% | 0% | 0% | 0% | 0% | 0% | 0% | 0 | 0 | 0 | 0 | 0 | 0 | 0
F5_Industrial_Instruments_New_Space Heating_Natural Gas_HVAC - Duct Repair and Sealing_A_Achievable Technical Potential | F5 | Industrial | Instruments | New | Space Heating | Natural Gas | HVAC - Duct Repair and Sealing | A | Standalone Impact on Baseline Summer Peak (%) | Achievable Technical Potential | 0% | 0% | 0% | 0% | 0% | 0% | 0% | 0% | 0% | 0% | 0% | 0% | 0% | 0% | 0% | 0% | 0% | 0% | 0% | 0% | 0% | 0% | 0% | 0% | 0 | 0 | 0 | 0 | 0 | 0 | 0
F6_Industrial_Instruments_New_Space Heating_Natural Gas_HVAC - Duct Repair and Sealing_A_Achievable Technical Potential | F6 | Industrial | Instruments | New | Space Heating | Natural Gas | HVAC - Duct Repair and Sealing | A | Standalone Impact on Baseline Winter Peak (%) | Achievable Technical Potential | 0% | 0% | 0% | 0% | 0% | 0% | 0% | 0% | 0% | 0% | 0% | 0% | 0% | 0% | 0% | 0% | 0% | 0% | 0% | 0% | 0% | 0% | 0% | 0% | 0 | 0 | 0 | 0 | 0 | 0 | 0
F7_Industrial_Instruments_New_Space Heating_Natural Gas_HVAC - Duct Repair and Sealing_A_Achievable Technical Potential | F7 | Industrial | Instruments | New | Space Heating | Natural Gas | HVAC - Duct Repair and Sealing | A | Incremental Energy Savings (MWh or mTherms) | Achievable Technical Potential | 0 | 0 | 0 | 0 | 0 | 0 | 0 | 0 | 0 | 0 | 0 | 0 | 0 | 0 | 0 | 0 | 0 | 0 | 0 | 0 | 0 | 0 | 0 | 0 | 0 | 0 | 0 | 0 | 0 | 0 | 0
F8_Industrial_Instruments_New_Space Heating_Natural Gas_HVAC - Duct Repair and Sealing_A_Achievable Technical Potential | F8 | Industrial | Instruments | New | Space Heating | Natural Gas | HVAC - Duct Repair and Sealing | A | Incremental Summer Peak Savings (MW) | Achievable Technical Potential | 0 | 0 | 0 | 0 | 0 | 0 | 0 | 0 | 0 | 0 | 0 | 0 | 0 | 0 | 0 | 0 | 0 | 0 | 0 | 0 | 0 | 0 | 0 | 0 | 0 | 0 | 0 | 0 | 0 | 0 | 0
F9_Industrial_Instruments_New_Space Heating_Natural Gas_HVAC - Duct Repair and Sealing_A_Achievable Technical Potential | F9 | Industrial | Instruments | New | Space Heating | Natural Gas | HVAC - Duct Repair and Sealing | A | Incremental Winter Peak Savings (MW) | Achievable Technical Potential | 0 | 0 | 0 | 0 | 0 | 0 | 0 | 0 | 0 | 0 | 0 | 0 | 0 | 0 | 0 | 0 | 0 | 0 | 0 | 0 | 0 | 0 | 0 | 0 | 0 | 0 | 0 | 0 | 0 | 0 | 0
F10_Industrial_Instruments_New_Space Heating_Natural Gas_HVAC - Duct Repair and Sealing_A_Achievable Technical Potential | F10 | Industrial | Instruments | New | Space Heating | Natural Gas | HVAC - Duct Repair and Sealing | A | Cumulative Energy Savings (MWh or mTherms) | Achievable Technical Potential | 0 | 0 | 0 | 0 | 0 | 0 | 0 | 0 | 0 | 0 | 0 | 0 | 0 | 0 | 0 | 0 | 0 | 0 | 0 | 0 | 0 | 0 | 0 | 0 | 0 | 0 | 0 | 0 | 0 | 0 | 0
F11_Industrial_Instruments_New_Space Heating_Natural Gas_HVAC - Duct Repair and Sealing_A_Achievable Technical Potential | F11 | Industrial | Instruments | New | Space Heating | Natural Gas | HVAC - Duct Repair and Sealing | A | Cumulative Summer Peak Savings (MW) | Achievable Technical Potential | 0 | 0 | 0 | 0 | 0 | 0 | 0 | 0 | 0 | 0 | 0 | 0 | 0 | 0 | 0 | 0 | 0 | 0 | 0 | 0 | 0 | 0 | 0 | 0 | 0 | 0 | 0 | 0 | 0 | 0 | 0
F12_Industrial_Instruments_New_Space Heating_Natural Gas_HVAC - Duct Repair and Sealing_A_Achievable Technical Potential | F12 | Industrial | Instruments | New | Space Heating | Natural Gas | HVAC - Duct Repair and Sealing | A | Cumulative Winter Peak Savings (MW) | Achievable Technical Potential | 0 | 0 | 0 | 0 | 0 | 0 | 0 | 0 | 0 | 0 | 0 | 0 | 0 | 0 | 0 | 0 | 0 | 0 | 0 | 0 | 0 | 0 | 0 | 0 | 0 | 0 | 0 | 0 | 0 | 0 | 0
F13_Industrial_Instruments_New_Space Heating_Natural Gas_HVAC - Duct Repair and Sealing_A_Achievable Technical Potential | F13 | Industrial | Instruments | New | Space Heating | Natural Gas | HVAC - Duct Repair and Sealing | A | Purchases (Incremental) | Achievable Technical Potential | 0 | 0 | 0 | 0 | 0 | 0 | 0 | 0 | 0 | 0 | 0 | 0 | 0 | 0 | 0 | 0 | 0 | 0 | 0 | 0 | 0 | 0 | 0 | 0 | 0 | 0 | 0 | 0 | 0 | 0 | 0
F14_Industrial_Instruments_New_Space Heating_Natural Gas_HVAC - Duct Repair and Sealing_A_Achievable Technical Potential | F14 | Industrial | Instruments | New | Space Heating | Natural Gas | HVAC - Duct Repair and Sealing | A | Purchases (Cumulative) | Achievable Technical Potential | 0 | 0 | 0 | 0 | 0 | 0 | 0 | 0 | 0 | 0 | 0 | 0 | 0 | 0 | 0 | 0 | 0 | 0 | 0 | 0 | 0 | 0 | 0 | 0 | 0 | 0 | 0 | 0 | 0 | 0 | 0
F1_Industrial_Instruments_New_Space Heating_Natural Gas_Windows - High Efficiency_A_Achievable Technical Potential | F1 | Industrial | Instruments | New | Space Heating | Natural Gas | Windows - High Efficiency | A | Original Unit Energy Savings (kWh or therms) | Achievable Technical Potential | 0 | 0 | 0 | 0 | 0 | 0.0053664 | 0.005297 | 0.0052464 | 0.0052081 | 0.0051778 | 0.0051533 | 0.0051246 | 0.0050945 | 0.0050648 | 0.0050361 | 0.0050136 | 0.0049958 | 0.0049817 | 0.0049593 | 0.0049429 | 0.004931 | 0.0049217 | 0.0049217 | 0.0049217 | 0.0049217 | 0.0049217 | 0.0049217 | 0.0049217 | 0 | 0 | 0
F2_Industrial_Instruments_New_Space Heating_Natural Gas_Windows - High Efficiency_A_Achievable Technical Potential | F2 | Industrial | Instruments | New | Space Heating | Natural Gas | Windows - High Efficiency | A | Original Unit Summer Peak Savings (kW) | Achievable Technical Potential | 0 | 0 | 0 | 0 | 0 | 0 | 0 | 0 | 0 | 0 | 0 | 0 | 0 | 0 | 0 | 0 | 0 | 0 | 0 | 0 | 0 | 0 | 0 | 0 | 0 | 0 | 0 | 0 | 0 | 0 | 0
F3_Industrial_Instruments_New_Space Heating_Natural Gas_Windows - High Efficiency_A_Achievable Technical Potential | F3 | Industrial | Instruments | New | Space Heating | Natural Gas | Windows - High Efficiency | A | Original Unit Winter Peak Savings (kW) | Achievable Technical Potential | 0 | 0 | 0 | 0 | 0 | 0 | 0 | 0 | 0 | 0 | 0 | 0 | 0 | 0 | 0 | 0 | 0 | 0 | 0 | 0 | 0 | 0 | 0 | 0 | 0 | 0 | 0 | 0 | 0 | 0 | 0
F4_Industrial_Instruments_New_Space Heating_Natural Gas_Windows - High Efficiency_A_Achievable Technical Potential | F4 | Industrial | Instruments | New | Space Heating | Natural Gas | Windows - High Efficiency | A | Standalone Impact on Baseline Energy (%) | Achievable Technical Potential | 0% | 0% | 0% | 0% | 0% | 0% | 0% | 0% | 0% | 0% | 0% | 0% | 0% | 0% | 0% | 0% | 0% | 0% | 0% | 0% | 0% | 0% | 0% | 0% | 0 | 0 | 0 | 0 | 0 | 0 | 0
F5_Industrial_Instruments_New_Space Heating_Natural Gas_Windows - High Efficiency_A_Achievable Technical Potential | F5 | Industrial | Instruments | New | Space Heating | Natural Gas | Windows - High Efficiency | A | Standalone Impact on Baseline Summer Peak (%) | Achievable Technical Potential | 0% | 0% | 0% | 0% | 0% | 0% | 0% | 0% | 0% | 0% | 0% | 0% | 0% | 0% | 0% | 0% | 0% | 0% | 0% | 0% | 0% | 0% | 0% | 0% | 0 | 0 | 0 | 0 | 0 | 0 | 0
F6_Industrial_Instruments_New_Space Heating_Natural Gas_Windows - High Efficiency_A_Achievable Technical Potential | F6 | Industrial | Instruments | New | Space Heating | Natural Gas | Windows - High Efficiency | A | Standalone Impact on Baseline Winter Peak (%) | Achievable Technical Potential | 0% | 0% | 0% | 0% | 0% | 0% | 0% | 0% | 0% | 0% | 0% | 0% | 0% | 0% | 0% | 0% | 0% | 0% | 0% | 0% | 0% | 0% | 0% | 0% | 0 | 0 | 0 | 0 | 0 | 0 | 0
F7_Industrial_Instruments_New_Space Heating_Natural Gas_Windows - High Efficiency_A_Achievable Technical Potential | F7 | Industrial | Instruments | New | Space Heating | Natural Gas | Windows - High Efficiency | A | Incremental Energy Savings (MWh or mTherms) | Achievable Technical Potential | 0 | 0 | 0 | 0 | 0 | 0 | 0 | 0 | 0 | 0 | 0 | 0 | 0 | 0 | 0 | 0 | 0 | 0 | 0 | 0 | 0 | 0 | 0 | 0 | 0 | 0 | 0 | 0 | 0 | 0 | 0
F8_Industrial_Instruments_New_Space Heating_Natural Gas_Windows - High Efficiency_A_Achievable Technical Potential | F8 | Industrial | Instruments | New | Space Heating | Natural Gas | Windows - High Efficiency | A | Incremental Summer Peak Savings (MW) | Achievable Technical Potential | 0 | 0 | 0 | 0 | 0 | 0 | 0 | 0 | 0 | 0 | 0 | 0 | 0 | 0 | 0 | 0 | 0 | 0 | 0 | 0 | 0 | 0 | 0 | 0 | 0 | 0 | 0 | 0 | 0 | 0 | 0
F9_Industrial_Instruments_New_Space Heating_Natural Gas_Windows - High Efficiency_A_Achievable Technical Potential | F9 | Industrial | Instruments | New | Space Heating | Natural Gas | Windows - High Efficiency | A | Incremental Winter Peak Savings (MW) | Achievable Technical Potential | 0 | 0 | 0 | 0 | 0 | 0 | 0 | 0 | 0 | 0 | 0 | 0 | 0 | 0 | 0 | 0 | 0 | 0 | 0 | 0 | 0 | 0 | 0 | 0 | 0 | 0 | 0 | 0 | 0 | 0 | 0
F10_Industrial_Instruments_New_Space Heating_Natural Gas_Windows - High Efficiency_A_Achievable Technical Potential | F10 | Industrial | Instruments | New | Space Heating | Natural Gas | Windows - High Efficiency | A | Cumulative Energy Savings (MWh or mTherms) | Achievable Technical Potential | 0 | 0 | 0 | 0 | 0 | 0 | 0 | 0 | 0 | 0 | 0 | 0 | 0 | 0 | 0 | 0 | 0 | 0 | 0 | 0 | 0 | 0 | 0 | 0 | 0 | 0 | 0 | 0 | 0 | 0 | 0
F11_Industrial_Instruments_New_Space Heating_Natural Gas_Windows - High Efficiency_A_Achievable Technical Potential | F11 | Industrial | Instruments | New | Space Heating | Natural Gas | Windows - High Efficiency | A | Cumulative Summer Peak Savings (MW) | Achievable Technical Potential | 0 | 0 | 0 | 0 | 0 | 0 | 0 | 0 | 0 | 0 | 0 | 0 | 0 | 0 | 0 | 0 | 0 | 0 | 0 | 0 | 0 | 0 | 0 | 0 | 0 | 0 | 0 | 0 | 0 | 0 | 0
F12_Industrial_Instruments_New_Space Heating_Natural Gas_Windows - High Efficiency_A_Achievable Technical Potential | F12 | Industrial | Instruments | New | Space Heating | Natural Gas | Windows - High Efficiency | A | Cumulative Winter Peak Savings (MW) | Achievable Technical Potential | 0 | 0 | 0 | 0 | 0 | 0 | 0 | 0 | 0 | 0 | 0 | 0 | 0 | 0 | 0 | 0 | 0 | 0 | 0 | 0 | 0 | 0 | 0 | 0 | 0 | 0 | 0 | 0 | 0 | 0 | 0
F13_Industrial_Instruments_New_Space Heating_Natural Gas_Windows - High Efficiency_A_Achievable Technical Potential | F13 | Industrial | Instruments | New | Space Heating | Natural Gas | Windows - High Efficiency | A | Purchases (Incremental) | Achievable Technical Potential | 0 | 0 | 0 | 0 | 0 | 0 | 0 | 0 | 0 | 0 | 0 | 0 | 0 | 0 | 0 | 0 | 0 | 0 | 0 | 0 | 0 | 0 | 0 | 0 | 0 | 0 | 0 | 0 | 0 | 0 | 0
F14_Industrial_Instruments_New_Space Heating_Natural Gas_Windows - High Efficiency_A_Achievable Technical Potential | F14 | Industrial | Instruments | New | Space Heating | Natural Gas | Windows - High Efficiency | A | Purchases (Cumulative) | Achievable Technical Potential | 0 | 0 | 0 | 0 | 0 | 0 | 0 | 0 | 0 | 0 | 0 | 0 | 0 | 0 | 0 | 0 | 0 | 0 | 0 | 0 | 0 | 0 | 0 | 0 | 0 | 0 | 0 | 0 | 0 | 0 | 0
F1_Industrial_Instruments_New_Space Heating_Natural Gas_Gas Boiler - Maintenance_A_Achievable Technical Potential | F1 | Industrial | Instruments | New | Space Heating | Natural Gas | Gas Boiler - Maintenance | A | Original Unit Energy Savings (kWh or therms) | Achievable Technical Potential | 0 | 0 | 0 | 0 | 0 | 0 | 0 | 0 | 0 | 0 | 0 | 0 | 0 | 0 | 0 | 0 | 0 | 0 | 0 | 0 | 0 | 0 | 0 | 0 | 0 | 0 | 0 | 0 | 0 | 0 | 0
F2_Industrial_Instruments_New_Space Heating_Natural Gas_Gas Boiler - Maintenance_A_Achievable Technical Potential | F2 | Industrial | Instruments | New | Space Heating | Natural Gas | Gas Boiler - Maintenance | A | Original Unit Summer Peak Savings (kW) | Achievable Technical Potential | 0 | 0 | 0 | 0 | 0 | 0 | 0 | 0 | 0 | 0 | 0 | 0 | 0 | 0 | 0 | 0 | 0 | 0 | 0 | 0 | 0 | 0 | 0 | 0 | 0 | 0 | 0 | 0 | 0 | 0 | 0
F3_Industrial_Instruments_New_Space Heating_Natural Gas_Gas Boiler - Maintenance_A_Achievable Technical Potential | F3 | Industrial | Instruments | New | Space Heating | Natural Gas | Gas Boiler - Maintenance | A | Original Unit Winter Peak Savings (kW) | Achievable Technical Potential | 0 | 0 | 0 | 0 | 0 | 0 | 0 | 0 | 0 | 0 | 0 | 0 | 0 | 0 | 0 | 0 | 0 | 0 | 0 | 0 | 0 | 0 | 0 | 0 | 0 | 0 | 0 | 0 | 0 | 0 | 0
F4_Industrial_Instruments_New_Space Heating_Natural Gas_Gas Boiler - Maintenance_A_Achievable Technical Potential | F4 | Industrial | Instruments | New | Space Heating | Natural Gas | Gas Boiler - Maintenance | A | Standalone Impact on Baseline Energy (%) | Achievable Technical Potential | 0% | 0% | 0% | 0% | 0% | 0% | 0% | 0% | 0% | 0% | 0% | 0% | 0% | 0% | 0% | 0% | 0% | 0% | 0% | 0% | 0% | 0% | 0% | 0% | 0 | 0 | 0 | 0 | 0 | 0 | 0
F5_Industrial_Instruments_New_Space Heating_Natural Gas_Gas Boiler - Maintenance_A_Achievable Technical Potential | F5 | Industrial | Instruments | New | Space Heating | Natural Gas | Gas Boiler - Maintenance | A | Standalone Impact on Baseline Summer Peak (%) | Achievable Technical Potential | 0% | 0% | 0% | 0% | 0% | 0% | 0% | 0% | 0% | 0% | 0% | 0% | 0% | 0% | 0% | 0% | 0% | 0% | 0% | 0% | 0% | 0% | 0% | 0% | 0 | 0 | 0 | 0 | 0 | 0 | 0
F6_Industrial_Instruments_New_Space Heating_Natural Gas_Gas Boiler - Maintenance_A_Achievable Technical Potential | F6 | Industrial | Instruments | New | Space Heating | Natural Gas | Gas Boiler - Maintenance | A | Standalone Impact on Baseline Winter Peak (%) | Achievable Technical Potential | 0% | 0% | 0% | 0% | 0% | 0% | 0% | 0% | 0% | 0% | 0% | 0% | 0% | 0% | 0% | 0% | 0% | 0% | 0% | 0% | 0% | 0% | 0% | 0% | 0 | 0 | 0 | 0 | 0 | 0 | 0
F7_Industrial_Instruments_New_Space Heating_Natural Gas_Gas Boiler - Maintenance_A_Achievable Technical Potential | F7 | Industrial | Instruments | New | Space Heating | Natural Gas | Gas Boiler - Maintenance | A | Incremental Energy Savings (MWh or mTherms) | Achievable Technical Potential | 0 | 0 | 0 | 0 | 0 | 0 | 0 | 0 | 0 | 0 | 0 | 0 | 0 | 0 | 0 | 0 | 0 | 0 | 0 | 0 | 0 | 0 | 0 | 0 | 0 | 0 | 0 | 0 | 0 | 0 | 0
F8_Industrial_Instruments_New_Space Heating_Natural Gas_Gas Boiler - Maintenance_A_Achievable Technical Potential | F8 | Industrial | Instruments | New | Space Heating | Natural Gas | Gas Boiler - Maintenance | A | Incremental Summer Peak Savings (MW) | Achievable Technical Potential | 0 | 0 | 0 | 0 | 0 | 0 | 0 | 0 | 0 | 0 | 0 | 0 | 0 | 0 | 0 | 0 | 0 | 0 | 0 | 0 | 0 | 0 | 0 | 0 | 0 | 0 | 0 | 0 | 0 | 0 | 0
F9_Industrial_Instruments_New_Space Heating_Natural Gas_Gas Boiler - Maintenance_A_Achievable Technical Potential | F9 | Industrial | Instruments | New | Space Heating | Natural Gas | Gas Boiler - Maintenance | A | Incremental Winter Peak Savings (MW) | Achievable Technical Potential | 0 | 0 | 0 | 0 | 0 | 0 | 0 | 0 | 0 | 0 | 0 | 0 | 0 | 0 | 0 | 0 | 0 | 0 | 0 | 0 | 0 | 0 | 0 | 0 | 0 | 0 | 0 | 0 | 0 | 0 | 0
F10_Industrial_Instruments_New_Space Heating_Natural Gas_Gas Boiler - Maintenance_A_Achievable Technical Potential | F10 | Industrial | Instruments | New | Space Heating | Natural Gas | Gas Boiler - Maintenance | A | Cumulative Energy Savings (MWh or mTherms) | Achievable Technical Potential | 0 | 0 | 0 | 0 | 0 | 0 | 0 | 0 | 0 | 0 | 0 | 0 | 0 | 0 | 0 | 0 | 0 | 0 | 0 | 0 | 0 | 0 | 0 | 0 | 0 | 0 | 0 | 0 | 0 | 0 | 0
F11_Industrial_Instruments_New_Space Heating_Natural Gas_Gas Boiler - Maintenance_A_Achievable Technical Potential | F11 | Industrial | Instruments | New | Space Heating | Natural Gas | Gas Boiler - Maintenance | A | Cumulative Summer Peak Savings (MW) | Achievable Technical Potential | 0 | 0 | 0 | 0 | 0 | 0 | 0 | 0 | 0 | 0 | 0 | 0 | 0 | 0 | 0 | 0 | 0 | 0 | 0 | 0 | 0 | 0 | 0 | 0 | 0 | 0 | 0 | 0 | 0 | 0 | 0
F12_Industrial_Instruments_New_Space Heating_Natural Gas_Gas Boiler - Maintenance_A_Achievable Technical Potential | F12 | Industrial | Instruments | New | Space Heating | Natural Gas | Gas Boiler - Maintenance | A | Cumulative Winter Peak Savings (MW) | Achievable Technical Potential | 0 | 0 | 0 | 0 | 0 | 0 | 0 | 0 | 0 | 0 | 0 | 0 | 0 | 0 | 0 | 0 | 0 | 0 | 0 | 0 | 0 | 0 | 0 | 0 | 0 | 0 | 0 | 0 | 0 | 0 | 0
F13_Industrial_Instruments_New_Space Heating_Natural Gas_Gas Boiler - Maintenance_A_Achievable Technical Potential | F13 | Industrial | Instruments | New | Space Heating | Natural Gas | Gas Boiler - Maintenance | A | Purchases (Incremental) | Achievable Technical Potential | 0 | 0 | 0 | 0 | 0 | 0 | 0 | 0 | 0 | 0 | 0 | 0 | 0 | 0 | 0 | 0 | 0 | 0 | 0 | 0 | 0 | 0 | 0 | 0 | 0 | 0 | 0 | 0 | 0 | 0 | 0
F14_Industrial_Instruments_New_Space Heating_Natural Gas_Gas Boiler - Maintenance_A_Achievable Technical Potential | F14 | Industrial | Instruments | New | Space Heating | Natural Gas | Gas Boiler - Maintenance | A | Purchases (Cumulative) | Achievable Technical Potential | 0 | 0 | 0 | 0 | 0 | 0 | 0 | 0 | 0 | 0 | 0 | 0 | 0 | 0 | 0 | 0 | 0 | 0 | 0 | 0 | 0 | 0 | 0 | 0 | 0 | 0 | 0 | 0 | 0 | 0 | 0
F1_Industrial_Instruments_New_Process_Natural Gas_Gas Boiler - Maintenance_A_Achievable Technical Potential | F1 | Industrial | Instruments | New | Process | Natural Gas | Gas Boiler - Maintenance | A | Original Unit Energy Savings (kWh or therms) | Achievable Technical Potential | 0 | 0 | 0 | 0 | 0 | 2.58 | 2.58 | 2.58 | 2.58 | 2.58 | 2.58 | 2.58 | 2.58 | 2.58 | 2.58 | 2.58 | 2.58 | 2.58 | 2.58 | 2.58 | 2.58 | 2.58 | 2.58 | 2.58 | 2.58 | 2.58 | 2.58 | 2.58 | 2.58 | 2.58 | 2.58
F2_Industrial_Instruments_New_Process_Natural Gas_Gas Boiler - Maintenance_A_Achievable Technical Potential | F2 | Industrial | Instruments | New | Process | Natural Gas | Gas Boiler - Maintenance | A | Original Unit Summer Peak Savings (kW) | Achievable Technical Potential | 0 | 0 | 0 | 0 | 0 | 0 | 0 | 0 | 0 | 0 | 0 | 0 | 0 | 0 | 0 | 0 | 0 | 0 | 0 | 0 | 0 | 0 | 0 | 0 | 0 | 0 | 0 | 0 | 0 | 0 | 0
F3_Industrial_Instruments_New_Process_Natural Gas_Gas Boiler - Maintenance_A_Achievable Technical Potential | F3 | Industrial | Instruments | New | Process | Natural Gas | Gas Boiler - Maintenance | A | Original Unit Winter Peak Savings (kW) | Achievable Technical Potential | 0 | 0 | 0 | 0 | 0 | 0 | 0 | 0 | 0 | 0 | 0 | 0 | 0 | 0 | 0 | 0 | 0 | 0 | 0 | 0 | 0 | 0 | 0 | 0 | 0 | 0 | 0 | 0 | 0 | 0 | 0
F4_Industrial_Instruments_New_Process_Natural Gas_Gas Boiler - Maintenance_A_Achievable Technical Potential | F4 | Industrial | Instruments | New | Process | Natural Gas | Gas Boiler - Maintenance | A | Standalone Impact on Baseline Energy (%) | Achievable Technical Potential | 0% | 0% | 0% | 0% | 0% | 0.01534% | 0.02371% | 0.02795% | 0.02465% | 0.02204% | 0.01993% | 0.01821% | 0.01677% | 0.01554% | 0.01449% | 0.01358% | 0.01278% | 0.01206% | 0.01143% | 0.01087% | 0.01035% | 0.009888% | 0.009465% | 0.009078% | 8.7224e-05 | 8.3947e-05 | 8.0916e-05 | 7.8103e-05 | 0 | 0 | 0
F5_Industrial_Instruments_New_Process_Natural Gas_Gas Boiler - Maintenance_A_Achievable Technical Potential | F5 | Industrial | Instruments | New | Process | Natural Gas | Gas Boiler - Maintenance | A | Standalone Impact on Baseline Summer Peak (%) | Achievable Technical Potential | 0% | 0% | 0% | 0% | 0% | 0% | 0% | 0% | 0% | 0% | 0% | 0% | 0% | 0% | 0% | 0% | 0% | 0% | 0% | 0% | 0% | 0% | 0% | 0% | 0 | 0 | 0 | 0 | 0 | 0 | 0
F6_Industrial_Instruments_New_Process_Natural Gas_Gas Boiler - Maintenance_A_Achievable Technical Potential | F6 | Industrial | Instruments | New | Process | Natural Gas | Gas Boiler - Maintenance | A | Standalone Impact on Baseline Winter Peak (%) | Achievable Technical Potential | 0% | 0% | 0% | 0% | 0% | 0% | 0% | 0% | 0% | 0% | 0% | 0% | 0% | 0% | 0% | 0% | 0% | 0% | 0% | 0% | 0% | 0% | 0% | 0% | 0 | 0 | 0 | 0 | 0 | 0 | 0
F7_Industrial_Instruments_New_Process_Natural Gas_Gas Boiler - Maintenance_A_Achievable Technical Potential | F7 | Industrial | Instruments | New | Process | Natural Gas | Gas Boiler - Maintenance | A | Incremental Energy Savings (MWh or mTherms) | Achievable Technical Potential | 0 | 0 | 0 | 0 | 0 | 0.015517 | 0.012885 | 0.01031 | 0.015517 | 0.012885 | 0.01031 | 0.015517 | 0.012885 | 0.01031 | 0.015517 | 0.012885 | 0.01031 | 0.015517 | 0.012885 | 0.01031 | 0.015517 | 0.012885 | 0.01031 | 0.015517 | 0.012885 | 0.01031 | 0.015517 | 0.012885 | 0.01031 | 0.015517 | 0.012885
F8_Industrial_Instruments_New_Process_Natural Gas_Gas Boiler - Maintenance_A_Achievable Technical Potential | F8 | Industrial | Instruments | New | Process | Natural Gas | Gas Boiler - Maintenance | A | Incremental Summer Peak Savings (MW) | Achievable Technical Potential | 0 | 0 | 0 | 0 | 0 | 0 | 0 | 0 | 0 | 0 | 0 | 0 | 0 | 0 | 0 | 0 | 0 | 0 | 0 | 0 | 0 | 0 | 0 | 0 | 0 | 0 | 0 | 0 | 0 | 0 | 0
F9_Industrial_Instruments_New_Process_Natural Gas_Gas Boiler - Maintenance_A_Achievable Technical Potential | F9 | Industrial | Instruments | New | Process | Natural Gas | Gas Boiler - Maintenance | A | Incremental Winter Peak Savings (MW) | Achievable Technical Potential | 0 | 0 | 0 | 0 | 0 | 0 | 0 | 0 | 0 | 0 | 0 | 0 | 0 | 0 | 0 | 0 | 0 | 0 | 0 | 0 | 0 | 0 | 0 | 0 | 0 | 0 | 0 | 0 | 0 | 0 | 0
F10_Industrial_Instruments_New_Process_Natural Gas_Gas Boiler - Maintenance_A_Achievable Technical Potential | F10 | Industrial | Instruments | New | Process | Natural Gas | Gas Boiler - Maintenance | A | Cumulative Energy Savings (MWh or mTherms) | Achievable Technical Potential | 0 | 0 | 0 | 0 | 0 | 0.015517 | 0.028402 | 0.038712 | 0.038712 | 0.038712 | 0.038712 | 0.038712 | 0.038712 | 0.038712 | 0.038712 | 0.038712 | 0.038712 | 0.038712 | 0.038712 | 0.038712 | 0.038712 | 0.038712 | 0.038712 | 0.038712 | 0.038712 | 0.038712 | 0.038712 | 0.038712 | 0.038712 | 0.038712 | 0.038712
F11_Industrial_Instruments_New_Process_Natural Gas_Gas Boiler - Maintenance_A_Achievable Technical Potential | F11 | Industrial | Instruments | New | Process | Natural Gas | Gas Boiler - Maintenance | A | Cumulative Summer Peak Savings (MW) | Achievable Technical Potential | 0 | 0 | 0 | 0 | 0 | 0 | 0 | 0 | 0 | 0 | 0 | 0 | 0 | 0 | 0 | 0 | 0 | 0 | 0 | 0 | 0 | 0 | 0 | 0 | 0 | 0 | 0 | 0 | 0 | 0 | 0
F12_Industrial_Instruments_New_Process_Natural Gas_Gas Boiler - Maintenance_A_Achievable Technical Potential | F12 | Industrial | Instruments | New | Process | Natural Gas | Gas Boiler - Maintenance | A | Cumulative Winter Peak Savings (MW) | Achievable Technical Potential | 0 | 0 | 0 | 0 | 0 | 0 | 0 | 0 | 0 | 0 | 0 | 0 | 0 | 0 | 0 | 0 | 0 | 0 | 0 | 0 | 0 | 0 | 0 | 0 | 0 | 0 | 0 | 0 | 0 | 0 | 0
F13_Industrial_Instruments_New_Process_Natural Gas_Gas Boiler - Maintenance_A_Achievable Technical Potential | F13 | Industrial | Instruments | New | Process | Natural Gas | Gas Boiler - Maintenance | A | Purchases (Incremental) | Achievable Technical Potential | 0 | 0 | 0 | 0 | 0 | 6.0143 | 4.9943 | 3.9962 | 6.0143 | 4.9943 | 3.9962 | 6.0143 | 4.9943 | 3.9962 | 6.0143 | 4.9943 | 3.9962 | 6.0143 | 4.9943 | 3.9962 | 6.0143 | 4.9943 | 3.9962 | 6.0143 | 4.9943 | 3.9962 | 6.0143 | 4.9943 | 3.9962 | 6.0143 | 4.9943
F14_Industrial_Instruments_New_Process_Natural Gas_Gas Boiler - Maintenance_A_Achievable Technical Potential | F14 | Industrial | Instruments | New | Process | Natural Gas | Gas Boiler - Maintenance | A | Purchases (Cumulative) | Achievable Technical Potential | 0 | 0 | 0 | 0 | 0 | 6.0143 | 11.0086 | 15.0047 | 15.0047 | 15.0047 | 15.0047 | 15.0047 | 15.0047 | 15.0047 | 15.0047 | 15.0047 | 15.0047 | 15.0047 | 15.0047 | 15.0047 | 15.0047 | 15.0047 | 15.0047 | 15.0047 | 15.0047 | 15.0047 | 15.0047 | 15.0047 | 15.0047 | 15.0047 | 15.0047
F1_Industrial_Instruments_New_Space Heating_Natural Gas_Gas Furnace - Maintenance_A_Achievable Technical Potential | F1 | Industrial | Instruments | New | Space Heating | Natural Gas | Gas Furnace - Maintenance | A | Original Unit Energy Savings (kWh or therms) | Achievable Technical Potential | 0 | 0 | 0 | 0 | 0 | 0 | 0 | 0 | 0 | 0 | 0 | 0 | 0 | 0 | 0 | 0 | 0 | 0 | 0 | 0 | 0 | 0 | 0 | 0 | 0 | 0 | 0 | 0 | 0 | 0 | 0
F2_Industrial_Instruments_New_Space Heating_Natural Gas_Gas Furnace - Maintenance_A_Achievable Technical Potential | F2 | Industrial | Instruments | New | Space Heating | Natural Gas | Gas Furnace - Maintenance | A | Original Unit Summer Peak Savings (kW) | Achievable Technical Potential | 0 | 0 | 0 | 0 | 0 | 0 | 0 | 0 | 0 | 0 | 0 | 0 | 0 | 0 | 0 | 0 | 0 | 0 | 0 | 0 | 0 | 0 | 0 | 0 | 0 | 0 | 0 | 0 | 0 | 0 | 0
F3_Industrial_Instruments_New_Space Heating_Natural Gas_Gas Furnace - Maintenance_A_Achievable Technical Potential | F3 | Industrial | Instruments | New | Space Heating | Natural Gas | Gas Furnace - Maintenance | A | Original Unit Winter Peak Savings (kW) | Achievable Technical Potential | 0 | 0 | 0 | 0 | 0 | 0 | 0 | 0 | 0 | 0 | 0 | 0 | 0 | 0 | 0 | 0 | 0 | 0 | 0 | 0 | 0 | 0 | 0 | 0 | 0 | 0 | 0 | 0 | 0 | 0 | 0
F4_Industrial_Instruments_New_Space Heating_Natural Gas_Gas Furnace - Maintenance_A_Achievable Technical Potential | F4 | Industrial | Instruments | New | Space Heating | Natural Gas | Gas Furnace - Maintenance | A | Standalone Impact on Baseline Energy (%) | Achievable Technical Potential | 0% | 0% | 0% | 0% | 0% | 0% | 0% | 0% | 0% | 0% | 0% | 0% | 0% | 0% | 0% | 0% | 0% | 0% | 0% | 0% | 0% | 0% | 0% | 0% | 0 | 0 | 0 | 0 | 0 | 0 | 0
F5_Industrial_Instruments_New_Space Heating_Natural Gas_Gas Furnace - Maintenance_A_Achievable Technical Potential | F5 | Industrial | Instruments | New | Space Heating | Natural Gas | Gas Furnace - Maintenance | A | Standalone Impact on Baseline Summer Peak (%) | Achievable Technical Potential | 0% | 0% | 0% | 0% | 0% | 0% | 0% | 0% | 0% | 0% | 0% | 0% | 0% | 0% | 0% | 0% | 0% | 0% | 0% | 0% | 0% | 0% | 0% | 0% | 0 | 0 | 0 | 0 | 0 | 0 | 0
F6_Industrial_Instruments_New_Space Heating_Natural Gas_Gas Furnace - Maintenance_A_Achievable Technical Potential | F6 | Industrial | Instruments | New | Space Heating | Natural Gas | Gas Furnace - Maintenance | A | Standalone Impact on Baseline Winter Peak (%) | Achievable Technical Potential | 0% | 0% | 0% | 0% | 0% | 0% | 0% | 0% | 0% | 0% | 0% | 0% | 0% | 0% | 0% | 0% | 0% | 0% | 0% | 0% | 0% | 0% | 0% | 0% | 0 | 0 | 0 | 0 | 0 | 0 | 0
F7_Industrial_Instruments_New_Space Heating_Natural Gas_Gas Furnace - Maintenance_A_Achievable Technical Potential | F7 | Industrial | Instruments | New | Space Heating | Natural Gas | Gas Furnace - Maintenance | A | Incremental Energy Savings (MWh or mTherms) | Achievable Technical Potential | 0 | 0 | 0 | 0 | 0 | 0 | 0 | 0 | 0 | 0 | 0 | 0 | 0 | 0 | 0 | 0 | 0 | 0 | 0 | 0 | 0 | 0 | 0 | 0 | 0 | 0 | 0 | 0 | 0 | 0 | 0
F8_Industrial_Instruments_New_Space Heating_Natural Gas_Gas Furnace - Maintenance_A_Achievable Technical Potential | F8 | Industrial | Instruments | New | Space Heating | Natural Gas | Gas Furnace - Maintenance | A | Incremental Summer Peak Savings (MW) | Achievable Technical Potential | 0 | 0 | 0 | 0 | 0 | 0 | 0 | 0 | 0 | 0 | 0 | 0 | 0 | 0 | 0 | 0 | 0 | 0 | 0 | 0 | 0 | 0 | 0 | 0 | 0 | 0 | 0 | 0 | 0 | 0 | 0
F9_Industrial_Instruments_New_Space Heating_Natural Gas_Gas Furnace - Maintenance_A_Achievable Technical Potential | F9 | Industrial | Instruments | New | Space Heating | Natural Gas | Gas Furnace - Maintenance | A | Incremental Winter Peak Savings (MW) | Achievable Technical Potential | 0 | 0 | 0 | 0 | 0 | 0 | 0 | 0 | 0 | 0 | 0 | 0 | 0 | 0 | 0 | 0 | 0 | 0 | 0 | 0 | 0 | 0 | 0 | 0 | 0 | 0 | 0 | 0 | 0 | 0 | 0
F10_Industrial_Instruments_New_Space Heating_Natural Gas_Gas Furnace - Maintenance_A_Achievable Technical Potential | F10 | Industrial | Instruments | New | Space Heating | Natural Gas | Gas Furnace - Maintenance | A | Cumulative Energy Savings (MWh or mTherms) | Achievable Technical Potential | 0 | 0 | 0 | 0 | 0 | 0 | 0 | 0 | 0 | 0 | 0 | 0 | 0 | 0 | 0 | 0 | 0 | 0 | 0 | 0 | 0 | 0 | 0 | 0 | 0 | 0 | 0 | 0 | 0 | 0 | 0
F11_Industrial_Instruments_New_Space Heating_Natural Gas_Gas Furnace - Maintenance_A_Achievable Technical Potential | F11 | Industrial | Instruments | New | Space Heating | Natural Gas | Gas Furnace - Maintenance | A | Cumulative Summer Peak Savings (MW) | Achievable Technical Potential | 0 | 0 | 0 | 0 | 0 | 0 | 0 | 0 | 0 | 0 | 0 | 0 | 0 | 0 | 0 | 0 | 0 | 0 | 0 | 0 | 0 | 0 | 0 | 0 | 0 | 0 | 0 | 0 | 0 | 0 | 0
F12_Industrial_Instruments_New_Space Heating_Natural Gas_Gas Furnace - Maintenance_A_Achievable Technical Potential | F12 | Industrial | Instruments | New | Space Heating | Natural Gas | Gas Furnace - Maintenance | A | Cumulative Winter Peak Savings (MW) | Achievable Technical Potential | 0 | 0 | 0 | 0 | 0 | 0 | 0 | 0 | 0 | 0 | 0 | 0 | 0 | 0 | 0 | 0 | 0 | 0 | 0 | 0 | 0 | 0 | 0 | 0 | 0 | 0 | 0 | 0 | 0 | 0 | 0
F13_Industrial_Instruments_New_Space Heating_Natural Gas_Gas Furnace - Maintenance_A_Achievable Technical Potential | F13 | Industrial | Instruments | New | Space Heating | Natural Gas | Gas Furnace - Maintenance | A | Purchases (Incremental) | Achievable Technical Potential | 0 | 0 | 0 | 0 | 0 | 0 | 0 | 0 | 0 | 0 | 0 | 0 | 0 | 0 | 0 | 0 | 0 | 0 | 0 | 0 | 0 | 0 | 0 | 0 | 0 | 0 | 0 | 0 | 0 | 0 | 0
F14_Industrial_Instruments_New_Space Heating_Natural Gas_Gas Furnace - Maintenance_A_Achievable Technical Potential | F14 | Industrial | Instruments | New | Space Heating | Natural Gas | Gas Furnace - Maintenance | A | Purchases (Cumulative) | Achievable Technical Potential | 0 | 0 | 0 | 0 | 0 | 0 | 0 | 0 | 0 | 0 | 0 | 0 | 0 | 0 | 0 | 0 | 0 | 0 | 0 | 0 | 0 | 0 | 0 | 0 | 0 | 0 | 0 | 0 | 0 | 0 | 0
F1_Industrial_Instruments_New_Space Heating_Natural Gas_Gas Boiler - Hot Water Reset_A_Achievable Technical Potential | F1 | Industrial | Instruments | New | Space Heating | Natural Gas | Gas Boiler - Hot Water Reset | A | Original Unit Energy Savings (kWh or therms) | Achievable Technical Potential | 0 | 0 | 0 | 0 | 0 | 0 | 0 | 0 | 0 | 0 | 0 | 0 | 0 | 0 | 0 | 0 | 0 | 0 | 0 | 0 | 0 | 0 | 0 | 0 | 0 | 0 | 0 | 0 | 0 | 0 | 0
F2_Industrial_Instruments_New_Space Heating_Natural Gas_Gas Boiler - Hot Water Reset_A_Achievable Technical Potential | F2 | Industrial | Instruments | New | Space Heating | Natural Gas | Gas Boiler - Hot Water Reset | A | Original Unit Summer Peak Savings (kW) | Achievable Technical Potential | 0 | 0 | 0 | 0 | 0 | 0 | 0 | 0 | 0 | 0 | 0 | 0 | 0 | 0 | 0 | 0 | 0 | 0 | 0 | 0 | 0 | 0 | 0 | 0 | 0 | 0 | 0 | 0 | 0 | 0 | 0
F3_Industrial_Instruments_New_Space Heating_Natural Gas_Gas Boiler - Hot Water Reset_A_Achievable Technical Potential | F3 | Industrial | Instruments | New | Space Heating | Natural Gas | Gas Boiler - Hot Water Reset | A | Original Unit Winter Peak Savings (kW) | Achievable Technical Potential | 0 | 0 | 0 | 0 | 0 | 0 | 0 | 0 | 0 | 0 | 0 | 0 | 0 | 0 | 0 | 0 | 0 | 0 | 0 | 0 | 0 | 0 | 0 | 0 | 0 | 0 | 0 | 0 | 0 | 0 | 0
F4_Industrial_Instruments_New_Space Heating_Natural Gas_Gas Boiler - Hot Water Reset_A_Achievable Technical Potential | F4 | Industrial | Instruments | New | Space Heating | Natural Gas | Gas Boiler - Hot Water Reset | A | Standalone Impact on Baseline Energy (%) | Achievable Technical Potential | 0% | 0% | 0% | 0% | 0% | 0% | 0% | 0% | 0% | 0% | 0% | 0% | 0% | 0% | 0% | 0% | 0% | 0% | 0% | 0% | 0% | 0% | 0% | 0% | 0 | 0 | 0 | 0 | 0 | 0 | 0
F5_Industrial_Instruments_New_Space Heating_Natural Gas_Gas Boiler - Hot Water Reset_A_Achievable Technical Potential | F5 | Industrial | Instruments | New | Space Heating | Natural Gas | Gas Boiler - Hot Water Reset | A | Standalone Impact on Baseline Summer Peak (%) | Achievable Technical Potential | 0% | 0% | 0% | 0% | 0% | 0% | 0% | 0% | 0% | 0% | 0% | 0% | 0% | 0% | 0% | 0% | 0% | 0% | 0% | 0% | 0% | 0% | 0% | 0% | 0 | 0 | 0 | 0 | 0 | 0 | 0
F6_Industrial_Instruments_New_Space Heating_Natural Gas_Gas Boiler - Hot Water Reset_A_Achievable Technical Potential | F6 | Industrial | Instruments | New | Space Heating | Natural Gas | Gas Boiler - Hot Water Reset | A | Standalone Impact on Baseline Winter Peak (%) | Achievable Technical Potential | 0% | 0% | 0% | 0% | 0% | 0% | 0% | 0% | 0% | 0% | 0% | 0% | 0% | 0% | 0% | 0% | 0% | 0% | 0% | 0% | 0% | 0% | 0% | 0% | 0 | 0 | 0 | 0 | 0 | 0 | 0
F7_Industrial_Instruments_New_Space Heating_Natural Gas_Gas Boiler - Hot Water Reset_A_Achievable Technical Potential | F7 | Industrial | Instruments | New | Space Heating | Natural Gas | Gas Boiler - Hot Water Reset | A | Incremental Energy Savings (MWh or mTherms) | Achievable Technical Potential | 0 | 0 | 0 | 0 | 0 | 0 | 0 | 0 | 0 | 0 | 0 | 0 | 0 | 0 | 0 | 0 | 0 | 0 | 0 | 0 | 0 | 0 | 0 | 0 | 0 | 0 | 0 | 0 | 0 | 0 | 0
F8_Industrial_Instruments_New_Space Heating_Natural Gas_Gas Boiler - Hot Water Reset_A_Achievable Technical Potential | F8 | Industrial | Instruments | New | Space Heating | Natural Gas | Gas Boiler - Hot Water Reset | A | Incremental Summer Peak Savings (MW) | Achievable Technical Potential | 0 | 0 | 0 | 0 | 0 | 0 | 0 | 0 | 0 | 0 | 0 | 0 | 0 | 0 | 0 | 0 | 0 | 0 | 0 | 0 | 0 | 0 | 0 | 0 | 0 | 0 | 0 | 0 | 0 | 0 | 0
F9_Industrial_Instruments_New_Space Heating_Natural Gas_Gas Boiler - Hot Water Reset_A_Achievable Technical Potential | F9 | Industrial | Instruments | New | Space Heating | Natural Gas | Gas Boiler - Hot Water Reset | A | Incremental Winter Peak Savings (MW) | Achievable Technical Potential | 0 | 0 | 0 | 0 | 0 | 0 | 0 | 0 | 0 | 0 | 0 | 0 | 0 | 0 | 0 | 0 | 0 | 0 | 0 | 0 | 0 | 0 | 0 | 0 | 0 | 0 | 0 | 0 | 0 | 0 | 0
F10_Industrial_Instruments_New_Space Heating_Natural Gas_Gas Boiler - Hot Water Reset_A_Achievable Technical Potential | F10 | Industrial | Instruments | New | Space Heating | Natural Gas | Gas Boiler - Hot Water Reset | A | Cumulative Energy Savings (MWh or mTherms) | Achievable Technical Potential | 0 | 0 | 0 | 0 | 0 | 0 | 0 | 0 | 0 | 0 | 0 | 0 | 0 | 0 | 0 | 0 | 0 | 0 | 0 | 0 | 0 | 0 | 0 | 0 | 0 | 0 | 0 | 0 | 0 | 0 | 0
F11_Industrial_Instruments_New_Space Heating_Natural Gas_Gas Boiler - Hot Water Reset_A_Achievable Technical Potential | F11 | Industrial | Instruments | New | Space Heating | Natural Gas | Gas Boiler - Hot Water Reset | A | Cumulative Summer Peak Savings (MW) | Achievable Technical Potential | 0 | 0 | 0 | 0 | 0 | 0 | 0 | 0 | 0 | 0 | 0 | 0 | 0 | 0 | 0 | 0 | 0 | 0 | 0 | 0 | 0 | 0 | 0 | 0 | 0 | 0 | 0 | 0 | 0 | 0 | 0
F12_Industrial_Instruments_New_Space Heating_Natural Gas_Gas Boiler - Hot Water Reset_A_Achievable Technical Potential | F12 | Industrial | Instruments | New | Space Heating | Natural Gas | Gas Boiler - Hot Water Reset | A | Cumulative Winter Peak Savings (MW) | Achievable Technical Potential | 0 | 0 | 0 | 0 | 0 | 0 | 0 | 0 | 0 | 0 | 0 | 0 | 0 | 0 | 0 | 0 | 0 | 0 | 0 | 0 | 0 | 0 | 0 | 0 | 0 | 0 | 0 | 0 | 0 | 0 | 0
F13_Industrial_Instruments_New_Space Heating_Natural Gas_Gas Boiler - Hot Water Reset_A_Achievable Technical Potential | F13 | Industrial | Instruments | New | Space Heating | Natural Gas | Gas Boiler - Hot Water Reset | A | Purchases (Incremental) | Achievable Technical Potential | 0 | 0 | 0 | 0 | 0 | 0 | 0 | 0 | 0 | 0 | 0 | 0 | 0 | 0 | 0 | 0 | 0 | 0 | 0 | 0 | 0 | 0 | 0 | 0 | 0 | 0 | 0 | 0 | 0 | 0 | 0
F14_Industrial_Instruments_New_Space Heating_Natural Gas_Gas Boiler - Hot Water Reset_A_Achievable Technical Potential | F14 | Industrial | Instruments | New | Space Heating | Natural Gas | Gas Boiler - Hot Water Reset | A | Purchases (Cumulative) | Achievable Technical Potential | 0 | 0 | 0 | 0 | 0 | 0 | 0 | 0 | 0 | 0 | 0 | 0 | 0 | 0 | 0 | 0 | 0 | 0 | 0 | 0 | 0 | 0 | 0 | 0 | 0 | 0 | 0 | 0 | 0 | 0 | 0
F1_Industrial_Instruments_New_Process_Natural Gas_Gas Boiler - Hot Water Reset_A_Achievable Technical Potential | F1 | Industrial | Instruments | New | Process | Natural Gas | Gas Boiler - Hot Water Reset | A | Original Unit Energy Savings (kWh or therms) | Achievable Technical Potential | 0 | 0 | 0 | 0 | 0 | 4.6909 | 4.6909 | 4.6909 | 4.6909 | 4.6909 | 4.6909 | 4.6909 | 4.6909 | 4.6909 | 4.6909 | 4.6909 | 4.6909 | 4.6909 | 4.6909 | 4.6909 | 4.6909 | 4.6909 | 4.6909 | 4.6909 | 4.6909 | 4.6909 | 4.6909 | 4.6909 | 4.6909 | 4.6909 | 4.6909
F2_Industrial_Instruments_New_Process_Natural Gas_Gas Boiler - Hot Water Reset_A_Achievable Technical Potential | F2 | Industrial | Instruments | New | Process | Natural Gas | Gas Boiler - Hot Water Reset | A | Original Unit Summer Peak Savings (kW) | Achievable Technical Potential | 0 | 0 | 0 | 0 | 0 | 0 | 0 | 0 | 0 | 0 | 0 | 0 | 0 | 0 | 0 | 0 | 0 | 0 | 0 | 0 | 0 | 0 | 0 | 0 | 0 | 0 | 0 | 0 | 0 | 0 | 0
F3_Industrial_Instruments_New_Process_Natural Gas_Gas Boiler - Hot Water Reset_A_Achievable Technical Potential | F3 | Industrial | Instruments | New | Process | Natural Gas | Gas Boiler - Hot Water Reset | A | Original Unit Winter Peak Savings (kW) | Achievable Technical Potential | 0 | 0 | 0 | 0 | 0 | 0 | 0 | 0 | 0 | 0 | 0 | 0 | 0 | 0 | 0 | 0 | 0 | 0 | 0 | 0 | 0 | 0 | 0 | 0 | 0 | 0 | 0 | 0 | 0 | 0 | 0
F4_Industrial_Instruments_New_Process_Natural Gas_Gas Boiler - Hot Water Reset_A_Achievable Technical Potential | F4 | Industrial | Instruments | New | Process | Natural Gas | Gas Boiler - Hot Water Reset | A | Standalone Impact on Baseline Energy (%) | Achievable Technical Potential | 0% | 0% | 0% | 0% | 0% | 0.02711% | 0.05618% | 0.08935% | 0.1261% | 0.1667% | 0.2138% | 0.2645% | 0.3142% | 0.3578% | 0.391% | 0.4105% | 0.4157% | 0.4095% | 0.3962% | 0.3801% | 0.3634% | 0.3471% | 0.3323% | 0.3187% | 0.0030619 | 0.0029468 | 0.0028404 | 0.0027417 | 0 | 0 | 0
F5_Industrial_Instruments_New_Process_Natural Gas_Gas Boiler - Hot Water Reset_A_Achievable Technical Potential | F5 | Industrial | Instruments | New | Process | Natural Gas | Gas Boiler - Hot Water Reset | A | Standalone Impact on Baseline Summer Peak (%) | Achievable Technical Potential | 0% | 0% | 0% | 0% | 0% | 0% | 0% | 0% | 0% | 0% | 0% | 0% | 0% | 0% | 0% | 0% | 0% | 0% | 0% | 0% | 0% | 0% | 0% | 0% | 0 | 0 | 0 | 0 | 0 | 0 | 0
F6_Industrial_Instruments_New_Process_Natural Gas_Gas Boiler - Hot Water Reset_A_Achievable Technical Potential | F6 | Industrial | Instruments | New | Process | Natural Gas | Gas Boiler - Hot Water Reset | A | Standalone Impact on Baseline Winter Peak (%) | Achievable Technical Potential | 0% | 0% | 0% | 0% | 0% | 0% | 0% | 0% | 0% | 0% | 0% | 0% | 0% | 0% | 0% | 0% | 0% | 0% | 0% | 0% | 0% | 0% | 0% | 0% | 0 | 0 | 0 | 0 | 0 | 0 | 0
F7_Industrial_Instruments_New_Process_Natural Gas_Gas Boiler - Hot Water Reset_A_Achievable Technical Potential | F7 | Industrial | Instruments | New | Process | Natural Gas | Gas Boiler - Hot Water Reset | A | Incremental Energy Savings (MWh or mTherms) | Achievable Technical Potential | 0 | 0 | 0 | 0 | 0 | 0.027422 | 0.03989 | 0.05642 | 0.074273 | 0.094736 | 0.12248 | 0.14706 | 0.16317 | 0.16593 | 0.15292 | 0.12633 | 0.088848 | 0.054632 | 0.027762 | 0.012357 | 0.0047159 | 0.027422 | 0.03989 | 0.05642 | 0.074273 | 0.094736 | 0.12248 | 0.14706 | 0.16317 | 0.16593 | 0.15292
F8_Industrial_Instruments_New_Process_Natural Gas_Gas Boiler - Hot Water Reset_A_Achievable Technical Potential | F8 | Industrial | Instruments | New | Process | Natural Gas | Gas Boiler - Hot Water Reset | A | Incremental Summer Peak Savings (MW) | Achievable Technical Potential | 0 | 0 | 0 | 0 | 0 | 0 | 0 | 0 | 0 | 0 | 0 | 0 | 0 | 0 | 0 | 0 | 0 | 0 | 0 | 0 | 0 | 0 | 0 | 0 | 0 | 0 | 0 | 0 | 0 | 0 | 0
F9_Industrial_Instruments_New_Process_Natural Gas_Gas Boiler - Hot Water Reset_A_Achievable Technical Potential | F9 | Industrial | Instruments | New | Process | Natural Gas | Gas Boiler - Hot Water Reset | A | Incremental Winter Peak Savings (MW) | Achievable Technical Potential | 0 | 0 | 0 | 0 | 0 | 0 | 0 | 0 | 0 | 0 | 0 | 0 | 0 | 0 | 0 | 0 | 0 | 0 | 0 | 0 | 0 | 0 | 0 | 0 | 0 | 0 | 0 | 0 | 0 | 0 | 0
F10_Industrial_Instruments_New_Process_Natural Gas_Gas Boiler - Hot Water Reset_A_Achievable Technical Potential | F10 | Industrial | Instruments | New | Process | Natural Gas | Gas Boiler - Hot Water Reset | A | Cumulative Energy Savings (MWh or mTherms) | Achievable Technical Potential | 0 | 0 | 0 | 0 | 0 | 0.027422 | 0.067312 | 0.12373 | 0.19801 | 0.29274 | 0.41522 | 0.56228 | 0.72545 | 0.89138 | 1.0443 | 1.1706 | 1.2595 | 1.3141 | 1.3419 | 1.3542 | 1.3589 | 1.3589 | 1.3589 | 1.3589 | 1.3589 | 1.3589 | 1.3589 | 1.3589 | 1.3589 | 1.3589 | 1.3589
F11_Industrial_Instruments_New_Process_Natural Gas_Gas Boiler - Hot Water Reset_A_Achievable Technical Potential | F11 | Industrial | Instruments | New | Process | Natural Gas | Gas Boiler - Hot Water Reset | A | Cumulative Summer Peak Savings (MW) | Achievable Technical Potential | 0 | 0 | 0 | 0 | 0 | 0 | 0 | 0 | 0 | 0 | 0 | 0 | 0 | 0 | 0 | 0 | 0 | 0 | 0 | 0 | 0 | 0 | 0 | 0 | 0 | 0 | 0 | 0 | 0 | 0 | 0
F12_Industrial_Instruments_New_Process_Natural Gas_Gas Boiler - Hot Water Reset_A_Achievable Technical Potential | F12 | Industrial | Instruments | New | Process | Natural Gas | Gas Boiler - Hot Water Reset | A | Cumulative Winter Peak Savings (MW) | Achievable Technical Potential | 0 | 0 | 0 | 0 | 0 | 0 | 0 | 0 | 0 | 0 | 0 | 0 | 0 | 0 | 0 | 0 | 0 | 0 | 0 | 0 | 0 | 0 | 0 | 0 | 0 | 0 | 0 | 0 | 0 | 0 | 0
F13_Industrial_Instruments_New_Process_Natural Gas_Gas Boiler - Hot Water Reset_A_Achievable Technical Potential | F13 | Industrial | Instruments | New | Process | Natural Gas | Gas Boiler - Hot Water Reset | A | Purchases (Incremental) | Achievable Technical Potential | 0 | 0 | 0 | 0 | 0 | 5.8457 | 8.5035 | 12.0275 | 15.8334 | 20.1956 | 26.11 | 31.3497 | 34.7833 | 35.3723 | 32.5991 | 26.9306 | 18.9403 | 11.6463 | 5.9182 | 2.6342 | 1.0053 | 5.8457 | 8.5035 | 12.0275 | 15.8334 | 20.1956 | 26.11 | 31.3497 | 34.7833 | 35.3723 | 32.5991
F14_Industrial_Instruments_New_Process_Natural Gas_Gas Boiler - Hot Water Reset_A_Achievable Technical Potential | F14 | Industrial | Instruments | New | Process | Natural Gas | Gas Boiler - Hot Water Reset | A | Purchases (Cumulative) | Achievable Technical Potential | 0 | 0 | 0 | 0 | 0 | 5.8457 | 14.3493 | 26.3768 | 42.2101 | 62.4058 | 88.5158 | 119.8654 | 154.6487 | 190.021 | 222.6201 | 249.5507 | 268.491 | 280.1373 | 286.0555 | 288.6897 | 289.695 | 289.695 | 289.695 | 289.695 | 289.695 | 289.695 | 289.695 | 289.695 | 289.695 | 289.695 | 289.695
F1_Industrial_Instruments_New_Space Heating_Natural Gas_Steam Trap Maintenance_A_Achievable Technical Potential | F1 | Industrial | Instruments | New | Space Heating | Natural Gas | Steam Trap Maintenance | A | Original Unit Energy Savings (kWh or therms) | Achievable Technical Potential | 0 | 0 | 0 | 0 | 0 | 0 | 0 | 0 | 0 | 0 | 0 | 0 | 0 | 0 | 0 | 0 | 0 | 0 | 0 | 0 | 0 | 0 | 0 | 0 | 0 | 0 | 0 | 0 | 0 | 0 | 0
F2_Industrial_Instruments_New_Space Heating_Natural Gas_Steam Trap Maintenance_A_Achievable Technical Potential | F2 | Industrial | Instruments | New | Space Heating | Natural Gas | Steam Trap Maintenance | A | Original Unit Summer Peak Savings (kW) | Achievable Technical Potential | 0 | 0 | 0 | 0 | 0 | 0 | 0 | 0 | 0 | 0 | 0 | 0 | 0 | 0 | 0 | 0 | 0 | 0 | 0 | 0 | 0 | 0 | 0 | 0 | 0 | 0 | 0 | 0 | 0 | 0 | 0
F3_Industrial_Instruments_New_Space Heating_Natural Gas_Steam Trap Maintenance_A_Achievable Technical Potential | F3 | Industrial | Instruments | New | Space Heating | Natural Gas | Steam Trap Maintenance | A | Original Unit Winter Peak Savings (kW) | Achievable Technical Potential | 0 | 0 | 0 | 0 | 0 | 0 | 0 | 0 | 0 | 0 | 0 | 0 | 0 | 0 | 0 | 0 | 0 | 0 | 0 | 0 | 0 | 0 | 0 | 0 | 0 | 0 | 0 | 0 | 0 | 0 | 0
F4_Industrial_Instruments_New_Space Heating_Natural Gas_Steam Trap Maintenance_A_Achievable Technical Potential | F4 | Industrial | Instruments | New | Space Heating | Natural Gas | Steam Trap Maintenance | A | Standalone Impact on Baseline Energy (%) | Achievable Technical Potential | 0% | 0% | 0% | 0% | 0% | 0% | 0% | 0% | 0% | 0% | 0% | 0% | 0% | 0% | 0% | 0% | 0% | 0% | 0% | 0% | 0% | 0% | 0% | 0% | 0 | 0 | 0 | 0 | 0 | 0 | 0
F5_Industrial_Instruments_New_Space Heating_Natural Gas_Steam Trap Maintenance_A_Achievable Technical Potential | F5 | Industrial | Instruments | New | Space Heating | Natural Gas | Steam Trap Maintenance | A | Standalone Impact on Baseline Summer Peak (%) | Achievable Technical Potential | 0% | 0% | 0% | 0% | 0% | 0% | 0% | 0% | 0% | 0% | 0% | 0% | 0% | 0% | 0% | 0% | 0% | 0% | 0% | 0% | 0% | 0% | 0% | 0% | 0 | 0 | 0 | 0 | 0 | 0 | 0
F6_Industrial_Instruments_New_Space Heating_Natural Gas_Steam Trap Maintenance_A_Achievable Technical Potential | F6 | Industrial | Instruments | New | Space Heating | Natural Gas | Steam Trap Maintenance | A | Standalone Impact on Baseline Winter Peak (%) | Achievable Technical Potential | 0% | 0% | 0% | 0% | 0% | 0% | 0% | 0% | 0% | 0% | 0% | 0% | 0% | 0% | 0% | 0% | 0% | 0% | 0% | 0% | 0% | 0% | 0% | 0% | 0 | 0 | 0 | 0 | 0 | 0 | 0
F7_Industrial_Instruments_New_Space Heating_Natural Gas_Steam Trap Maintenance_A_Achievable Technical Potential | F7 | Industrial | Instruments | New | Space Heating | Natural Gas | Steam Trap Maintenance | A | Incremental Energy Savings (MWh or mTherms) | Achievable Technical Potential | 0 | 0 | 0 | 0 | 0 | 0 | 0 | 0 | 0 | 0 | 0 | 0 | 0 | 0 | 0 | 0 | 0 | 0 | 0 | 0 | 0 | 0 | 0 | 0 | 0 | 0 | 0 | 0 | 0 | 0 | 0
F8_Industrial_Instruments_New_Space Heating_Natural Gas_Steam Trap Maintenance_A_Achievable Technical Potential | F8 | Industrial | Instruments | New | Space Heating | Natural Gas | Steam Trap Maintenance | A | Incremental Summer Peak Savings (MW) | Achievable Technical Potential | 0 | 0 | 0 | 0 | 0 | 0 | 0 | 0 | 0 | 0 | 0 | 0 | 0 | 0 | 0 | 0 | 0 | 0 | 0 | 0 | 0 | 0 | 0 | 0 | 0 | 0 | 0 | 0 | 0 | 0 | 0
F9_Industrial_Instruments_New_Space Heating_Natural Gas_Steam Trap Maintenance_A_Achievable Technical Potential | F9 | Industrial | Instruments | New | Space Heating | Natural Gas | Steam Trap Maintenance | A | Incremental Winter Peak Savings (MW) | Achievable Technical Potential | 0 | 0 | 0 | 0 | 0 | 0 | 0 | 0 | 0 | 0 | 0 | 0 | 0 | 0 | 0 | 0 | 0 | 0 | 0 | 0 | 0 | 0 | 0 | 0 | 0 | 0 | 0 | 0 | 0 | 0 | 0
F10_Industrial_Instruments_New_Space Heating_Natural Gas_Steam Trap Maintenance_A_Achievable Technical Potential | F10 | Industrial | Instruments | New | Space Heating | Natural Gas | Steam Trap Maintenance | A | Cumulative Energy Savings (MWh or mTherms) | Achievable Technical Potential | 0 | 0 | 0 | 0 | 0 | 0 | 0 | 0 | 0 | 0 | 0 | 0 | 0 | 0 | 0 | 0 | 0 | 0 | 0 | 0 | 0 | 0 | 0 | 0 | 0 | 0 | 0 | 0 | 0 | 0 | 0
F11_Industrial_Instruments_New_Space Heating_Natural Gas_Steam Trap Maintenance_A_Achievable Technical Potential | F11 | Industrial | Instruments | New | Space Heating | Natural Gas | Steam Trap Maintenance | A | Cumulative Summer Peak Savings (MW) | Achievable Technical Potential | 0 | 0 | 0 | 0 | 0 | 0 | 0 | 0 | 0 | 0 | 0 | 0 | 0 | 0 | 0 | 0 | 0 | 0 | 0 | 0 | 0 | 0 | 0 | 0 | 0 | 0 | 0 | 0 | 0 | 0 | 0
F12_Industrial_Instruments_New_Space Heating_Natural Gas_Steam Trap Maintenance_A_Achievable Technical Potential | F12 | Industrial | Instruments | New | Space Heating | Natural Gas | Steam Trap Maintenance | A | Cumulative Winter Peak Savings (MW) | Achievable Technical Potential | 0 | 0 | 0 | 0 | 0 | 0 | 0 | 0 | 0 | 0 | 0 | 0 | 0 | 0 | 0 | 0 | 0 | 0 | 0 | 0 | 0 | 0 | 0 | 0 | 0 | 0 | 0 | 0 | 0 | 0 | 0
F13_Industrial_Instruments_New_Space Heating_Natural Gas_Steam Trap Maintenance_A_Achievable Technical Potential | F13 | Industrial | Instruments | New | Space Heating | Natural Gas | Steam Trap Maintenance | A | Purchases (Incremental) | Achievable Technical Potential | 0 | 0 | 0 | 0 | 0 | 0 | 0 | 0 | 0 | 0 | 0 | 0 | 0 | 0 | 0 | 0 | 0 | 0 | 0 | 0 | 0 | 0 | 0 | 0 | 0 | 0 | 0 | 0 | 0 | 0 | 0
F14_Industrial_Instruments_New_Space Heating_Natural Gas_Steam Trap Maintenance_A_Achievable Technical Potential | F14 | Industrial | Instruments | New | Space Heating | Natural Gas | Steam Trap Maintenance | A | Purchases (Cumulative) | Achievable Technical Potential | 0 | 0 | 0 | 0 | 0 | 0 | 0 | 0 | 0 | 0 | 0 | 0 | 0 | 0 | 0 | 0 | 0 | 0 | 0 | 0 | 0 | 0 | 0 | 0 | 0 | 0 | 0 | 0 | 0 | 0 | 0
F1_Industrial_Instruments_New_Process_Natural Gas_Steam Trap Maintenance_A_Achievable Technical Potential | F1 | Industrial | Instruments | New | Process | Natural Gas | Steam Trap Maintenance | A | Original Unit Energy Savings (kWh or therms) | Achievable Technical Potential | 0 | 0 | 0 | 0 | 0 | 3.3144 | 3.3144 | 3.3144 | 3.3144 | 3.3144 | 3.3144 | 3.3144 | 3.3144 | 3.3144 | 3.3144 | 3.3144 | 3.3144 | 3.3144 | 3.3144 | 3.3144 | 3.3144 | 3.3144 | 3.3144 | 3.3144 | 3.3144 | 3.3144 | 3.3144 | 3.3144 | 3.3144 | 3.3144 | 3.3144
F2_Industrial_Instruments_New_Process_Natural Gas_Steam Trap Maintenance_A_Achievable Technical Potential | F2 | Industrial | Instruments | New | Process | Natural Gas | Steam Trap Maintenance | A | Original Unit Summer Peak Savings (kW) | Achievable Technical Potential | 0 | 0 | 0 | 0 | 0 | 0 | 0 | 0 | 0 | 0 | 0 | 0 | 0 | 0 | 0 | 0 | 0 | 0 | 0 | 0 | 0 | 0 | 0 | 0 | 0 | 0 | 0 | 0 | 0 | 0 | 0
F3_Industrial_Instruments_New_Process_Natural Gas_Steam Trap Maintenance_A_Achievable Technical Potential | F3 | Industrial | Instruments | New | Process | Natural Gas | Steam Trap Maintenance | A | Original Unit Winter Peak Savings (kW) | Achievable Technical Potential | 0 | 0 | 0 | 0 | 0 | 0 | 0 | 0 | 0 | 0 | 0 | 0 | 0 | 0 | 0 | 0 | 0 | 0 | 0 | 0 | 0 | 0 | 0 | 0 | 0 | 0 | 0 | 0 | 0 | 0 | 0
F4_Industrial_Instruments_New_Process_Natural Gas_Steam Trap Maintenance_A_Achievable Technical Potential | F4 | Industrial | Instruments | New | Process | Natural Gas | Steam Trap Maintenance | A | Standalone Impact on Baseline Energy (%) | Achievable Technical Potential | 0% | 0% | 0% | 0% | 0% | 0% | 0% | 0% | 0% | 0% | 0% | 0% | 0% | 0% | 0% | 0% | 0% | 0% | 0% | 0% | 0% | 0% | 0% | 0% | 0 | 0 | 0 | 0 | 0 | 0 | 0
F5_Industrial_Instruments_New_Process_Natural Gas_Steam Trap Maintenance_A_Achievable Technical Potential | F5 | Industrial | Instruments | New | Process | Natural Gas | Steam Trap Maintenance | A | Standalone Impact on Baseline Summer Peak (%) | Achievable Technical Potential | 0% | 0% | 0% | 0% | 0% | 0% | 0% | 0% | 0% | 0% | 0% | 0% | 0% | 0% | 0% | 0% | 0% | 0% | 0% | 0% | 0% | 0% | 0% | 0% | 0 | 0 | 0 | 0 | 0 | 0 | 0
F6_Industrial_Instruments_New_Process_Natural Gas_Steam Trap Maintenance_A_Achievable Technical Potential | F6 | Industrial | Instruments | New | Process | Natural Gas | Steam Trap Maintenance | A | Standalone Impact on Baseline Winter Peak (%) | Achievable Technical Potential | 0% | 0% | 0% | 0% | 0% | 0% | 0% | 0% | 0% | 0% | 0% | 0% | 0% | 0% | 0% | 0% | 0% | 0% | 0% | 0% | 0% | 0% | 0% | 0% | 0 | 0 | 0 | 0 | 0 | 0 | 0
F7_Industrial_Instruments_New_Process_Natural Gas_Steam Trap Maintenance_A_Achievable Technical Potential | F7 | Industrial | Instruments | New | Process | Natural Gas | Steam Trap Maintenance | A | Incremental Energy Savings (MWh or mTherms) | Achievable Technical Potential | 0 | 0 | 0 | 0 | 0 | 0 | 0 | 0 | 0 | 0 | 0 | 0 | 0 | 0 | 0 | 0 | 0 | 0 | 0 | 0 | 0 | 0 | 0 | 0 | 0 | 0 | 0 | 0 | 0 | 0 | 0
F8_Industrial_Instruments_New_Process_Natural Gas_Steam Trap Maintenance_A_Achievable Technical Potential | F8 | Industrial | Instruments | New | Process | Natural Gas | Steam Trap Maintenance | A | Incremental Summer Peak Savings (MW) | Achievable Technical Potential | 0 | 0 | 0 | 0 | 0 | 0 | 0 | 0 | 0 | 0 | 0 | 0 | 0 | 0 | 0 | 0 | 0 | 0 | 0 | 0 | 0 | 0 | 0 | 0 | 0 | 0 | 0 | 0 | 0 | 0 | 0
F9_Industrial_Instruments_New_Process_Natural Gas_Steam Trap Maintenance_A_Achievable Technical Potential | F9 | Industrial | Instruments | New | Process | Natural Gas | Steam Trap Maintenance | A | Incremental Winter Peak Savings (MW) | Achievable Technical Potential | 0 | 0 | 0 | 0 | 0 | 0 | 0 | 0 | 0 | 0 | 0 | 0 | 0 | 0 | 0 | 0 | 0 | 0 | 0 | 0 | 0 | 0 | 0 | 0 | 0 | 0 | 0 | 0 | 0 | 0 | 0
F10_Industrial_Instruments_New_Process_Natural Gas_Steam Trap Maintenance_A_Achievable Technical Potential | F10 | Industrial | Instruments | New | Process | Natural Gas | Steam Trap Maintenance | A | Cumulative Energy Savings (MWh or mTherms) | Achievable Technical Potential | 0 | 0 | 0 | 0 | 0 | 0 | 0 | 0 | 0 | 0 | 0 | 0 | 0 | 0 | 0 | 0 | 0 | 0 | 0 | 0 | 0 | 0 | 0 | 0 | 0 | 0 | 0 | 0 | 0 | 0 | 0
F11_Industrial_Instruments_New_Process_Natural Gas_Steam Trap Maintenance_A_Achievable Technical Potential | F11 | Industrial | Instruments | New | Process | Natural Gas | Steam Trap Maintenance | A | Cumulative Summer Peak Savings (MW) | Achievable Technical Potential | 0 | 0 | 0 | 0 | 0 | 0 | 0 | 0 | 0 | 0 | 0 | 0 | 0 | 0 | 0 | 0 | 0 | 0 | 0 | 0 | 0 | 0 | 0 | 0 | 0 | 0 | 0 | 0 | 0 | 0 | 0
F12_Industrial_Instruments_New_Process_Natural Gas_Steam Trap Maintenance_A_Achievable Technical Potential | F12 | Industrial | Instruments | New | Process | Natural Gas | Steam Trap Maintenance | A | Cumulative Winter Peak Savings (MW) | Achievable Technical Potential | 0 | 0 | 0 | 0 | 0 | 0 | 0 | 0 | 0 | 0 | 0 | 0 | 0 | 0 | 0 | 0 | 0 | 0 | 0 | 0 | 0 | 0 | 0 | 0 | 0 | 0 | 0 | 0 | 0 | 0 | 0
F13_Industrial_Instruments_New_Process_Natural Gas_Steam Trap Maintenance_A_Achievable Technical Potential | F13 | Industrial | Instruments | New | Process | Natural Gas | Steam Trap Maintenance | A | Purchases (Incremental) | Achievable Technical Potential | 0 | 0 | 0 | 0 | 0 | 0 | 0 | 0 | 0 | 0 | 0 | 0 | 0 | 0 | 0 | 0 | 0 | 0 | 0 | 0 | 0 | 0 | 0 | 0 | 0 | 0 | 0 | 0 | 0 | 0 | 0
F14_Industrial_Instruments_New_Process_Natural Gas_Steam Trap Maintenance_A_Achievable Technical Potential | F14 | Industrial | Instruments | New | Process | Natural Gas | Steam Trap Maintenance | A | Purchases (Cumulative) | Achievable Technical Potential | 0 | 0 | 0 | 0 | 0 | 0 | 0 | 0 | 0 | 0 | 0 | 0 | 0 | 0 | 0 | 0 | 0 | 0 | 0 | 0 | 0 | 0 | 0 | 0 | 0 | 0 | 0 | 0 | 0 | 0 | 0
F1_Industrial_Instruments_New_Space Heating_Natural Gas_Gas Boiler - High Turndown_A_Achievable Technical Potential | F1 | Industrial | Instruments | New | Space Heating | Natural Gas | Gas Boiler - High Turndown | A | Original Unit Energy Savings (kWh or therms) | Achievable Technical Potential | 0 | 0 | 0 | 0 | 0 | 0 | 0 | 0 | 0 | 0 | 0 | 0 | 0 | 0 | 0 | 0 | 0 | 0 | 0 | 0 | 0 | 0 | 0 | 0 | 0 | 0 | 0 | 0 | 0 | 0 | 0
F2_Industrial_Instruments_New_Space Heating_Natural Gas_Gas Boiler - High Turndown_A_Achievable Technical Potential | F2 | Industrial | Instruments | New | Space Heating | Natural Gas | Gas Boiler - High Turndown | A | Original Unit Summer Peak Savings (kW) | Achievable Technical Potential | 0 | 0 | 0 | 0 | 0 | 0 | 0 | 0 | 0 | 0 | 0 | 0 | 0 | 0 | 0 | 0 | 0 | 0 | 0 | 0 | 0 | 0 | 0 | 0 | 0 | 0 | 0 | 0 | 0 | 0 | 0
F3_Industrial_Instruments_New_Space Heating_Natural Gas_Gas Boiler - High Turndown_A_Achievable Technical Potential | F3 | Industrial | Instruments | New | Space Heating | Natural Gas | Gas Boiler - High Turndown | A | Original Unit Winter Peak Savings (kW) | Achievable Technical Potential | 0 | 0 | 0 | 0 | 0 | 0 | 0 | 0 | 0 | 0 | 0 | 0 | 0 | 0 | 0 | 0 | 0 | 0 | 0 | 0 | 0 | 0 | 0 | 0 | 0 | 0 | 0 | 0 | 0 | 0 | 0
F4_Industrial_Instruments_New_Space Heating_Natural Gas_Gas Boiler - High Turndown_A_Achievable Technical Potential | F4 | Industrial | Instruments | New | Space Heating | Natural Gas | Gas Boiler - High Turndown | A | Standalone Impact on Baseline Energy (%) | Achievable Technical Potential | 0% | 0% | 0% | 0% | 0% | 0% | 0% | 0% | 0% | 0% | 0% | 0% | 0% | 0% | 0% | 0% | 0% | 0% | 0% | 0% | 0% | 0% | 0% | 0% | 0 | 0 | 0 | 0 | 0 | 0 | 0
F5_Industrial_Instruments_New_Space Heating_Natural Gas_Gas Boiler - High Turndown_A_Achievable Technical Potential | F5 | Industrial | Instruments | New | Space Heating | Natural Gas | Gas Boiler - High Turndown | A | Standalone Impact on Baseline Summer Peak (%) | Achievable Technical Potential | 0% | 0% | 0% | 0% | 0% | 0% | 0% | 0% | 0% | 0% | 0% | 0% | 0% | 0% | 0% | 0% | 0% | 0% | 0% | 0% | 0% | 0% | 0% | 0% | 0 | 0 | 0 | 0 | 0 | 0 | 0
F6_Industrial_Instruments_New_Space Heating_Natural Gas_Gas Boiler - High Turndown_A_Achievable Technical Potential | F6 | Industrial | Instruments | New | Space Heating | Natural Gas | Gas Boiler - High Turndown | A | Standalone Impact on Baseline Winter Peak (%) | Achievable Technical Potential | 0% | 0% | 0% | 0% | 0% | 0% | 0% | 0% | 0% | 0% | 0% | 0% | 0% | 0% | 0% | 0% | 0% | 0% | 0% | 0% | 0% | 0% | 0% | 0% | 0 | 0 | 0 | 0 | 0 | 0 | 0
F7_Industrial_Instruments_New_Space Heating_Natural Gas_Gas Boiler - High Turndown_A_Achievable Technical Potential | F7 | Industrial | Instruments | New | Space Heating | Natural Gas | Gas Boiler - High Turndown | A | Incremental Energy Savings (MWh or mTherms) | Achievable Technical Potential | 0 | 0 | 0 | 0 | 0 | 0 | 0 | 0 | 0 | 0 | 0 | 0 | 0 | 0 | 0 | 0 | 0 | 0 | 0 | 0 | 0 | 0 | 0 | 0 | 0 | 0 | 0 | 0 | 0 | 0 | 0
F8_Industrial_Instruments_New_Space Heating_Natural Gas_Gas Boiler - High Turndown_A_Achievable Technical Potential | F8 | Industrial | Instruments | New | Space Heating | Natural Gas | Gas Boiler - High Turndown | A | Incremental Summer Peak Savings (MW) | Achievable Technical Potential | 0 | 0 | 0 | 0 | 0 | 0 | 0 | 0 | 0 | 0 | 0 | 0 | 0 | 0 | 0 | 0 | 0 | 0 | 0 | 0 | 0 | 0 | 0 | 0 | 0 | 0 | 0 | 0 | 0 | 0 | 0
F9_Industrial_Instruments_New_Space Heating_Natural Gas_Gas Boiler - High Turndown_A_Achievable Technical Potential | F9 | Industrial | Instruments | New | Space Heating | Natural Gas | Gas Boiler - High Turndown | A | Incremental Winter Peak Savings (MW) | Achievable Technical Potential | 0 | 0 | 0 | 0 | 0 | 0 | 0 | 0 | 0 | 0 | 0 | 0 | 0 | 0 | 0 | 0 | 0 | 0 | 0 | 0 | 0 | 0 | 0 | 0 | 0 | 0 | 0 | 0 | 0 | 0 | 0
F10_Industrial_Instruments_New_Space Heating_Natural Gas_Gas Boiler - High Turndown_A_Achievable Technical Potential | F10 | Industrial | Instruments | New | Space Heating | Natural Gas | Gas Boiler - High Turndown | A | Cumulative Energy Savings (MWh or mTherms) | Achievable Technical Potential | 0 | 0 | 0 | 0 | 0 | 0 | 0 | 0 | 0 | 0 | 0 | 0 | 0 | 0 | 0 | 0 | 0 | 0 | 0 | 0 | 0 | 0 | 0 | 0 | 0 | 0 | 0 | 0 | 0 | 0 | 0
F11_Industrial_Instruments_New_Space Heating_Natural Gas_Gas Boiler - High Turndown_A_Achievable Technical Potential | F11 | Industrial | Instruments | New | Space Heating | Natural Gas | Gas Boiler - High Turndown | A | Cumulative Summer Peak Savings (MW) | Achievable Technical Potential | 0 | 0 | 0 | 0 | 0 | 0 | 0 | 0 | 0 | 0 | 0 | 0 | 0 | 0 | 0 | 0 | 0 | 0 | 0 | 0 | 0 | 0 | 0 | 0 | 0 | 0 | 0 | 0 | 0 | 0 | 0
F12_Industrial_Instruments_New_Space Heating_Natural Gas_Gas Boiler - High Turndown_A_Achievable Technical Potential | F12 | Industrial | Instruments | New | Space Heating | Natural Gas | Gas Boiler - High Turndown | A | Cumulative Winter Peak Savings (MW) | Achievable Technical Potential | 0 | 0 | 0 | 0 | 0 | 0 | 0 | 0 | 0 | 0 | 0 | 0 | 0 | 0 | 0 | 0 | 0 | 0 | 0 | 0 | 0 | 0 | 0 | 0 | 0 | 0 | 0 | 0 | 0 | 0 | 0
F13_Industrial_Instruments_New_Space Heating_Natural Gas_Gas Boiler - High Turndown_A_Achievable Technical Potential | F13 | Industrial | Instruments | New | Space Heating | Natural Gas | Gas Boiler - High Turndown | A | Purchases (Incremental) | Achievable Technical Potential | 0 | 0 | 0 | 0 | 0 | 0 | 0 | 0 | 0 | 0 | 0 | 0 | 0 | 0 | 0 | 0 | 0 | 0 | 0 | 0 | 0 | 0 | 0 | 0 | 0 | 0 | 0 | 0 | 0 | 0 | 0
F14_Industrial_Instruments_New_Space Heating_Natural Gas_Gas Boiler - High Turndown_A_Achievable Technical Potential | F14 | Industrial | Instruments | New | Space Heating | Natural Gas | Gas Boiler - High Turndown | A | Purchases (Cumulative) | Achievable Technical Potential | 0 | 0 | 0 | 0 | 0 | 0 | 0 | 0 | 0 | 0 | 0 | 0 | 0 | 0 | 0 | 0 | 0 | 0 | 0 | 0 | 0 | 0 | 0 | 0 | 0 | 0 | 0 | 0 | 0 | 0 | 0
F1_Industrial_Instruments_New_Process_Natural Gas_Gas Boiler - High Turndown_A_Achievable Technical Potential | F1 | Industrial | Instruments | New | Process | Natural Gas | Gas Boiler - High Turndown | A | Original Unit Energy Savings (kWh or therms) | Achievable Technical Potential | 0 | 0 | 0 | 0 | 0 | 3.5182 | 3.5182 | 3.5182 | 3.5182 | 3.5182 | 3.5182 | 3.5182 | 3.5182 | 3.5182 | 3.5182 | 3.5182 | 3.5182 | 3.5182 | 3.5182 | 3.5182 | 3.5182 | 3.5182 | 3.5182 | 3.5182 | 3.5182 | 3.5182 | 3.5182 | 3.5182 | 3.5182 | 3.5182 | 3.5182
F2_Industrial_Instruments_New_Process_Natural Gas_Gas Boiler - High Turndown_A_Achievable Technical Potential | F2 | Industrial | Instruments | New | Process | Natural Gas | Gas Boiler - High Turndown | A | Original Unit Summer Peak Savings (kW) | Achievable Technical Potential | 0 | 0 | 0 | 0 | 0 | 0 | 0 | 0 | 0 | 0 | 0 | 0 | 0 | 0 | 0 | 0 | 0 | 0 | 0 | 0 | 0 | 0 | 0 | 0 | 0 | 0 | 0 | 0 | 0 | 0 | 0
F3_Industrial_Instruments_New_Process_Natural Gas_Gas Boiler - High Turndown_A_Achievable Technical Potential | F3 | Industrial | Instruments | New | Process | Natural Gas | Gas Boiler - High Turndown | A | Original Unit Winter Peak Savings (kW) | Achievable Technical Potential | 0 | 0 | 0 | 0 | 0 | 0 | 0 | 0 | 0 | 0 | 0 | 0 | 0 | 0 | 0 | 0 | 0 | 0 | 0 | 0 | 0 | 0 | 0 | 0 | 0 | 0 | 0 | 0 | 0 | 0 | 0
F4_Industrial_Instruments_New_Process_Natural Gas_Gas Boiler - High Turndown_A_Achievable Technical Potential | F4 | Industrial | Instruments | New | Process | Natural Gas | Gas Boiler - High Turndown | A | Standalone Impact on Baseline Energy (%) | Achievable Technical Potential | 0% | 0% | 0% | 0% | 0% | 0.03104% | 0.05723% | 0.08055% | 0.1021% | 0.1223% | 0.1385% | 0.1489% | 0.155% | 0.1579% | 0.1587% | 0.1579% | 0.1559% | 0.153% | 0.1497% | 0.146% | 0.1391% | 0.1329% | 0.1272% | 0.122% | 0.0011723 | 0.0011283 | 0.0010876 | 0.0010497 | 0 | 0 | 0
F5_Industrial_Instruments_New_Process_Natural Gas_Gas Boiler - High Turndown_A_Achievable Technical Potential | F5 | Industrial | Instruments | New | Process | Natural Gas | Gas Boiler - High Turndown | A | Standalone Impact on Baseline Summer Peak (%) | Achievable Technical Potential | 0% | 0% | 0% | 0% | 0% | 0% | 0% | 0% | 0% | 0% | 0% | 0% | 0% | 0% | 0% | 0% | 0% | 0% | 0% | 0% | 0% | 0% | 0% | 0% | 0 | 0 | 0 | 0 | 0 | 0 | 0
F6_Industrial_Instruments_New_Process_Natural Gas_Gas Boiler - High Turndown_A_Achievable Technical Potential | F6 | Industrial | Instruments | New | Process | Natural Gas | Gas Boiler - High Turndown | A | Standalone Impact on Baseline Winter Peak (%) | Achievable Technical Potential | 0% | 0% | 0% | 0% | 0% | 0% | 0% | 0% | 0% | 0% | 0% | 0% | 0% | 0% | 0% | 0% | 0% | 0% | 0% | 0% | 0% | 0% | 0% | 0% | 0 | 0 | 0 | 0 | 0 | 0 | 0
F7_Industrial_Instruments_New_Process_Natural Gas_Gas Boiler - High Turndown_A_Achievable Technical Potential | F7 | Industrial | Instruments | New | Process | Natural Gas | Gas Boiler - High Turndown | A | Incremental Energy Savings (MWh or mTherms) | Achievable Technical Potential | 0 | 0 | 0 | 0 | 0 | 0.031388 | 0.037186 | 0.042981 | 0.048742 | 0.054506 | 0.054247 | 0.047498 | 0.04127 | 0.035628 | 0.030559 | 0.026099 | 0.022187 | 0.018797 | 0.015871 | 0.013357 | 0.031388 | 0.037186 | 0.042981 | 0.048742 | 0.054506 | 0.054247 | 0.047498 | 0.04127 | 0.035628 | 0.030559 | 0.026099
F8_Industrial_Instruments_New_Process_Natural Gas_Gas Boiler - High Turndown_A_Achievable Technical Potential | F8 | Industrial | Instruments | New | Process | Natural Gas | Gas Boiler - High Turndown | A | Incremental Summer Peak Savings (MW) | Achievable Technical Potential | 0 | 0 | 0 | 0 | 0 | 0 | 0 | 0 | 0 | 0 | 0 | 0 | 0 | 0 | 0 | 0 | 0 | 0 | 0 | 0 | 0 | 0 | 0 | 0 | 0 | 0 | 0 | 0 | 0 | 0 | 0
F9_Industrial_Instruments_New_Process_Natural Gas_Gas Boiler - High Turndown_A_Achievable Technical Potential | F9 | Industrial | Instruments | New | Process | Natural Gas | Gas Boiler - High Turndown | A | Incremental Winter Peak Savings (MW) | Achievable Technical Potential | 0 | 0 | 0 | 0 | 0 | 0 | 0 | 0 | 0 | 0 | 0 | 0 | 0 | 0 | 0 | 0 | 0 | 0 | 0 | 0 | 0 | 0 | 0 | 0 | 0 | 0 | 0 | 0 | 0 | 0 | 0
F10_Industrial_Instruments_New_Process_Natural Gas_Gas Boiler - High Turndown_A_Achievable Technical Potential | F10 | Industrial | Instruments | New | Process | Natural Gas | Gas Boiler - High Turndown | A | Cumulative Energy Savings (MWh or mTherms) | Achievable Technical Potential | 0 | 0 | 0 | 0 | 0 | 0.031388 | 0.068574 | 0.11155 | 0.1603 | 0.2148 | 0.26905 | 0.31655 | 0.35782 | 0.39345 | 0.424 | 0.4501 | 0.47229 | 0.49109 | 0.50696 | 0.52031 | 0.52031 | 0.52031 | 0.52031 | 0.52031 | 0.52031 | 0.52031 | 0.52031 | 0.52031 | 0.52031 | 0.52031 | 0.52031
F11_Industrial_Instruments_New_Process_Natural Gas_Gas Boiler - High Turndown_A_Achievable Technical Potential | F11 | Industrial | Instruments | New | Process | Natural Gas | Gas Boiler - High Turndown | A | Cumulative Summer Peak Savings (MW) | Achievable Technical Potential | 0 | 0 | 0 | 0 | 0 | 0 | 0 | 0 | 0 | 0 | 0 | 0 | 0 | 0 | 0 | 0 | 0 | 0 | 0 | 0 | 0 | 0 | 0 | 0 | 0 | 0 | 0 | 0 | 0 | 0 | 0
F12_Industrial_Instruments_New_Process_Natural Gas_Gas Boiler - High Turndown_A_Achievable Technical Potential | F12 | Industrial | Instruments | New | Process | Natural Gas | Gas Boiler - High Turndown | A | Cumulative Winter Peak Savings (MW) | Achievable Technical Potential | 0 | 0 | 0 | 0 | 0 | 0 | 0 | 0 | 0 | 0 | 0 | 0 | 0 | 0 | 0 | 0 | 0 | 0 | 0 | 0 | 0 | 0 | 0 | 0 | 0 | 0 | 0 | 0 | 0 | 0 | 0
F13_Industrial_Instruments_New_Process_Natural Gas_Gas Boiler - High Turndown_A_Achievable Technical Potential | F13 | Industrial | Instruments | New | Process | Natural Gas | Gas Boiler - High Turndown | A | Purchases (Incremental) | Achievable Technical Potential | 0 | 0 | 0 | 0 | 0 | 8.9215 | 10.5696 | 12.2167 | 13.8541 | 15.4925 | 15.4189 | 13.5007 | 11.7305 | 10.1268 | 8.6859 | 7.4181 | 6.3064 | 5.3427 | 4.511 | 3.7966 | 8.9215 | 10.5696 | 12.2167 | 13.8541 | 15.4925 | 15.4189 | 13.5007 | 11.7305 | 10.1268 | 8.6859 | 7.4181
F14_Industrial_Instruments_New_Process_Natural Gas_Gas Boiler - High Turndown_A_Achievable Technical Potential | F14 | Industrial | Instruments | New | Process | Natural Gas | Gas Boiler - High Turndown | A | Purchases (Cumulative) | Achievable Technical Potential | 0 | 0 | 0 | 0 | 0 | 8.9215 | 19.4911 | 31.7078 | 45.5619 | 61.0544 | 76.4733 | 89.974 | 101.7045 | 111.8313 | 120.5172 | 127.9353 | 134.2418 | 139.5845 | 144.0955 | 147.8922 | 147.8922 | 147.8922 | 147.8922 | 147.8922 | 147.8922 | 147.8922 | 147.8922 | 147.8922 | 147.8922 | 147.8922 | 147.8922
F1_Industrial_Instruments_New_Space Heating_Natural Gas_Gas Boiler - Burner Control Optimization_A_Achievable Technical Potential | F1 | Industrial | Instruments | New | Space Heating | Natural Gas | Gas Boiler - Burner Control Optimization | A | Original Unit Energy Savings (kWh or therms) | Achievable Technical Potential | 0 | 0 | 0 | 0 | 0 | 0 | 0 | 0 | 0 | 0 | 0 | 0 | 0 | 0 | 0 | 0 | 0 | 0 | 0 | 0 | 0 | 0 | 0 | 0 | 0 | 0 | 0 | 0 | 0 | 0 | 0
F2_Industrial_Instruments_New_Space Heating_Natural Gas_Gas Boiler - Burner Control Optimization_A_Achievable Technical Potential | F2 | Industrial | Instruments | New | Space Heating | Natural Gas | Gas Boiler - Burner Control Optimization | A | Original Unit Summer Peak Savings (kW) | Achievable Technical Potential | 0 | 0 | 0 | 0 | 0 | 0 | 0 | 0 | 0 | 0 | 0 | 0 | 0 | 0 | 0 | 0 | 0 | 0 | 0 | 0 | 0 | 0 | 0 | 0 | 0 | 0 | 0 | 0 | 0 | 0 | 0
F3_Industrial_Instruments_New_Space Heating_Natural Gas_Gas Boiler - Burner Control Optimization_A_Achievable Technical Potential | F3 | Industrial | Instruments | New | Space Heating | Natural Gas | Gas Boiler - Burner Control Optimization | A | Original Unit Winter Peak Savings (kW) | Achievable Technical Potential | 0 | 0 | 0 | 0 | 0 | 0 | 0 | 0 | 0 | 0 | 0 | 0 | 0 | 0 | 0 | 0 | 0 | 0 | 0 | 0 | 0 | 0 | 0 | 0 | 0 | 0 | 0 | 0 | 0 | 0 | 0
F4_Industrial_Instruments_New_Space Heating_Natural Gas_Gas Boiler - Burner Control Optimization_A_Achievable Technical Potential | F4 | Industrial | Instruments | New | Space Heating | Natural Gas | Gas Boiler - Burner Control Optimization | A | Standalone Impact on Baseline Energy (%) | Achievable Technical Potential | 0% | 0% | 0% | 0% | 0% | 0% | 0% | 0% | 0% | 0% | 0% | 0% | 0% | 0% | 0% | 0% | 0% | 0% | 0% | 0% | 0% | 0% | 0% | 0% | 0 | 0 | 0 | 0 | 0 | 0 | 0
F5_Industrial_Instruments_New_Space Heating_Natural Gas_Gas Boiler - Burner Control Optimization_A_Achievable Technical Potential | F5 | Industrial | Instruments | New | Space Heating | Natural Gas | Gas Boiler - Burner Control Optimization | A | Standalone Impact on Baseline Summer Peak (%) | Achievable Technical Potential | 0% | 0% | 0% | 0% | 0% | 0% | 0% | 0% | 0% | 0% | 0% | 0% | 0% | 0% | 0% | 0% | 0% | 0% | 0% | 0% | 0% | 0% | 0% | 0% | 0 | 0 | 0 | 0 | 0 | 0 | 0
F6_Industrial_Instruments_New_Space Heating_Natural Gas_Gas Boiler - Burner Control Optimization_A_Achievable Technical Potential | F6 | Industrial | Instruments | New | Space Heating | Natural Gas | Gas Boiler - Burner Control Optimization | A | Standalone Impact on Baseline Winter Peak (%) | Achievable Technical Potential | 0% | 0% | 0% | 0% | 0% | 0% | 0% | 0% | 0% | 0% | 0% | 0% | 0% | 0% | 0% | 0% | 0% | 0% | 0% | 0% | 0% | 0% | 0% | 0% | 0 | 0 | 0 | 0 | 0 | 0 | 0
F7_Industrial_Instruments_New_Space Heating_Natural Gas_Gas Boiler - Burner Control Optimization_A_Achievable Technical Potential | F7 | Industrial | Instruments | New | Space Heating | Natural Gas | Gas Boiler - Burner Control Optimization | A | Incremental Energy Savings (MWh or mTherms) | Achievable Technical Potential | 0 | 0 | 0 | 0 | 0 | 0 | 0 | 0 | 0 | 0 | 0 | 0 | 0 | 0 | 0 | 0 | 0 | 0 | 0 | 0 | 0 | 0 | 0 | 0 | 0 | 0 | 0 | 0 | 0 | 0 | 0
F8_Industrial_Instruments_New_Space Heating_Natural Gas_Gas Boiler - Burner Control Optimization_A_Achievable Technical Potential | F8 | Industrial | Instruments | New | Space Heating | Natural Gas | Gas Boiler - Burner Control Optimization | A | Incremental Summer Peak Savings (MW) | Achievable Technical Potential | 0 | 0 | 0 | 0 | 0 | 0 | 0 | 0 | 0 | 0 | 0 | 0 | 0 | 0 | 0 | 0 | 0 | 0 | 0 | 0 | 0 | 0 | 0 | 0 | 0 | 0 | 0 | 0 | 0 | 0 | 0
F9_Industrial_Instruments_New_Space Heating_Natural Gas_Gas Boiler - Burner Control Optimization_A_Achievable Technical Potential | F9 | Industrial | Instruments | New | Space Heating | Natural Gas | Gas Boiler - Burner Control Optimization | A | Incremental Winter Peak Savings (MW) | Achievable Technical Potential | 0 | 0 | 0 | 0 | 0 | 0 | 0 | 0 | 0 | 0 | 0 | 0 | 0 | 0 | 0 | 0 | 0 | 0 | 0 | 0 | 0 | 0 | 0 | 0 | 0 | 0 | 0 | 0 | 0 | 0 | 0
F10_Industrial_Instruments_New_Space Heating_Natural Gas_Gas Boiler - Burner Control Optimization_A_Achievable Technical Potential | F10 | Industrial | Instruments | New | Space Heating | Natural Gas | Gas Boiler - Burner Control Optimization | A | Cumulative Energy Savings (MWh or mTherms) | Achievable Technical Potential | 0 | 0 | 0 | 0 | 0 | 0 | 0 | 0 | 0 | 0 | 0 | 0 | 0 | 0 | 0 | 0 | 0 | 0 | 0 | 0 | 0 | 0 | 0 | 0 | 0 | 0 | 0 | 0 | 0 | 0 | 0
F11_Industrial_Instruments_New_Space Heating_Natural Gas_Gas Boiler - Burner Control Optimization_A_Achievable Technical Potential | F11 | Industrial | Instruments | New | Space Heating | Natural Gas | Gas Boiler - Burner Control Optimization | A | Cumulative Summer Peak Savings (MW) | Achievable Technical Potential | 0 | 0 | 0 | 0 | 0 | 0 | 0 | 0 | 0 | 0 | 0 | 0 | 0 | 0 | 0 | 0 | 0 | 0 | 0 | 0 | 0 | 0 | 0 | 0 | 0 | 0 | 0 | 0 | 0 | 0 | 0
F12_Industrial_Instruments_New_Space Heating_Natural Gas_Gas Boiler - Burner Control Optimization_A_Achievable Technical Potential | F12 | Industrial | Instruments | New | Space Heating | Natural Gas | Gas Boiler - Burner Control Optimization | A | Cumulative Winter Peak Savings (MW) | Achievable Technical Potential | 0 | 0 | 0 | 0 | 0 | 0 | 0 | 0 | 0 | 0 | 0 | 0 | 0 | 0 | 0 | 0 | 0 | 0 | 0 | 0 | 0 | 0 | 0 | 0 | 0 | 0 | 0 | 0 | 0 | 0 | 0
F13_Industrial_Instruments_New_Space Heating_Natural Gas_Gas Boiler - Burner Control Optimization_A_Achievable Technical Potential | F13 | Industrial | Instruments | New | Space Heating | Natural Gas | Gas Boiler - Burner Control Optimization | A | Purchases (Incremental) | Achievable Technical Potential | 0 | 0 | 0 | 0 | 0 | 0 | 0 | 0 | 0 | 0 | 0 | 0 | 0 | 0 | 0 | 0 | 0 | 0 | 0 | 0 | 0 | 0 | 0 | 0 | 0 | 0 | 0 | 0 | 0 | 0 | 0
F14_Industrial_Instruments_New_Space Heating_Natural Gas_Gas Boiler - Burner Control Optimization_A_Achievable Technical Potential | F14 | Industrial | Instruments | New | Space Heating | Natural Gas | Gas Boiler - Burner Control Optimization | A | Purchases (Cumulative) | Achievable Technical Potential | 0 | 0 | 0 | 0 | 0 | 0 | 0 | 0 | 0 | 0 | 0 | 0 | 0 | 0 | 0 | 0 | 0 | 0 | 0 | 0 | 0 | 0 | 0 | 0 | 0 | 0 | 0 | 0 | 0 | 0 | 0
F1_Industrial_Instruments_New_Process_Natural Gas_Gas Boiler - Burner Control Optimization_A_Achievable Technical Potential | F1 | Industrial | Instruments | New | Process | Natural Gas | Gas Boiler - Burner Control Optimization | A | Original Unit Energy Savings (kWh or therms) | Achievable Technical Potential | 0 | 0 | 0 | 0 | 0 | 1.0203 | 1.0203 | 1.0203 | 1.0203 | 1.0203 | 1.0203 | 1.0203 | 1.0203 | 1.0203 | 1.0203 | 1.0203 | 1.0203 | 1.0203 | 1.0203 | 1.0203 | 1.0203 | 1.0203 | 1.0203 | 1.0203 | 1.0203 | 1.0203 | 1.0203 | 1.0203 | 1.0203 | 1.0203 | 1.0203
F2_Industrial_Instruments_New_Process_Natural Gas_Gas Boiler - Burner Control Optimization_A_Achievable Technical Potential | F2 | Industrial | Instruments | New | Process | Natural Gas | Gas Boiler - Burner Control Optimization | A | Original Unit Summer Peak Savings (kW) | Achievable Technical Potential | 0 | 0 | 0 | 0 | 0 | 0 | 0 | 0 | 0 | 0 | 0 | 0 | 0 | 0 | 0 | 0 | 0 | 0 | 0 | 0 | 0 | 0 | 0 | 0 | 0 | 0 | 0 | 0 | 0 | 0 | 0
F3_Industrial_Instruments_New_Process_Natural Gas_Gas Boiler - Burner Control Optimization_A_Achievable Technical Potential | F3 | Industrial | Instruments | New | Process | Natural Gas | Gas Boiler - Burner Control Optimization | A | Original Unit Winter Peak Savings (kW) | Achievable Technical Potential | 0 | 0 | 0 | 0 | 0 | 0 | 0 | 0 | 0 | 0 | 0 | 0 | 0 | 0 | 0 | 0 | 0 | 0 | 0 | 0 | 0 | 0 | 0 | 0 | 0 | 0 | 0 | 0 | 0 | 0 | 0
F4_Industrial_Instruments_New_Process_Natural Gas_Gas Boiler - Burner Control Optimization_A_Achievable Technical Potential | F4 | Industrial | Instruments | New | Process | Natural Gas | Gas Boiler - Burner Control Optimization | A | Standalone Impact on Baseline Energy (%) | Achievable Technical Potential | 0% | 0% | 0% | 0% | 0% | 0.002428% | 0.005866% | 0.01271% | 0.02456% | 0.04274% | 0.06774% | 0.09892% | 0.1343% | 0.1709% | 0.206% | 0.2363% | 0.2604% | 0.2772% | 0.287% | 0.2907% | 0.2895% | 0.2849% | 0.278% | 0.2693% | 0.0025994 | 0.0025017 | 0.0024114 | 0.0023276 | 0 | 0 | 0
F5_Industrial_Instruments_New_Process_Natural Gas_Gas Boiler - Burner Control Optimization_A_Achievable Technical Potential | F5 | Industrial | Instruments | New | Process | Natural Gas | Gas Boiler - Burner Control Optimization | A | Standalone Impact on Baseline Summer Peak (%) | Achievable Technical Potential | 0% | 0% | 0% | 0% | 0% | 0% | 0% | 0% | 0% | 0% | 0% | 0% | 0% | 0% | 0% | 0% | 0% | 0% | 0% | 0% | 0% | 0% | 0% | 0% | 0 | 0 | 0 | 0 | 0 | 0 | 0
F6_Industrial_Instruments_New_Process_Natural Gas_Gas Boiler - Burner Control Optimization_A_Achievable Technical Potential | F6 | Industrial | Instruments | New | Process | Natural Gas | Gas Boiler - Burner Control Optimization | A | Standalone Impact on Baseline Winter Peak (%) | Achievable Technical Potential | 0% | 0% | 0% | 0% | 0% | 0% | 0% | 0% | 0% | 0% | 0% | 0% | 0% | 0% | 0% | 0% | 0% | 0% | 0% | 0% | 0% | 0% | 0% | 0% | 0 | 0 | 0 | 0 | 0 | 0 | 0
F7_Industrial_Instruments_New_Process_Natural Gas_Gas Boiler - Burner Control Optimization_A_Achievable Technical Potential | F7 | Industrial | Instruments | New | Process | Natural Gas | Gas Boiler - Burner Control Optimization | A | Incremental Energy Savings (MWh or mTherms) | Achievable Technical Potential | 0 | 0 | 0 | 0 | 0 | 0.0024554 | 0.0045727 | 0.010571 | 0.020978 | 0.036491 | 0.056495 | 0.078696 | 0.099717 | 0.11588 | 0.12424 | 0.12379 | 0.11511 | 0.10039 | 0.082406 | 0.06388 | 0.04693 | 0.032757 | 0.021777 | 0.013821 | 0.0097394 | 0.010571 | 0.020978 | 0.036491 | 0.056495 | 0.078696 | 0.099717
F8_Industrial_Instruments_New_Process_Natural Gas_Gas Boiler - Burner Control Optimization_A_Achievable Technical Potential | F8 | Industrial | Instruments | New | Process | Natural Gas | Gas Boiler - Burner Control Optimization | A | Incremental Summer Peak Savings (MW) | Achievable Technical Potential | 0 | 0 | 0 | 0 | 0 | 0 | 0 | 0 | 0 | 0 | 0 | 0 | 0 | 0 | 0 | 0 | 0 | 0 | 0 | 0 | 0 | 0 | 0 | 0 | 0 | 0 | 0 | 0 | 0 | 0 | 0
F9_Industrial_Instruments_New_Process_Natural Gas_Gas Boiler - Burner Control Optimization_A_Achievable Technical Potential | F9 | Industrial | Instruments | New | Process | Natural Gas | Gas Boiler - Burner Control Optimization | A | Incremental Winter Peak Savings (MW) | Achievable Technical Potential | 0 | 0 | 0 | 0 | 0 | 0 | 0 | 0 | 0 | 0 | 0 | 0 | 0 | 0 | 0 | 0 | 0 | 0 | 0 | 0 | 0 | 0 | 0 | 0 | 0 | 0 | 0 | 0 | 0 | 0 | 0
F10_Industrial_Instruments_New_Process_Natural Gas_Gas Boiler - Burner Control Optimization_A_Achievable Technical Potential | F10 | Industrial | Instruments | New | Process | Natural Gas | Gas Boiler - Burner Control Optimization | A | Cumulative Energy Savings (MWh or mTherms) | Achievable Technical Potential | 0 | 0 | 0 | 0 | 0 | 0.0024554 | 0.0070281 | 0.017599 | 0.038577 | 0.075068 | 0.13156 | 0.21026 | 0.30998 | 0.42586 | 0.5501 | 0.6739 | 0.78901 | 0.88939 | 0.9718 | 1.0357 | 1.0826 | 1.1154 | 1.1371 | 1.1485 | 1.1537 | 1.1537 | 1.1537 | 1.1537 | 1.1537 | 1.1537 | 1.1537
F11_Industrial_Instruments_New_Process_Natural Gas_Gas Boiler - Burner Control Optimization_A_Achievable Technical Potential | F11 | Industrial | Instruments | New | Process | Natural Gas | Gas Boiler - Burner Control Optimization | A | Cumulative Summer Peak Savings (MW) | Achievable Technical Potential | 0 | 0 | 0 | 0 | 0 | 0 | 0 | 0 | 0 | 0 | 0 | 0 | 0 | 0 | 0 | 0 | 0 | 0 | 0 | 0 | 0 | 0 | 0 | 0 | 0 | 0 | 0 | 0 | 0 | 0 | 0
F12_Industrial_Instruments_New_Process_Natural Gas_Gas Boiler - Burner Control Optimization_A_Achievable Technical Potential | F12 | Industrial | Instruments | New | Process | Natural Gas | Gas Boiler - Burner Control Optimization | A | Cumulative Winter Peak Savings (MW) | Achievable Technical Potential | 0 | 0 | 0 | 0 | 0 | 0 | 0 | 0 | 0 | 0 | 0 | 0 | 0 | 0 | 0 | 0 | 0 | 0 | 0 | 0 | 0 | 0 | 0 | 0 | 0 | 0 | 0 | 0 | 0 | 0 | 0
F13_Industrial_Instruments_New_Process_Natural Gas_Gas Boiler - Burner Control Optimization_A_Achievable Technical Potential | F13 | Industrial | Instruments | New | Process | Natural Gas | Gas Boiler - Burner Control Optimization | A | Purchases (Incremental) | Achievable Technical Potential | 0 | 0 | 0 | 0 | 0 | 2.4066 | 4.4818 | 10.3605 | 20.5609 | 35.7659 | 55.3717 | 77.1322 | 97.7354 | 113.5803 | 121.7749 | 121.334 | 112.821 | 98.3917 | 80.7678 | 62.6102 | 45.9976 | 32.1061 | 21.3446 | 13.5463 | 9.5458 | 10.3605 | 20.5609 | 35.7659 | 55.3717 | 77.1322 | 97.7354
F14_Industrial_Instruments_New_Process_Natural Gas_Gas Boiler - Burner Control Optimization_A_Achievable Technical Potential | F14 | Industrial | Instruments | New | Process | Natural Gas | Gas Boiler - Burner Control Optimization | A | Purchases (Cumulative) | Achievable Technical Potential | 0 | 0 | 0 | 0 | 0 | 2.4066 | 6.8884 | 17.2489 | 37.8098 | 73.5757 | 128.9474 | 206.0797 | 303.8151 | 417.3954 | 539.1702 | 660.5042 | 773.3252 | 871.7169 | 952.4847 | 1015.0949 | 1061.0925 | 1093.1986 | 1114.5432 | 1125.6829 | 1130.7469 | 1130.7469 | 1130.7469 | 1130.7469 | 1130.7469 | 1130.7469 | 1130.7469
F1_Industrial_Instruments_New_Space Heating_Natural Gas_HVAC - Demand Controlled Ventilation_A_Achievable Technical Potential | F1 | Industrial | Instruments | New | Space Heating | Natural Gas | HVAC - Demand Controlled Ventilation | A | Original Unit Energy Savings (kWh or therms) | Achievable Technical Potential | 0 | 0 | 0 | 0 | 0 | 0 | 0 | 0 | 0 | 0 | 0 | 0 | 0 | 0 | 0 | 0 | 0 | 0 | 0 | 0 | 0 | 0 | 0 | 0 | 0 | 0 | 0 | 0 | 0 | 0 | 0
F2_Industrial_Instruments_New_Space Heating_Natural Gas_HVAC - Demand Controlled Ventilation_A_Achievable Technical Potential | F2 | Industrial | Instruments | New | Space Heating | Natural Gas | HVAC - Demand Controlled Ventilation | A | Original Unit Summer Peak Savings (kW) | Achievable Technical Potential | 0 | 0 | 0 | 0 | 0 | 0 | 0 | 0 | 0 | 0 | 0 | 0 | 0 | 0 | 0 | 0 | 0 | 0 | 0 | 0 | 0 | 0 | 0 | 0 | 0 | 0 | 0 | 0 | 0 | 0 | 0
F3_Industrial_Instruments_New_Space Heating_Natural Gas_HVAC - Demand Controlled Ventilation_A_Achievable Technical Potential | F3 | Industrial | Instruments | New | Space Heating | Natural Gas | HVAC - Demand Controlled Ventilation | A | Original Unit Winter Peak Savings (kW) | Achievable Technical Potential | 0 | 0 | 0 | 0 | 0 | 0 | 0 | 0 | 0 | 0 | 0 | 0 | 0 | 0 | 0 | 0 | 0 | 0 | 0 | 0 | 0 | 0 | 0 | 0 | 0 | 0 | 0 | 0 | 0 | 0 | 0
F4_Industrial_Instruments_New_Space Heating_Natural Gas_HVAC - Demand Controlled Ventilation_A_Achievable Technical Potential | F4 | Industrial | Instruments | New | Space Heating | Natural Gas | HVAC - Demand Controlled Ventilation | A | Standalone Impact on Baseline Energy (%) | Achievable Technical Potential | 0% | 0% | 0% | 0% | 0% | 0% | 0% | 0% | 0% | 0% | 0% | 0% | 0% | 0% | 0% | 0% | 0% | 0% | 0% | 0% | 0% | 0% | 0% | 0% | 0 | 0 | 0 | 0 | 0 | 0 | 0
F5_Industrial_Instruments_New_Space Heating_Natural Gas_HVAC - Demand Controlled Ventilation_A_Achievable Technical Potential | F5 | Industrial | Instruments | New | Space Heating | Natural Gas | HVAC - Demand Controlled Ventilation | A | Standalone Impact on Baseline Summer Peak (%) | Achievable Technical Potential | 0% | 0% | 0% | 0% | 0% | 0% | 0% | 0% | 0% | 0% | 0% | 0% | 0% | 0% | 0% | 0% | 0% | 0% | 0% | 0% | 0% | 0% | 0% | 0% | 0 | 0 | 0 | 0 | 0 | 0 | 0
F6_Industrial_Instruments_New_Space Heating_Natural Gas_HVAC - Demand Controlled Ventilation_A_Achievable Technical Potential | F6 | Industrial | Instruments | New | Space Heating | Natural Gas | HVAC - Demand Controlled Ventilation | A | Standalone Impact on Baseline Winter Peak (%) | Achievable Technical Potential | 0% | 0% | 0% | 0% | 0% | 0% | 0% | 0% | 0% | 0% | 0% | 0% | 0% | 0% | 0% | 0% | 0% | 0% | 0% | 0% | 0% | 0% | 0% | 0% | 0 | 0 | 0 | 0 | 0 | 0 | 0
F7_Industrial_Instruments_New_Space Heating_Natural Gas_HVAC - Demand Controlled Ventilation_A_Achievable Technical Potential | F7 | Industrial | Instruments | New | Space Heating | Natural Gas | HVAC - Demand Controlled Ventilation | A | Incremental Energy Savings (MWh or mTherms) | Achievable Technical Potential | 0 | 0 | 0 | 0 | 0 | 0 | 0 | 0 | 0 | 0 | 0 | 0 | 0 | 0 | 0 | 0 | 0 | 0 | 0 | 0 | 0 | 0 | 0 | 0 | 0 | 0 | 0 | 0 | 0 | 0 | 0
F8_Industrial_Instruments_New_Space Heating_Natural Gas_HVAC - Demand Controlled Ventilation_A_Achievable Technical Potential | F8 | Industrial | Instruments | New | Space Heating | Natural Gas | HVAC - Demand Controlled Ventilation | A | Incremental Summer Peak Savings (MW) | Achievable Technical Potential | 0 | 0 | 0 | 0 | 0 | 0 | 0 | 0 | 0 | 0 | 0 | 0 | 0 | 0 | 0 | 0 | 0 | 0 | 0 | 0 | 0 | 0 | 0 | 0 | 0 | 0 | 0 | 0 | 0 | 0 | 0
F9_Industrial_Instruments_New_Space Heating_Natural Gas_HVAC - Demand Controlled Ventilation_A_Achievable Technical Potential | F9 | Industrial | Instruments | New | Space Heating | Natural Gas | HVAC - Demand Controlled Ventilation | A | Incremental Winter Peak Savings (MW) | Achievable Technical Potential | 0 | 0 | 0 | 0 | 0 | 0 | 0 | 0 | 0 | 0 | 0 | 0 | 0 | 0 | 0 | 0 | 0 | 0 | 0 | 0 | 0 | 0 | 0 | 0 | 0 | 0 | 0 | 0 | 0 | 0 | 0
F10_Industrial_Instruments_New_Space Heating_Natural Gas_HVAC - Demand Controlled Ventilation_A_Achievable Technical Potential | F10 | Industrial | Instruments | New | Space Heating | Natural Gas | HVAC - Demand Controlled Ventilation | A | Cumulative Energy Savings (MWh or mTherms) | Achievable Technical Potential | 0 | 0 | 0 | 0 | 0 | 0 | 0 | 0 | 0 | 0 | 0 | 0 | 0 | 0 | 0 | 0 | 0 | 0 | 0 | 0 | 0 | 0 | 0 | 0 | 0 | 0 | 0 | 0 | 0 | 0 | 0
F11_Industrial_Instruments_New_Space Heating_Natural Gas_HVAC - Demand Controlled Ventilation_A_Achievable Technical Potential | F11 | Industrial | Instruments | New | Space Heating | Natural Gas | HVAC - Demand Controlled Ventilation | A | Cumulative Summer Peak Savings (MW) | Achievable Technical Potential | 0 | 0 | 0 | 0 | 0 | 0 | 0 | 0 | 0 | 0 | 0 | 0 | 0 | 0 | 0 | 0 | 0 | 0 | 0 | 0 | 0 | 0 | 0 | 0 | 0 | 0 | 0 | 0 | 0 | 0 | 0
F12_Industrial_Instruments_New_Space Heating_Natural Gas_HVAC - Demand Controlled Ventilation_A_Achievable Technical Potential | F12 | Industrial | Instruments | New | Space Heating | Natural Gas | HVAC - Demand Controlled Ventilation | A | Cumulative Winter Peak Savings (MW) | Achievable Technical Potential | 0 | 0 | 0 | 0 | 0 | 0 | 0 | 0 | 0 | 0 | 0 | 0 | 0 | 0 | 0 | 0 | 0 | 0 | 0 | 0 | 0 | 0 | 0 | 0 | 0 | 0 | 0 | 0 | 0 | 0 | 0
F13_Industrial_Instruments_New_Space Heating_Natural Gas_HVAC - Demand Controlled Ventilation_A_Achievable Technical Potential | F13 | Industrial | Instruments | New | Space Heating | Natural Gas | HVAC - Demand Controlled Ventilation | A | Purchases (Incremental) | Achievable Technical Potential | 0 | 0 | 0 | 0 | 0 | 0 | 0 | 0 | 0 | 0 | 0 | 0 | 0 | 0 | 0 | 0 | 0 | 0 | 0 | 0 | 0 | 0 | 0 | 0 | 0 | 0 | 0 | 0 | 0 | 0 | 0
F14_Industrial_Instruments_New_Space Heating_Natural Gas_HVAC - Demand Controlled Ventilation_A_Achievable Technical Potential | F14 | Industrial | Instruments | New | Space Heating | Natural Gas | HVAC - Demand Controlled Ventilation | A | Purchases (Cumulative) | Achievable Technical Potential | 0 | 0 | 0 | 0 | 0 | 0 | 0 | 0 | 0 | 0 | 0 | 0 | 0 | 0 | 0 | 0 | 0 | 0 | 0 | 0 | 0 | 0 | 0 | 0 | 0 | 0 | 0 | 0 | 0 | 0 | 0
F1_Industrial_Instruments_New_Space Heating_Natural Gas_Gas Boiler - Stack Economizer_A_Achievable Technical Potential | F1 | Industrial | Instruments | New | Space Heating | Natural Gas | Gas Boiler - Stack Economizer | A | Original Unit Energy Savings (kWh or therms) | Achievable Technical Potential | 0 | 0 | 0 | 0 | 0 | 0 | 0 | 0 | 0 | 0 | 0 | 0 | 0 | 0 | 0 | 0 | 0 | 0 | 0 | 0 | 0 | 0 | 0 | 0 | 0 | 0 | 0 | 0 | 0 | 0 | 0
F2_Industrial_Instruments_New_Space Heating_Natural Gas_Gas Boiler - Stack Economizer_A_Achievable Technical Potential | F2 | Industrial | Instruments | New | Space Heating | Natural Gas | Gas Boiler - Stack Economizer | A | Original Unit Summer Peak Savings (kW) | Achievable Technical Potential | 0 | 0 | 0 | 0 | 0 | 0 | 0 | 0 | 0 | 0 | 0 | 0 | 0 | 0 | 0 | 0 | 0 | 0 | 0 | 0 | 0 | 0 | 0 | 0 | 0 | 0 | 0 | 0 | 0 | 0 | 0
F3_Industrial_Instruments_New_Space Heating_Natural Gas_Gas Boiler - Stack Economizer_A_Achievable Technical Potential | F3 | Industrial | Instruments | New | Space Heating | Natural Gas | Gas Boiler - Stack Economizer | A | Original Unit Winter Peak Savings (kW) | Achievable Technical Potential | 0 | 0 | 0 | 0 | 0 | 0 | 0 | 0 | 0 | 0 | 0 | 0 | 0 | 0 | 0 | 0 | 0 | 0 | 0 | 0 | 0 | 0 | 0 | 0 | 0 | 0 | 0 | 0 | 0 | 0 | 0
F4_Industrial_Instruments_New_Space Heating_Natural Gas_Gas Boiler - Stack Economizer_A_Achievable Technical Potential | F4 | Industrial | Instruments | New | Space Heating | Natural Gas | Gas Boiler - Stack Economizer | A | Standalone Impact on Baseline Energy (%) | Achievable Technical Potential | 0% | 0% | 0% | 0% | 0% | 0% | 0% | 0% | 0% | 0% | 0% | 0% | 0% | 0% | 0% | 0% | 0% | 0% | 0% | 0% | 0% | 0% | 0% | 0% | 0 | 0 | 0 | 0 | 0 | 0 | 0
F5_Industrial_Instruments_New_Space Heating_Natural Gas_Gas Boiler - Stack Economizer_A_Achievable Technical Potential | F5 | Industrial | Instruments | New | Space Heating | Natural Gas | Gas Boiler - Stack Economizer | A | Standalone Impact on Baseline Summer Peak (%) | Achievable Technical Potential | 0% | 0% | 0% | 0% | 0% | 0% | 0% | 0% | 0% | 0% | 0% | 0% | 0% | 0% | 0% | 0% | 0% | 0% | 0% | 0% | 0% | 0% | 0% | 0% | 0 | 0 | 0 | 0 | 0 | 0 | 0
F6_Industrial_Instruments_New_Space Heating_Natural Gas_Gas Boiler - Stack Economizer_A_Achievable Technical Potential | F6 | Industrial | Instruments | New | Space Heating | Natural Gas | Gas Boiler - Stack Economizer | A | Standalone Impact on Baseline Winter Peak (%) | Achievable Technical Potential | 0% | 0% | 0% | 0% | 0% | 0% | 0% | 0% | 0% | 0% | 0% | 0% | 0% | 0% | 0% | 0% | 0% | 0% | 0% | 0% | 0% | 0% | 0% | 0% | 0 | 0 | 0 | 0 | 0 | 0 | 0
F7_Industrial_Instruments_New_Space Heating_Natural Gas_Gas Boiler - Stack Economizer_A_Achievable Technical Potential | F7 | Industrial | Instruments | New | Space Heating | Natural Gas | Gas Boiler - Stack Economizer | A | Incremental Energy Savings (MWh or mTherms) | Achievable Technical Potential | 0 | 0 | 0 | 0 | 0 | 0 | 0 | 0 | 0 | 0 | 0 | 0 | 0 | 0 | 0 | 0 | 0 | 0 | 0 | 0 | 0 | 0 | 0 | 0 | 0 | 0 | 0 | 0 | 0 | 0 | 0
F8_Industrial_Instruments_New_Space Heating_Natural Gas_Gas Boiler - Stack Economizer_A_Achievable Technical Potential | F8 | Industrial | Instruments | New | Space Heating | Natural Gas | Gas Boiler - Stack Economizer | A | Incremental Summer Peak Savings (MW) | Achievable Technical Potential | 0 | 0 | 0 | 0 | 0 | 0 | 0 | 0 | 0 | 0 | 0 | 0 | 0 | 0 | 0 | 0 | 0 | 0 | 0 | 0 | 0 | 0 | 0 | 0 | 0 | 0 | 0 | 0 | 0 | 0 | 0
F9_Industrial_Instruments_New_Space Heating_Natural Gas_Gas Boiler - Stack Economizer_A_Achievable Technical Potential | F9 | Industrial | Instruments | New | Space Heating | Natural Gas | Gas Boiler - Stack Economizer | A | Incremental Winter Peak Savings (MW) | Achievable Technical Potential | 0 | 0 | 0 | 0 | 0 | 0 | 0 | 0 | 0 | 0 | 0 | 0 | 0 | 0 | 0 | 0 | 0 | 0 | 0 | 0 | 0 | 0 | 0 | 0 | 0 | 0 | 0 | 0 | 0 | 0 | 0
F10_Industrial_Instruments_New_Space Heating_Natural Gas_Gas Boiler - Stack Economizer_A_Achievable Technical Potential | F10 | Industrial | Instruments | New | Space Heating | Natural Gas | Gas Boiler - Stack Economizer | A | Cumulative Energy Savings (MWh or mTherms) | Achievable Technical Potential | 0 | 0 | 0 | 0 | 0 | 0 | 0 | 0 | 0 | 0 | 0 | 0 | 0 | 0 | 0 | 0 | 0 | 0 | 0 | 0 | 0 | 0 | 0 | 0 | 0 | 0 | 0 | 0 | 0 | 0 | 0
F11_Industrial_Instruments_New_Space Heating_Natural Gas_Gas Boiler - Stack Economizer_A_Achievable Technical Potential | F11 | Industrial | Instruments | New | Space Heating | Natural Gas | Gas Boiler - Stack Economizer | A | Cumulative Summer Peak Savings (MW) | Achievable Technical Potential | 0 | 0 | 0 | 0 | 0 | 0 | 0 | 0 | 0 | 0 | 0 | 0 | 0 | 0 | 0 | 0 | 0 | 0 | 0 | 0 | 0 | 0 | 0 | 0 | 0 | 0 | 0 | 0 | 0 | 0 | 0
F12_Industrial_Instruments_New_Space Heating_Natural Gas_Gas Boiler - Stack Economizer_A_Achievable Technical Potential | F12 | Industrial | Instruments | New | Space Heating | Natural Gas | Gas Boiler - Stack Economizer | A | Cumulative Winter Peak Savings (MW) | Achievable Technical Potential | 0 | 0 | 0 | 0 | 0 | 0 | 0 | 0 | 0 | 0 | 0 | 0 | 0 | 0 | 0 | 0 | 0 | 0 | 0 | 0 | 0 | 0 | 0 | 0 | 0 | 0 | 0 | 0 | 0 | 0 | 0
F13_Industrial_Instruments_New_Space Heating_Natural Gas_Gas Boiler - Stack Economizer_A_Achievable Technical Potential | F13 | Industrial | Instruments | New | Space Heating | Natural Gas | Gas Boiler - Stack Economizer | A | Purchases (Incremental) | Achievable Technical Potential | 0 | 0 | 0 | 0 | 0 | 0 | 0 | 0 | 0 | 0 | 0 | 0 | 0 | 0 | 0 | 0 | 0 | 0 | 0 | 0 | 0 | 0 | 0 | 0 | 0 | 0 | 0 | 0 | 0 | 0 | 0
F14_Industrial_Instruments_New_Space Heating_Natural Gas_Gas Boiler - Stack Economizer_A_Achievable Technical Potential | F14 | Industrial | Instruments | New | Space Heating | Natural Gas | Gas Boiler - Stack Economizer | A | Purchases (Cumulative) | Achievable Technical Potential | 0 | 0 | 0 | 0 | 0 | 0 | 0 | 0 | 0 | 0 | 0 | 0 | 0 | 0 | 0 | 0 | 0 | 0 | 0 | 0 | 0 | 0 | 0 | 0 | 0 | 0 | 0 | 0 | 0 | 0 | 0
F1_Industrial_Instruments_New_Process_Natural Gas_Gas Boiler - Stack Economizer_A_Achievable Technical Potential | F1 | Industrial | Instruments | New | Process | Natural Gas | Gas Boiler - Stack Economizer | A | Original Unit Energy Savings (kWh or therms) | Achievable Technical Potential | 0 | 0 | 0 | 0 | 0 | 3.3775 | 3.3775 | 3.3775 | 3.3775 | 3.3775 | 3.3775 | 3.3775 | 3.3775 | 3.3775 | 3.3775 | 3.3775 | 3.3775 | 3.3775 | 3.3775 | 3.3775 | 3.3775 | 3.3775 | 3.3775 | 3.3775 | 3.3775 | 3.3775 | 3.3775 | 3.3775 | 3.3775 | 3.3775 | 3.3775
F2_Industrial_Instruments_New_Process_Natural Gas_Gas Boiler - Stack Economizer_A_Achievable Technical Potential | F2 | Industrial | Instruments | New | Process | Natural Gas | Gas Boiler - Stack Economizer | A | Original Unit Summer Peak Savings (kW) | Achievable Technical Potential | 0 | 0 | 0 | 0 | 0 | 0 | 0 | 0 | 0 | 0 | 0 | 0 | 0 | 0 | 0 | 0 | 0 | 0 | 0 | 0 | 0 | 0 | 0 | 0 | 0 | 0 | 0 | 0 | 0 | 0 | 0
F3_Industrial_Instruments_New_Process_Natural Gas_Gas Boiler - Stack Economizer_A_Achievable Technical Potential | F3 | Industrial | Instruments | New | Process | Natural Gas | Gas Boiler - Stack Economizer | A | Original Unit Winter Peak Savings (kW) | Achievable Technical Potential | 0 | 0 | 0 | 0 | 0 | 0 | 0 | 0 | 0 | 0 | 0 | 0 | 0 | 0 | 0 | 0 | 0 | 0 | 0 | 0 | 0 | 0 | 0 | 0 | 0 | 0 | 0 | 0 | 0 | 0 | 0
F4_Industrial_Instruments_New_Process_Natural Gas_Gas Boiler - Stack Economizer_A_Achievable Technical Potential | F4 | Industrial | Instruments | New | Process | Natural Gas | Gas Boiler - Stack Economizer | A | Standalone Impact on Baseline Energy (%) | Achievable Technical Potential | 0% | 0% | 0% | 0% | 0% | 0.07945% | 0.1465% | 0.2062% | 0.2613% | 0.3131% | 0.3547% | 0.3812% | 0.3968% | 0.4043% | 0.4064% | 0.4041% | 0.399% | 0.3918% | 0.3832% | 0.3739% | 0.3562% | 0.3402% | 0.3257% | 0.3123% | 0.0030012 | 0.0028884 | 0.0027841 | 0.0026874 | 0 | 0 | 0
F5_Industrial_Instruments_New_Process_Natural Gas_Gas Boiler - Stack Economizer_A_Achievable Technical Potential | F5 | Industrial | Instruments | New | Process | Natural Gas | Gas Boiler - Stack Economizer | A | Standalone Impact on Baseline Summer Peak (%) | Achievable Technical Potential | 0% | 0% | 0% | 0% | 0% | 0% | 0% | 0% | 0% | 0% | 0% | 0% | 0% | 0% | 0% | 0% | 0% | 0% | 0% | 0% | 0% | 0% | 0% | 0% | 0 | 0 | 0 | 0 | 0 | 0 | 0
F6_Industrial_Instruments_New_Process_Natural Gas_Gas Boiler - Stack Economizer_A_Achievable Technical Potential | F6 | Industrial | Instruments | New | Process | Natural Gas | Gas Boiler - Stack Economizer | A | Standalone Impact on Baseline Winter Peak (%) | Achievable Technical Potential | 0% | 0% | 0% | 0% | 0% | 0% | 0% | 0% | 0% | 0% | 0% | 0% | 0% | 0% | 0% | 0% | 0% | 0% | 0% | 0% | 0% | 0% | 0% | 0% | 0 | 0 | 0 | 0 | 0 | 0 | 0
F7_Industrial_Instruments_New_Process_Natural Gas_Gas Boiler - Stack Economizer_A_Achievable Technical Potential | F7 | Industrial | Instruments | New | Process | Natural Gas | Gas Boiler - Stack Economizer | A | Incremental Energy Savings (MWh or mTherms) | Achievable Technical Potential | 0 | 0 | 0 | 0 | 0 | 0.080353 | 0.095196 | 0.11003 | 0.12478 | 0.13953 | 0.13887 | 0.1216 | 0.10565 | 0.091208 | 0.078231 | 0.066812 | 0.0568 | 0.04812 | 0.040629 | 0.034195 | 0.080353 | 0.095196 | 0.11003 | 0.12478 | 0.13953 | 0.13887 | 0.1216 | 0.10565 | 0.091208 | 0.078231 | 0.066812
F8_Industrial_Instruments_New_Process_Natural Gas_Gas Boiler - Stack Economizer_A_Achievable Technical Potential | F8 | Industrial | Instruments | New | Process | Natural Gas | Gas Boiler - Stack Economizer | A | Incremental Summer Peak Savings (MW) | Achievable Technical Potential | 0 | 0 | 0 | 0 | 0 | 0 | 0 | 0 | 0 | 0 | 0 | 0 | 0 | 0 | 0 | 0 | 0 | 0 | 0 | 0 | 0 | 0 | 0 | 0 | 0 | 0 | 0 | 0 | 0 | 0 | 0
F9_Industrial_Instruments_New_Process_Natural Gas_Gas Boiler - Stack Economizer_A_Achievable Technical Potential | F9 | Industrial | Instruments | New | Process | Natural Gas | Gas Boiler - Stack Economizer | A | Incremental Winter Peak Savings (MW) | Achievable Technical Potential | 0 | 0 | 0 | 0 | 0 | 0 | 0 | 0 | 0 | 0 | 0 | 0 | 0 | 0 | 0 | 0 | 0 | 0 | 0 | 0 | 0 | 0 | 0 | 0 | 0 | 0 | 0 | 0 | 0 | 0 | 0
F10_Industrial_Instruments_New_Process_Natural Gas_Gas Boiler - Stack Economizer_A_Achievable Technical Potential | F10 | Industrial | Instruments | New | Process | Natural Gas | Gas Boiler - Stack Economizer | A | Cumulative Energy Savings (MWh or mTherms) | Achievable Technical Potential | 0 | 0 | 0 | 0 | 0 | 0.080353 | 0.17555 | 0.28558 | 0.41036 | 0.54989 | 0.68876 | 0.81036 | 0.91601 | 1.0072 | 1.0855 | 1.1523 | 1.2091 | 1.2572 | 1.2978 | 1.332 | 1.332 | 1.332 | 1.332 | 1.332 | 1.332 | 1.332 | 1.332 | 1.332 | 1.332 | 1.332 | 1.332
F11_Industrial_Instruments_New_Process_Natural Gas_Gas Boiler - Stack Economizer_A_Achievable Technical Potential | F11 | Industrial | Instruments | New | Process | Natural Gas | Gas Boiler - Stack Economizer | A | Cumulative Summer Peak Savings (MW) | Achievable Technical Potential | 0 | 0 | 0 | 0 | 0 | 0 | 0 | 0 | 0 | 0 | 0 | 0 | 0 | 0 | 0 | 0 | 0 | 0 | 0 | 0 | 0 | 0 | 0 | 0 | 0 | 0 | 0 | 0 | 0 | 0 | 0
F12_Industrial_Instruments_New_Process_Natural Gas_Gas Boiler - Stack Economizer_A_Achievable Technical Potential | F12 | Industrial | Instruments | New | Process | Natural Gas | Gas Boiler - Stack Economizer | A | Cumulative Winter Peak Savings (MW) | Achievable Technical Potential | 0 | 0 | 0 | 0 | 0 | 0 | 0 | 0 | 0 | 0 | 0 | 0 | 0 | 0 | 0 | 0 | 0 | 0 | 0 | 0 | 0 | 0 | 0 | 0 | 0 | 0 | 0 | 0 | 0 | 0 | 0
F13_Industrial_Instruments_New_Process_Natural Gas_Gas Boiler - Stack Economizer_A_Achievable Technical Potential | F13 | Industrial | Instruments | New | Process | Natural Gas | Gas Boiler - Stack Economizer | A | Purchases (Incremental) | Achievable Technical Potential | 0 | 0 | 0 | 0 | 0 | 23.7907 | 28.1855 | 32.5779 | 36.9444 | 41.3132 | 41.1171 | 36.0019 | 31.2812 | 27.0048 | 23.1625 | 19.7817 | 16.8172 | 14.2473 | 12.0295 | 10.1244 | 23.7907 | 28.1855 | 32.5779 | 36.9444 | 41.3132 | 41.1171 | 36.0019 | 31.2812 | 27.0048 | 23.1625 | 19.7817
F14_Industrial_Instruments_New_Process_Natural Gas_Gas Boiler - Stack Economizer_A_Achievable Technical Potential | F14 | Industrial | Instruments | New | Process | Natural Gas | Gas Boiler - Stack Economizer | A | Purchases (Cumulative) | Achievable Technical Potential | 0 | 0 | 0 | 0 | 0 | 23.7907 | 51.9762 | 84.5541 | 121.4985 | 162.8117 | 203.9288 | 239.9307 | 271.2119 | 298.2167 | 321.3792 | 341.1609 | 357.978 | 372.2253 | 384.2548 | 394.3792 | 394.3792 | 394.3792 | 394.3792 | 394.3792 | 394.3792 | 394.3792 | 394.3792 | 394.3792 | 394.3792 | 394.3792 | 394.3792
F1_Industrial_Instruments_New_Space Heating_Natural Gas_Gas Furnace Tube Inserts_A_Achievable Technical Potential | F1 | Industrial | Instruments | New | Space Heating | Natural Gas | Gas Furnace Tube Inserts | A | Original Unit Energy Savings (kWh or therms) | Achievable Technical Potential | 0 | 0 | 0 | 0 | 0 | 0 | 0 | 0 | 0 | 0 | 0 | 0 | 0 | 0 | 0 | 0 | 0 | 0 | 0 | 0 | 0 | 0 | 0 | 0 | 0 | 0 | 0 | 0 | 0 | 0 | 0
F2_Industrial_Instruments_New_Space Heating_Natural Gas_Gas Furnace Tube Inserts_A_Achievable Technical Potential | F2 | Industrial | Instruments | New | Space Heating | Natural Gas | Gas Furnace Tube Inserts | A | Original Unit Summer Peak Savings (kW) | Achievable Technical Potential | 0 | 0 | 0 | 0 | 0 | 0 | 0 | 0 | 0 | 0 | 0 | 0 | 0 | 0 | 0 | 0 | 0 | 0 | 0 | 0 | 0 | 0 | 0 | 0 | 0 | 0 | 0 | 0 | 0 | 0 | 0
F3_Industrial_Instruments_New_Space Heating_Natural Gas_Gas Furnace Tube Inserts_A_Achievable Technical Potential | F3 | Industrial | Instruments | New | Space Heating | Natural Gas | Gas Furnace Tube Inserts | A | Original Unit Winter Peak Savings (kW) | Achievable Technical Potential | 0 | 0 | 0 | 0 | 0 | 0 | 0 | 0 | 0 | 0 | 0 | 0 | 0 | 0 | 0 | 0 | 0 | 0 | 0 | 0 | 0 | 0 | 0 | 0 | 0 | 0 | 0 | 0 | 0 | 0 | 0
F4_Industrial_Instruments_New_Space Heating_Natural Gas_Gas Furnace Tube Inserts_A_Achievable Technical Potential | F4 | Industrial | Instruments | New | Space Heating | Natural Gas | Gas Furnace Tube Inserts | A | Standalone Impact on Baseline Energy (%) | Achievable Technical Potential | 0% | 0% | 0% | 0% | 0% | 0% | 0% | 0% | 0% | 0% | 0% | 0% | 0% | 0% | 0% | 0% | 0% | 0% | 0% | 0% | 0% | 0% | 0% | 0% | 0 | 0 | 0 | 0 | 0 | 0 | 0
F5_Industrial_Instruments_New_Space Heating_Natural Gas_Gas Furnace Tube Inserts_A_Achievable Technical Potential | F5 | Industrial | Instruments | New | Space Heating | Natural Gas | Gas Furnace Tube Inserts | A | Standalone Impact on Baseline Summer Peak (%) | Achievable Technical Potential | 0% | 0% | 0% | 0% | 0% | 0% | 0% | 0% | 0% | 0% | 0% | 0% | 0% | 0% | 0% | 0% | 0% | 0% | 0% | 0% | 0% | 0% | 0% | 0% | 0 | 0 | 0 | 0 | 0 | 0 | 0
F6_Industrial_Instruments_New_Space Heating_Natural Gas_Gas Furnace Tube Inserts_A_Achievable Technical Potential | F6 | Industrial | Instruments | New | Space Heating | Natural Gas | Gas Furnace Tube Inserts | A | Standalone Impact on Baseline Winter Peak (%) | Achievable Technical Potential | 0% | 0% | 0% | 0% | 0% | 0% | 0% | 0% | 0% | 0% | 0% | 0% | 0% | 0% | 0% | 0% | 0% | 0% | 0% | 0% | 0% | 0% | 0% | 0% | 0 | 0 | 0 | 0 | 0 | 0 | 0
F7_Industrial_Instruments_New_Space Heating_Natural Gas_Gas Furnace Tube Inserts_A_Achievable Technical Potential | F7 | Industrial | Instruments | New | Space Heating | Natural Gas | Gas Furnace Tube Inserts | A | Incremental Energy Savings (MWh or mTherms) | Achievable Technical Potential | 0 | 0 | 0 | 0 | 0 | 0 | 0 | 0 | 0 | 0 | 0 | 0 | 0 | 0 | 0 | 0 | 0 | 0 | 0 | 0 | 0 | 0 | 0 | 0 | 0 | 0 | 0 | 0 | 0 | 0 | 0
F8_Industrial_Instruments_New_Space Heating_Natural Gas_Gas Furnace Tube Inserts_A_Achievable Technical Potential | F8 | Industrial | Instruments | New | Space Heating | Natural Gas | Gas Furnace Tube Inserts | A | Incremental Summer Peak Savings (MW) | Achievable Technical Potential | 0 | 0 | 0 | 0 | 0 | 0 | 0 | 0 | 0 | 0 | 0 | 0 | 0 | 0 | 0 | 0 | 0 | 0 | 0 | 0 | 0 | 0 | 0 | 0 | 0 | 0 | 0 | 0 | 0 | 0 | 0
F9_Industrial_Instruments_New_Space Heating_Natural Gas_Gas Furnace Tube Inserts_A_Achievable Technical Potential | F9 | Industrial | Instruments | New | Space Heating | Natural Gas | Gas Furnace Tube Inserts | A | Incremental Winter Peak Savings (MW) | Achievable Technical Potential | 0 | 0 | 0 | 0 | 0 | 0 | 0 | 0 | 0 | 0 | 0 | 0 | 0 | 0 | 0 | 0 | 0 | 0 | 0 | 0 | 0 | 0 | 0 | 0 | 0 | 0 | 0 | 0 | 0 | 0 | 0
F10_Industrial_Instruments_New_Space Heating_Natural Gas_Gas Furnace Tube Inserts_A_Achievable Technical Potential | F10 | Industrial | Instruments | New | Space Heating | Natural Gas | Gas Furnace Tube Inserts | A | Cumulative Energy Savings (MWh or mTherms) | Achievable Technical Potential | 0 | 0 | 0 | 0 | 0 | 0 | 0 | 0 | 0 | 0 | 0 | 0 | 0 | 0 | 0 | 0 | 0 | 0 | 0 | 0 | 0 | 0 | 0 | 0 | 0 | 0 | 0 | 0 | 0 | 0 | 0
F11_Industrial_Instruments_New_Space Heating_Natural Gas_Gas Furnace Tube Inserts_A_Achievable Technical Potential | F11 | Industrial | Instruments | New | Space Heating | Natural Gas | Gas Furnace Tube Inserts | A | Cumulative Summer Peak Savings (MW) | Achievable Technical Potential | 0 | 0 | 0 | 0 | 0 | 0 | 0 | 0 | 0 | 0 | 0 | 0 | 0 | 0 | 0 | 0 | 0 | 0 | 0 | 0 | 0 | 0 | 0 | 0 | 0 | 0 | 0 | 0 | 0 | 0 | 0
F12_Industrial_Instruments_New_Space Heating_Natural Gas_Gas Furnace Tube Inserts_A_Achievable Technical Potential | F12 | Industrial | Instruments | New | Space Heating | Natural Gas | Gas Furnace Tube Inserts | A | Cumulative Winter Peak Savings (MW) | Achievable Technical Potential | 0 | 0 | 0 | 0 | 0 | 0 | 0 | 0 | 0 | 0 | 0 | 0 | 0 | 0 | 0 | 0 | 0 | 0 | 0 | 0 | 0 | 0 | 0 | 0 | 0 | 0 | 0 | 0 | 0 | 0 | 0
F13_Industrial_Instruments_New_Space Heating_Natural Gas_Gas Furnace Tube Inserts_A_Achievable Technical Potential | F13 | Industrial | Instruments | New | Space Heating | Natural Gas | Gas Furnace Tube Inserts | A | Purchases (Incremental) | Achievable Technical Potential | 0 | 0 | 0 | 0 | 0 | 0 | 0 | 0 | 0 | 0 | 0 | 0 | 0 | 0 | 0 | 0 | 0 | 0 | 0 | 0 | 0 | 0 | 0 | 0 | 0 | 0 | 0 | 0 | 0 | 0 | 0
F14_Industrial_Instruments_New_Space Heating_Natural Gas_Gas Furnace Tube Inserts_A_Achievable Technical Potential | F14 | Industrial | Instruments | New | Space Heating | Natural Gas | Gas Furnace Tube Inserts | A | Purchases (Cumulative) | Achievable Technical Potential | 0 | 0 | 0 | 0 | 0 | 0 | 0 | 0 | 0 | 0 | 0 | 0 | 0 | 0 | 0 | 0 | 0 | 0 | 0 | 0 | 0 | 0 | 0 | 0 | 0 | 0 | 0 | 0 | 0 | 0 | 0
F1_Industrial_Instruments_New_Space Heating_Natural Gas_Space Heating - Heat Recovery Ventilator_A_Achievable Technical Potential | F1 | Industrial | Instruments | New | Space Heating | Natural Gas | Space Heating - Heat Recovery Ventilator | A | Original Unit Energy Savings (kWh or therms) | Achievable Technical Potential | 0 | 0 | 0 | 0 | 0 | 0.012468 | 0.012307 | 0.01219 | 0.0121 | 0.01203 | 0.011973 | 0.011906 | 0.011837 | 0.011768 | 0.011701 | 0.011649 | 0.011607 | 0.011574 | 0.011522 | 0.011484 | 0.011457 | 0.011435 | 0.011435 | 0.011435 | 0.011435 | 0.011435 | 0.011435 | 0.011435 | 0 | 0 | 0
F2_Industrial_Instruments_New_Space Heating_Natural Gas_Space Heating - Heat Recovery Ventilator_A_Achievable Technical Potential | F2 | Industrial | Instruments | New | Space Heating | Natural Gas | Space Heating - Heat Recovery Ventilator | A | Original Unit Summer Peak Savings (kW) | Achievable Technical Potential | 0 | 0 | 0 | 0 | 0 | 0 | 0 | 0 | 0 | 0 | 0 | 0 | 0 | 0 | 0 | 0 | 0 | 0 | 0 | 0 | 0 | 0 | 0 | 0 | 0 | 0 | 0 | 0 | 0 | 0 | 0
F3_Industrial_Instruments_New_Space Heating_Natural Gas_Space Heating - Heat Recovery Ventilator_A_Achievable Technical Potential | F3 | Industrial | Instruments | New | Space Heating | Natural Gas | Space Heating - Heat Recovery Ventilator | A | Original Unit Winter Peak Savings (kW) | Achievable Technical Potential | 0 | 0 | 0 | 0 | 0 | 0 | 0 | 0 | 0 | 0 | 0 | 0 | 0 | 0 | 0 | 0 | 0 | 0 | 0 | 0 | 0 | 0 | 0 | 0 | 0 | 0 | 0 | 0 | 0 | 0 | 0
F4_Industrial_Instruments_New_Space Heating_Natural Gas_Space Heating - Heat Recovery Ventilator_A_Achievable Technical Potential | F4 | Industrial | Instruments | New | Space Heating | Natural Gas | Space Heating - Heat Recovery Ventilator | A | Standalone Impact on Baseline Energy (%) | Achievable Technical Potential | 0% | 0% | 0% | 0% | 0% | 0.01594% | 0.02939% | 0.04136% | 0.05241% | 0.0628% | 0.07272% | 0.08238% | 0.09179% | 0.101% | 0.1101% | 0.1191% | 0.128% | 0.1368% | 0.1456% | 0.1543% | 0.1586% | 0.1626% | 0.1662% | 0.1694% | 0.0017243 | 0.0016595 | 0.0015996 | 0.001544 | 0 | 0 | 0
F5_Industrial_Instruments_New_Space Heating_Natural Gas_Space Heating - Heat Recovery Ventilator_A_Achievable Technical Potential | F5 | Industrial | Instruments | New | Space Heating | Natural Gas | Space Heating - Heat Recovery Ventilator | A | Standalone Impact on Baseline Summer Peak (%) | Achievable Technical Potential | 0% | 0% | 0% | 0% | 0% | 0% | 0% | 0% | 0% | 0% | 0% | 0% | 0% | 0% | 0% | 0% | 0% | 0% | 0% | 0% | 0% | 0% | 0% | 0% | 0 | 0 | 0 | 0 | 0 | 0 | 0
F6_Industrial_Instruments_New_Space Heating_Natural Gas_Space Heating - Heat Recovery Ventilator_A_Achievable Technical Potential | F6 | Industrial | Instruments | New | Space Heating | Natural Gas | Space Heating - Heat Recovery Ventilator | A | Standalone Impact on Baseline Winter Peak (%) | Achievable Technical Potential | 0% | 0% | 0% | 0% | 0% | 0% | 0% | 0% | 0% | 0% | 0% | 0% | 0% | 0% | 0% | 0% | 0% | 0% | 0% | 0% | 0% | 0% | 0% | 0% | 0 | 0 | 0 | 0 | 0 | 0 | 0
F7_Industrial_Instruments_New_Space Heating_Natural Gas_Space Heating - Heat Recovery Ventilator_A_Achievable Technical Potential | F7 | Industrial | Instruments | New | Space Heating | Natural Gas | Space Heating - Heat Recovery Ventilator | A | Incremental Energy Savings (MWh or mTherms) | Achievable Technical Potential | 0 | 0 | 0 | 0 | 0 | 0.00062978 | 0.00073648 | 0.00084312 | 0.00094913 | 0.0010552 | 0.0011614 | 0.001264 | 0.0013648 | 0.0014642 | 0.0015609 | 0.0016589 | 0.0017566 | 0.001855 | 0.001949 | 0.0020436 | 0.0021397 | 0.002236 | 0.002336 | 0.0024356 | 0.0025348 | 0.0011092 | 0.001214 | 0.0013185 | 0 | 0 | 0
F8_Industrial_Instruments_New_Space Heating_Natural Gas_Space Heating - Heat Recovery Ventilator_A_Achievable Technical Potential | F8 | Industrial | Instruments | New | Space Heating | Natural Gas | Space Heating - Heat Recovery Ventilator | A | Incremental Summer Peak Savings (MW) | Achievable Technical Potential | 0 | 0 | 0 | 0 | 0 | 0 | 0 | 0 | 0 | 0 | 0 | 0 | 0 | 0 | 0 | 0 | 0 | 0 | 0 | 0 | 0 | 0 | 0 | 0 | 0 | 0 | 0 | 0 | 0 | 0 | 0
F9_Industrial_Instruments_New_Space Heating_Natural Gas_Space Heating - Heat Recovery Ventilator_A_Achievable Technical Potential | F9 | Industrial | Instruments | New | Space Heating | Natural Gas | Space Heating - Heat Recovery Ventilator | A | Incremental Winter Peak Savings (MW) | Achievable Technical Potential | 0 | 0 | 0 | 0 | 0 | 0 | 0 | 0 | 0 | 0 | 0 | 0 | 0 | 0 | 0 | 0 | 0 | 0 | 0 | 0 | 0 | 0 | 0 | 0 | 0 | 0 | 0 | 0 | 0 | 0 | 0
F10_Industrial_Instruments_New_Space Heating_Natural Gas_Space Heating - Heat Recovery Ventilator_A_Achievable Technical Potential | F10 | Industrial | Instruments | New | Space Heating | Natural Gas | Space Heating - Heat Recovery Ventilator | A | Cumulative Energy Savings (MWh or mTherms) | Achievable Technical Potential | 0 | 0 | 0 | 0 | 0 | 0.00062978 | 0.0013581 | 0.0021883 | 0.0031214 | 0.0041584 | 0.0053001 | 0.0065347 | 0.0078611 | 0.0092795 | 0.010788 | 0.012398 | 0.014111 | 0.015926 | 0.017804 | 0.019788 | 0.021302 | 0.022813 | 0.024358 | 0.025897 | 0.027429 | 0.027429 | 0.027429 | 0.027429 | 0 | 0 | 0
F11_Industrial_Instruments_New_Space Heating_Natural Gas_Space Heating - Heat Recovery Ventilator_A_Achievable Technical Potential | F11 | Industrial | Instruments | New | Space Heating | Natural Gas | Space Heating - Heat Recovery Ventilator | A | Cumulative Summer Peak Savings (MW) | Achievable Technical Potential | 0 | 0 | 0 | 0 | 0 | 0 | 0 | 0 | 0 | 0 | 0 | 0 | 0 | 0 | 0 | 0 | 0 | 0 | 0 | 0 | 0 | 0 | 0 | 0 | 0 | 0 | 0 | 0 | 0 | 0 | 0
F12_Industrial_Instruments_New_Space Heating_Natural Gas_Space Heating - Heat Recovery Ventilator_A_Achievable Technical Potential | F12 | Industrial | Instruments | New | Space Heating | Natural Gas | Space Heating - Heat Recovery Ventilator | A | Cumulative Winter Peak Savings (MW) | Achievable Technical Potential | 0 | 0 | 0 | 0 | 0 | 0 | 0 | 0 | 0 | 0 | 0 | 0 | 0 | 0 | 0 | 0 | 0 | 0 | 0 | 0 | 0 | 0 | 0 | 0 | 0 | 0 | 0 | 0 | 0 | 0 | 0
F13_Industrial_Instruments_New_Space Heating_Natural Gas_Space Heating - Heat Recovery Ventilator_A_Achievable Technical Potential | F13 | Industrial | Instruments | New | Space Heating | Natural Gas | Space Heating - Heat Recovery Ventilator | A | Purchases (Incremental) | Achievable Technical Potential | 0 | 0 | 0 | 0 | 0 | 50.5111 | 59.8419 | 69.1675 | 78.4382 | 87.7139 | 96.9972 | 106.1626 | 115.303 | 124.4249 | 133.4019 | 142.4131 | 151.3385 | 160.265 | 169.1465 | 177.9489 | 186.7616 | 195.5379 | 204.2801 | 212.9905 | 221.6712 | 96.9972 | 106.1626 | 115.303 | 124.4249 | 133.4019 | 142.4131
F14_Industrial_Instruments_New_Space Heating_Natural Gas_Space Heating - Heat Recovery Ventilator_A_Achievable Technical Potential | F14 | Industrial | Instruments | New | Space Heating | Natural Gas | Space Heating - Heat Recovery Ventilator | A | Purchases (Cumulative) | Achievable Technical Potential | 0 | 0 | 0 | 0 | 0 | 50.5111 | 110.353 | 179.5205 | 257.9587 | 345.6726 | 442.6697 | 548.8324 | 664.1354 | 788.5603 | 921.9622 | 1064.3753 | 1215.7138 | 1375.9787 | 1545.1253 | 1723.0741 | 1859.3246 | 1995.0207 | 2130.1333 | 2264.6856 | 2398.643 | 2398.643 | 2398.643 | 2398.643 | 2398.643 | 2398.643 | 2398.643
F1_Industrial_Instruments_New_Space Heating_Natural Gas_Thermostat - Programmable_A_Achievable Technical Potential | F1 | Industrial | Instruments | New | Space Heating | Natural Gas | Thermostat - Programmable | A | Original Unit Energy Savings (kWh or therms) | Achievable Technical Potential | 0 | 0 | 0 | 0 | 0 | 0.006194 | 0.006114 | 0.0060556 | 0.0060113 | 0.0059764 | 0.0059481 | 0.005915 | 0.0058802 | 0.005846 | 0.0058129 | 0.0057868 | 0.0057663 | 0.00575 | 0.0057242 | 0.0057053 | 0.0056915 | 0.0056808 | 0.0056808 | 0.0056808 | 0.0056808 | 0.0056808 | 0.0056808 | 0.0056808 | 0 | 0 | 0
F2_Industrial_Instruments_New_Space Heating_Natural Gas_Thermostat - Programmable_A_Achievable Technical Potential | F2 | Industrial | Instruments | New | Space Heating | Natural Gas | Thermostat - Programmable | A | Original Unit Summer Peak Savings (kW) | Achievable Technical Potential | 0 | 0 | 0 | 0 | 0 | 0 | 0 | 0 | 0 | 0 | 0 | 0 | 0 | 0 | 0 | 0 | 0 | 0 | 0 | 0 | 0 | 0 | 0 | 0 | 0 | 0 | 0 | 0 | 0 | 0 | 0
F3_Industrial_Instruments_New_Space Heating_Natural Gas_Thermostat - Programmable_A_Achievable Technical Potential | F3 | Industrial | Instruments | New | Space Heating | Natural Gas | Thermostat - Programmable | A | Original Unit Winter Peak Savings (kW) | Achievable Technical Potential | 0 | 0 | 0 | 0 | 0 | 0 | 0 | 0 | 0 | 0 | 0 | 0 | 0 | 0 | 0 | 0 | 0 | 0 | 0 | 0 | 0 | 0 | 0 | 0 | 0 | 0 | 0 | 0 | 0 | 0 | 0
F4_Industrial_Instruments_New_Space Heating_Natural Gas_Thermostat - Programmable_A_Achievable Technical Potential | F4 | Industrial | Instruments | New | Space Heating | Natural Gas | Thermostat - Programmable | A | Standalone Impact on Baseline Energy (%) | Achievable Technical Potential | 0% | 0% | 0% | 0% | 0% | 0.02375% | 0.0438% | 0.06164% | 0.0781% | 0.09359% | 0.1084% | 0.1228% | 0.1368% | 0.1505% | 0.1641% | 0.1775% | 0.1829% | 0.1875% | 0.1917% | 0.1955% | 0.1989% | 0.2019% | 0.2047% | 0.2072% | 0.0020953 | 0.0020166 | 0.0019438 | 0.0018762 | 0 | 0 | 0
F5_Industrial_Instruments_New_Space Heating_Natural Gas_Thermostat - Programmable_A_Achievable Technical Potential | F5 | Industrial | Instruments | New | Space Heating | Natural Gas | Thermostat - Programmable | A | Standalone Impact on Baseline Summer Peak (%) | Achievable Technical Potential | 0% | 0% | 0% | 0% | 0% | 0% | 0% | 0% | 0% | 0% | 0% | 0% | 0% | 0% | 0% | 0% | 0% | 0% | 0% | 0% | 0% | 0% | 0% | 0% | 0 | 0 | 0 | 0 | 0 | 0 | 0
F6_Industrial_Instruments_New_Space Heating_Natural Gas_Thermostat - Programmable_A_Achievable Technical Potential | F6 | Industrial | Instruments | New | Space Heating | Natural Gas | Thermostat - Programmable | A | Standalone Impact on Baseline Winter Peak (%) | Achievable Technical Potential | 0% | 0% | 0% | 0% | 0% | 0% | 0% | 0% | 0% | 0% | 0% | 0% | 0% | 0% | 0% | 0% | 0% | 0% | 0% | 0% | 0% | 0% | 0% | 0% | 0 | 0 | 0 | 0 | 0 | 0 | 0
F7_Industrial_Instruments_New_Space Heating_Natural Gas_Thermostat - Programmable_A_Achievable Technical Potential | F7 | Industrial | Instruments | New | Space Heating | Natural Gas | Thermostat - Programmable | A | Incremental Energy Savings (MWh or mTherms) | Achievable Technical Potential | 0 | 0 | 0 | 0 | 0 | 0.0009386 | 0.0010976 | 0.0012566 | 0.0014145 | 0.0015726 | 0.0017308 | 0.0018838 | 0.002034 | 0.0021822 | 0.0023263 | 0.0024724 | 0.002618 | 0.0027646 | 0.0029047 | 0.0030457 | 0.0031889 | 0.0033324 | 0.0034814 | 0.0036299 | 0.0037778 | 0.0022735 | 0.0024271 | 0.0025792 | 0 | 0 | 0
F8_Industrial_Instruments_New_Space Heating_Natural Gas_Thermostat - Programmable_A_Achievable Technical Potential | F8 | Industrial | Instruments | New | Space Heating | Natural Gas | Thermostat - Programmable | A | Incremental Summer Peak Savings (MW) | Achievable Technical Potential | 0 | 0 | 0 | 0 | 0 | 0 | 0 | 0 | 0 | 0 | 0 | 0 | 0 | 0 | 0 | 0 | 0 | 0 | 0 | 0 | 0 | 0 | 0 | 0 | 0 | 0 | 0 | 0 | 0 | 0 | 0
F9_Industrial_Instruments_New_Space Heating_Natural Gas_Thermostat - Programmable_A_Achievable Technical Potential | F9 | Industrial | Instruments | New | Space Heating | Natural Gas | Thermostat - Programmable | A | Incremental Winter Peak Savings (MW) | Achievable Technical Potential | 0 | 0 | 0 | 0 | 0 | 0 | 0 | 0 | 0 | 0 | 0 | 0 | 0 | 0 | 0 | 0 | 0 | 0 | 0 | 0 | 0 | 0 | 0 | 0 | 0 | 0 | 0 | 0 | 0 | 0 | 0
F10_Industrial_Instruments_New_Space Heating_Natural Gas_Thermostat - Programmable_A_Achievable Technical Potential | F10 | Industrial | Instruments | New | Space Heating | Natural Gas | Thermostat - Programmable | A | Cumulative Energy Savings (MWh or mTherms) | Achievable Technical Potential | 0 | 0 | 0 | 0 | 0 | 0.0009386 | 0.0020241 | 0.0032613 | 0.004652 | 0.0061976 | 0.0078991 | 0.009739 | 0.011716 | 0.01383 | 0.016078 | 0.018478 | 0.020157 | 0.021832 | 0.023451 | 0.025077 | 0.026708 | 0.028337 | 0.030009 | 0.031674 | 0.033331 | 0.033331 | 0.033331 | 0.033331 | 0 | 0 | 0
F11_Industrial_Instruments_New_Space Heating_Natural Gas_Thermostat - Programmable_A_Achievable Technical Potential | F11 | Industrial | Instruments | New | Space Heating | Natural Gas | Thermostat - Programmable | A | Cumulative Summer Peak Savings (MW) | Achievable Technical Potential | 0 | 0 | 0 | 0 | 0 | 0 | 0 | 0 | 0 | 0 | 0 | 0 | 0 | 0 | 0 | 0 | 0 | 0 | 0 | 0 | 0 | 0 | 0 | 0 | 0 | 0 | 0 | 0 | 0 | 0 | 0
F12_Industrial_Instruments_New_Space Heating_Natural Gas_Thermostat - Programmable_A_Achievable Technical Potential | F12 | Industrial | Instruments | New | Space Heating | Natural Gas | Thermostat - Programmable | A | Cumulative Winter Peak Savings (MW) | Achievable Technical Potential | 0 | 0 | 0 | 0 | 0 | 0 | 0 | 0 | 0 | 0 | 0 | 0 | 0 | 0 | 0 | 0 | 0 | 0 | 0 | 0 | 0 | 0 | 0 | 0 | 0 | 0 | 0 | 0 | 0 | 0 | 0
F13_Industrial_Instruments_New_Space Heating_Natural Gas_Thermostat - Programmable_A_Achievable Technical Potential | F13 | Industrial | Instruments | New | Space Heating | Natural Gas | Thermostat - Programmable | A | Purchases (Incremental) | Achievable Technical Potential | 0 | 0 | 0 | 0 | 0 | 151.5333 | 179.5256 | 207.5026 | 235.3146 | 263.1416 | 290.9916 | 318.4879 | 345.9091 | 373.2746 | 400.2056 | 427.2394 | 454.0154 | 480.7949 | 507.4396 | 533.8466 | 560.2849 | 586.6138 | 612.8404 | 638.9714 | 665.0136 | 400.2056 | 427.2394 | 454.0154 | 480.7949 | 507.4396 | 533.8466
F14_Industrial_Instruments_New_Space Heating_Natural Gas_Thermostat - Programmable_A_Achievable Technical Potential | F14 | Industrial | Instruments | New | Space Heating | Natural Gas | Thermostat - Programmable | A | Purchases (Cumulative) | Achievable Technical Potential | 0 | 0 | 0 | 0 | 0 | 151.5333 | 331.059 | 538.5615 | 773.8761 | 1037.0177 | 1328.0092 | 1646.4971 | 1992.4062 | 2365.6809 | 2765.8865 | 3193.1259 | 3495.608 | 3796.8772 | 4096.8142 | 4395.3462 | 4692.4896 | 4988.1119 | 5282.4644 | 5575.5267 | 5867.2657 | 5867.2657 | 5867.2657 | 5867.2657 | 5867.2657 | 5867.2657 | 5867.2657
F1_Industrial_Instruments_New_Space Heating_Natural Gas_ENERGY STAR Connected Thermostat_A_Achievable Technical Potential | F1 | Industrial | Instruments | New | Space Heating | Natural Gas | ENERGY STAR Connected Thermostat | A | Original Unit Energy Savings (kWh or therms) | Achievable Technical Potential | 0 | 0 | 0 | 0 | 0 | 0.014581 | 0.014392 | 0.014255 | 0.014151 | 0.014068 | 0.014002 | 0.013924 | 0.013842 | 0.013762 | 0.013684 | 0.013622 | 0.013574 | 0.013536 | 0.013475 | 0.01343 | 0.013398 | 0.013373 | 0.013373 | 0.013373 | 0.013373 | 0.013373 | 0.013373 | 0.013373 | 0 | 0 | 0
F2_Industrial_Instruments_New_Space Heating_Natural Gas_ENERGY STAR Connected Thermostat_A_Achievable Technical Potential | F2 | Industrial | Instruments | New | Space Heating | Natural Gas | ENERGY STAR Connected Thermostat | A | Original Unit Summer Peak Savings (kW) | Achievable Technical Potential | 0 | 0 | 0 | 0 | 0 | 0 | 0 | 0 | 0 | 0 | 0 | 0 | 0 | 0 | 0 | 0 | 0 | 0 | 0 | 0 | 0 | 0 | 0 | 0 | 0 | 0 | 0 | 0 | 0 | 0 | 0
F3_Industrial_Instruments_New_Space Heating_Natural Gas_ENERGY STAR Connected Thermostat_A_Achievable Technical Potential | F3 | Industrial | Instruments | New | Space Heating | Natural Gas | ENERGY STAR Connected Thermostat | A | Original Unit Winter Peak Savings (kW) | Achievable Technical Potential | 0 | 0 | 0 | 0 | 0 | 0 | 0 | 0 | 0 | 0 | 0 | 0 | 0 | 0 | 0 | 0 | 0 | 0 | 0 | 0 | 0 | 0 | 0 | 0 | 0 | 0 | 0 | 0 | 0 | 0 | 0
F4_Industrial_Instruments_New_Space Heating_Natural Gas_ENERGY STAR Connected Thermostat_A_Achievable Technical Potential | F4 | Industrial | Instruments | New | Space Heating | Natural Gas | ENERGY STAR Connected Thermostat | A | Standalone Impact on Baseline Energy (%) | Achievable Technical Potential | 0% | 0% | 0% | 0% | 0% | 0.05591% | 0.1031% | 0.1451% | 0.1839% | 0.2203% | 0.226% | 0.2309% | 0.235% | 0.2384% | 0.2415% | 0.2441% | 0.2464% | 0.2483% | 0.2501% | 0.2517% | 0.2531% | 0.2544% | 0.2555% | 0.2566% | 0.0025756 | 0.0024788 | 0.0023893 | 0.0023063 | 0 | 0 | 0
F5_Industrial_Instruments_New_Space Heating_Natural Gas_ENERGY STAR Connected Thermostat_A_Achievable Technical Potential | F5 | Industrial | Instruments | New | Space Heating | Natural Gas | ENERGY STAR Connected Thermostat | A | Standalone Impact on Baseline Summer Peak (%) | Achievable Technical Potential | 0% | 0% | 0% | 0% | 0% | 0% | 0% | 0% | 0% | 0% | 0% | 0% | 0% | 0% | 0% | 0% | 0% | 0% | 0% | 0% | 0% | 0% | 0% | 0% | 0 | 0 | 0 | 0 | 0 | 0 | 0
F6_Industrial_Instruments_New_Space Heating_Natural Gas_ENERGY STAR Connected Thermostat_A_Achievable Technical Potential | F6 | Industrial | Instruments | New | Space Heating | Natural Gas | ENERGY STAR Connected Thermostat | A | Standalone Impact on Baseline Winter Peak (%) | Achievable Technical Potential | 0% | 0% | 0% | 0% | 0% | 0% | 0% | 0% | 0% | 0% | 0% | 0% | 0% | 0% | 0% | 0% | 0% | 0% | 0% | 0% | 0% | 0% | 0% | 0% | 0 | 0 | 0 | 0 | 0 | 0 | 0
F7_Industrial_Instruments_New_Space Heating_Natural Gas_ENERGY STAR Connected Thermostat_A_Achievable Technical Potential | F7 | Industrial | Instruments | New | Space Heating | Natural Gas | ENERGY STAR Connected Thermostat | A | Incremental Energy Savings (MWh or mTherms) | Achievable Technical Potential | 0 | 0 | 0 | 0 | 0 | 0.0022095 | 0.0025838 | 0.0029579 | 0.0033299 | 0.003702 | 0.0040744 | 0.0044346 | 0.0047881 | 0.0051368 | 0.0054763 | 0.00582 | 0.0061628 | 0.0065079 | 0.0068377 | 0.0071697 | 0.0075067 | 0.0078446 | 0.0081954 | 0.0085448 | 0.0088931 | 0.0074925 | 0.0078446 | 0.0081954 | 0 | 0 | 0
F8_Industrial_Instruments_New_Space Heating_Natural Gas_ENERGY STAR Connected Thermostat_A_Achievable Technical Potential | F8 | Industrial | Instruments | New | Space Heating | Natural Gas | ENERGY STAR Connected Thermostat | A | Incremental Summer Peak Savings (MW) | Achievable Technical Potential | 0 | 0 | 0 | 0 | 0 | 0 | 0 | 0 | 0 | 0 | 0 | 0 | 0 | 0 | 0 | 0 | 0 | 0 | 0 | 0 | 0 | 0 | 0 | 0 | 0 | 0 | 0 | 0 | 0 | 0 | 0
F9_Industrial_Instruments_New_Space Heating_Natural Gas_ENERGY STAR Connected Thermostat_A_Achievable Technical Potential | F9 | Industrial | Instruments | New | Space Heating | Natural Gas | ENERGY STAR Connected Thermostat | A | Incremental Winter Peak Savings (MW) | Achievable Technical Potential | 0 | 0 | 0 | 0 | 0 | 0 | 0 | 0 | 0 | 0 | 0 | 0 | 0 | 0 | 0 | 0 | 0 | 0 | 0 | 0 | 0 | 0 | 0 | 0 | 0 | 0 | 0 | 0 | 0 | 0 | 0
F10_Industrial_Instruments_New_Space Heating_Natural Gas_ENERGY STAR Connected Thermostat_A_Achievable Technical Potential | F10 | Industrial | Instruments | New | Space Heating | Natural Gas | ENERGY STAR Connected Thermostat | A | Cumulative Energy Savings (MWh or mTherms) | Achievable Technical Potential | 0 | 0 | 0 | 0 | 0 | 0.0022095 | 0.0047648 | 0.0076772 | 0.010951 | 0.014589 | 0.016473 | 0.018316 | 0.020124 | 0.021906 | 0.023657 | 0.025407 | 0.027157 | 0.028906 | 0.030584 | 0.032277 | 0.033982 | 0.035692 | 0.037457 | 0.039216 | 0.04097 | 0.04097 | 0.04097 | 0.04097 | 0 | 0 | 0
F11_Industrial_Instruments_New_Space Heating_Natural Gas_ENERGY STAR Connected Thermostat_A_Achievable Technical Potential | F11 | Industrial | Instruments | New | Space Heating | Natural Gas | ENERGY STAR Connected Thermostat | A | Cumulative Summer Peak Savings (MW) | Achievable Technical Potential | 0 | 0 | 0 | 0 | 0 | 0 | 0 | 0 | 0 | 0 | 0 | 0 | 0 | 0 | 0 | 0 | 0 | 0 | 0 | 0 | 0 | 0 | 0 | 0 | 0 | 0 | 0 | 0 | 0 | 0 | 0
F12_Industrial_Instruments_New_Space Heating_Natural Gas_ENERGY STAR Connected Thermostat_A_Achievable Technical Potential | F12 | Industrial | Instruments | New | Space Heating | Natural Gas | ENERGY STAR Connected Thermostat | A | Cumulative Winter Peak Savings (MW) | Achievable Technical Potential | 0 | 0 | 0 | 0 | 0 | 0 | 0 | 0 | 0 | 0 | 0 | 0 | 0 | 0 | 0 | 0 | 0 | 0 | 0 | 0 | 0 | 0 | 0 | 0 | 0 | 0 | 0 | 0 | 0 | 0 | 0
F13_Industrial_Instruments_New_Space Heating_Natural Gas_ENERGY STAR Connected Thermostat_A_Achievable Technical Potential | F13 | Industrial | Instruments | New | Space Heating | Natural Gas | ENERGY STAR Connected Thermostat | A | Purchases (Incremental) | Achievable Technical Potential | 0 | 0 | 0 | 0 | 0 | 151.5333 | 179.5256 | 207.5026 | 235.3146 | 263.1416 | 290.9916 | 318.4879 | 345.9091 | 373.2746 | 400.2056 | 427.2394 | 454.0154 | 480.7949 | 507.4396 | 533.8466 | 560.2849 | 586.6138 | 612.8404 | 638.9714 | 665.0136 | 560.2849 | 586.6138 | 612.8404 | 638.9714 | 665.0136 | 560.2849
F14_Industrial_Instruments_New_Space Heating_Natural Gas_ENERGY STAR Connected Thermostat_A_Achievable Technical Potential | F14 | Industrial | Instruments | New | Space Heating | Natural Gas | ENERGY STAR Connected Thermostat | A | Purchases (Cumulative) | Achievable Technical Potential | 0 | 0 | 0 | 0 | 0 | 151.5333 | 331.059 | 538.5615 | 773.8761 | 1037.0177 | 1176.4759 | 1315.4382 | 1453.8447 | 1591.8048 | 1728.8688 | 1865.1167 | 2000.6442 | 2135.53 | 2269.6949 | 2403.3358 | 2536.3813 | 2668.9798 | 2801.0253 | 2932.5572 | 3063.7242 | 3063.7242 | 3063.7242 | 3063.7242 | 3063.7242 | 3063.7242 | 3063.7242
F1_Industrial_Instruments_New_Space Heating_Natural Gas_Destratification Fans (HVLS)_A_Achievable Technical Potential | F1 | Industrial | Instruments | New | Space Heating | Natural Gas | Destratification Fans (HVLS) | A | Original Unit Energy Savings (kWh or therms) | Achievable Technical Potential | 0 | 0 | 0 | 0 | 0 | 0.014581 | 0.014392 | 0.014255 | 0.014151 | 0.014068 | 0.014002 | 0.013924 | 0.013842 | 0.013762 | 0.013684 | 0.013622 | 0.013574 | 0.013536 | 0.013475 | 0.01343 | 0.013398 | 0.013373 | 0.013373 | 0.013373 | 0.013373 | 0.013373 | 0.013373 | 0.013373 | 0 | 0 | 0
F2_Industrial_Instruments_New_Space Heating_Natural Gas_Destratification Fans (HVLS)_A_Achievable Technical Potential | F2 | Industrial | Instruments | New | Space Heating | Natural Gas | Destratification Fans (HVLS) | A | Original Unit Summer Peak Savings (kW) | Achievable Technical Potential | 0 | 0 | 0 | 0 | 0 | 0 | 0 | 0 | 0 | 0 | 0 | 0 | 0 | 0 | 0 | 0 | 0 | 0 | 0 | 0 | 0 | 0 | 0 | 0 | 0 | 0 | 0 | 0 | 0 | 0 | 0
F3_Industrial_Instruments_New_Space Heating_Natural Gas_Destratification Fans (HVLS)_A_Achievable Technical Potential | F3 | Industrial | Instruments | New | Space Heating | Natural Gas | Destratification Fans (HVLS) | A | Original Unit Winter Peak Savings (kW) | Achievable Technical Potential | 0 | 0 | 0 | 0 | 0 | 0 | 0 | 0 | 0 | 0 | 0 | 0 | 0 | 0 | 0 | 0 | 0 | 0 | 0 | 0 | 0 | 0 | 0 | 0 | 0 | 0 | 0 | 0 | 0 | 0 | 0
F4_Industrial_Instruments_New_Space Heating_Natural Gas_Destratification Fans (HVLS)_A_Achievable Technical Potential | F4 | Industrial | Instruments | New | Space Heating | Natural Gas | Destratification Fans (HVLS) | A | Standalone Impact on Baseline Energy (%) | Achievable Technical Potential | 0% | 0% | 0% | 0% | 0% | 0.05591% | 0.1031% | 0.1451% | 0.1839% | 0.2203% | 0.2551% | 0.289% | 0.322% | 0.3543% | 0.3864% | 0.398% | 0.4083% | 0.4174% | 0.4254% | 0.4327% | 0.4392% | 0.445% | 0.4503% | 0.4552% | 0.004596 | 0.0044233 | 0.0042636 | 0.0041154 | 0 | 0 | 0
F5_Industrial_Instruments_New_Space Heating_Natural Gas_Destratification Fans (HVLS)_A_Achievable Technical Potential | F5 | Industrial | Instruments | New | Space Heating | Natural Gas | Destratification Fans (HVLS) | A | Standalone Impact on Baseline Summer Peak (%) | Achievable Technical Potential | 0% | 0% | 0% | 0% | 0% | 0% | 0% | 0% | 0% | 0% | 0% | 0% | 0% | 0% | 0% | 0% | 0% | 0% | 0% | 0% | 0% | 0% | 0% | 0% | 0 | 0 | 0 | 0 | 0 | 0 | 0
F6_Industrial_Instruments_New_Space Heating_Natural Gas_Destratification Fans (HVLS)_A_Achievable Technical Potential | F6 | Industrial | Instruments | New | Space Heating | Natural Gas | Destratification Fans (HVLS) | A | Standalone Impact on Baseline Winter Peak (%) | Achievable Technical Potential | 0% | 0% | 0% | 0% | 0% | 0% | 0% | 0% | 0% | 0% | 0% | 0% | 0% | 0% | 0% | 0% | 0% | 0% | 0% | 0% | 0% | 0% | 0% | 0% | 0 | 0 | 0 | 0 | 0 | 0 | 0
F7_Industrial_Instruments_New_Space Heating_Natural Gas_Destratification Fans (HVLS)_A_Achievable Technical Potential | F7 | Industrial | Instruments | New | Space Heating | Natural Gas | Destratification Fans (HVLS) | A | Incremental Energy Savings (MWh or mTherms) | Achievable Technical Potential | 0 | 0 | 0 | 0 | 0 | 0.0022095 | 0.0025838 | 0.0029579 | 0.0033299 | 0.003702 | 0.0040744 | 0.0044346 | 0.0047881 | 0.0051368 | 0.0054763 | 0.00582 | 0.0061628 | 0.0065079 | 0.0068377 | 0.0071697 | 0.0075067 | 0.0078446 | 0.0081954 | 0.0085448 | 0.0088931 | 0.0057134 | 0.0060714 | 0.0064295 | 0 | 0 | 0
F8_Industrial_Instruments_New_Space Heating_Natural Gas_Destratification Fans (HVLS)_A_Achievable Technical Potential | F8 | Industrial | Instruments | New | Space Heating | Natural Gas | Destratification Fans (HVLS) | A | Incremental Summer Peak Savings (MW) | Achievable Technical Potential | 0 | 0 | 0 | 0 | 0 | 0 | 0 | 0 | 0 | 0 | 0 | 0 | 0 | 0 | 0 | 0 | 0 | 0 | 0 | 0 | 0 | 0 | 0 | 0 | 0 | 0 | 0 | 0 | 0 | 0 | 0
F9_Industrial_Instruments_New_Space Heating_Natural Gas_Destratification Fans (HVLS)_A_Achievable Technical Potential | F9 | Industrial | Instruments | New | Space Heating | Natural Gas | Destratification Fans (HVLS) | A | Incremental Winter Peak Savings (MW) | Achievable Technical Potential | 0 | 0 | 0 | 0 | 0 | 0 | 0 | 0 | 0 | 0 | 0 | 0 | 0 | 0 | 0 | 0 | 0 | 0 | 0 | 0 | 0 | 0 | 0 | 0 | 0 | 0 | 0 | 0 | 0 | 0 | 0
F10_Industrial_Instruments_New_Space Heating_Natural Gas_Destratification Fans (HVLS)_A_Achievable Technical Potential | F10 | Industrial | Instruments | New | Space Heating | Natural Gas | Destratification Fans (HVLS) | A | Cumulative Energy Savings (MWh or mTherms) | Achievable Technical Potential | 0 | 0 | 0 | 0 | 0 | 0.0022095 | 0.0047648 | 0.0076772 | 0.010951 | 0.014589 | 0.018595 | 0.022926 | 0.027579 | 0.032555 | 0.037847 | 0.041434 | 0.045013 | 0.048585 | 0.052033 | 0.055497 | 0.058971 | 0.062446 | 0.066015 | 0.069568 | 0.07311 | 0.07311 | 0.07311 | 0.07311 | 0 | 0 | 0
F11_Industrial_Instruments_New_Space Heating_Natural Gas_Destratification Fans (HVLS)_A_Achievable Technical Potential | F11 | Industrial | Instruments | New | Space Heating | Natural Gas | Destratification Fans (HVLS) | A | Cumulative Summer Peak Savings (MW) | Achievable Technical Potential | 0 | 0 | 0 | 0 | 0 | 0 | 0 | 0 | 0 | 0 | 0 | 0 | 0 | 0 | 0 | 0 | 0 | 0 | 0 | 0 | 0 | 0 | 0 | 0 | 0 | 0 | 0 | 0 | 0 | 0 | 0
F12_Industrial_Instruments_New_Space Heating_Natural Gas_Destratification Fans (HVLS)_A_Achievable Technical Potential | F12 | Industrial | Instruments | New | Space Heating | Natural Gas | Destratification Fans (HVLS) | A | Cumulative Winter Peak Savings (MW) | Achievable Technical Potential | 0 | 0 | 0 | 0 | 0 | 0 | 0 | 0 | 0 | 0 | 0 | 0 | 0 | 0 | 0 | 0 | 0 | 0 | 0 | 0 | 0 | 0 | 0 | 0 | 0 | 0 | 0 | 0 | 0 | 0 | 0
F13_Industrial_Instruments_New_Space Heating_Natural Gas_Destratification Fans (HVLS)_A_Achievable Technical Potential | F13 | Industrial | Instruments | New | Space Heating | Natural Gas | Destratification Fans (HVLS) | A | Purchases (Incremental) | Achievable Technical Potential | 0 | 0 | 0 | 0 | 0 | 151.5333 | 179.5256 | 207.5026 | 235.3146 | 263.1416 | 290.9916 | 318.4879 | 345.9091 | 373.2746 | 400.2056 | 427.2394 | 454.0154 | 480.7949 | 507.4396 | 533.8466 | 560.2849 | 586.6138 | 612.8404 | 638.9714 | 665.0136 | 427.2394 | 454.0154 | 480.7949 | 507.4396 | 533.8466 | 560.2849
F14_Industrial_Instruments_New_Space Heating_Natural Gas_Destratification Fans (HVLS)_A_Achievable Technical Potential | F14 | Industrial | Instruments | New | Space Heating | Natural Gas | Destratification Fans (HVLS) | A | Purchases (Cumulative) | Achievable Technical Potential | 0 | 0 | 0 | 0 | 0 | 151.5333 | 331.059 | 538.5615 | 773.8761 | 1037.0177 | 1328.0092 | 1646.4971 | 1992.4062 | 2365.6809 | 2765.8865 | 3041.5926 | 3316.0824 | 3589.3747 | 3861.4997 | 4132.2047 | 4401.498 | 4669.6239 | 4936.5552 | 5202.252 | 5467.06 | 5467.06 | 5467.06 | 5467.06 | 5467.06 | 5467.06 | 5467.06
F1_Industrial_Instruments_New_Space Heating_Natural Gas_Gas Boiler - Insulate Steam Lines/Condensate Tank_A_Achievable Technical Potential | F1 | Industrial | Instruments | New | Space Heating | Natural Gas | Gas Boiler - Insulate Steam Lines/Condensate Tank | A | Original Unit Energy Savings (kWh or therms) | Achievable Technical Potential | 0 | 0 | 0 | 0 | 0 | 0 | 0 | 0 | 0 | 0 | 0 | 0 | 0 | 0 | 0 | 0 | 0 | 0 | 0 | 0 | 0 | 0 | 0 | 0 | 0 | 0 | 0 | 0 | 0 | 0 | 0
F2_Industrial_Instruments_New_Space Heating_Natural Gas_Gas Boiler - Insulate Steam Lines/Condensate Tank_A_Achievable Technical Potential | F2 | Industrial | Instruments | New | Space Heating | Natural Gas | Gas Boiler - Insulate Steam Lines/Condensate Tank | A | Original Unit Summer Peak Savings (kW) | Achievable Technical Potential | 0 | 0 | 0 | 0 | 0 | 0 | 0 | 0 | 0 | 0 | 0 | 0 | 0 | 0 | 0 | 0 | 0 | 0 | 0 | 0 | 0 | 0 | 0 | 0 | 0 | 0 | 0 | 0 | 0 | 0 | 0
F3_Industrial_Instruments_New_Space Heating_Natural Gas_Gas Boiler - Insulate Steam Lines/Condensate Tank_A_Achievable Technical Potential | F3 | Industrial | Instruments | New | Space Heating | Natural Gas | Gas Boiler - Insulate Steam Lines/Condensate Tank | A | Original Unit Winter Peak Savings (kW) | Achievable Technical Potential | 0 | 0 | 0 | 0 | 0 | 0 | 0 | 0 | 0 | 0 | 0 | 0 | 0 | 0 | 0 | 0 | 0 | 0 | 0 | 0 | 0 | 0 | 0 | 0 | 0 | 0 | 0 | 0 | 0 | 0 | 0
F4_Industrial_Instruments_New_Space Heating_Natural Gas_Gas Boiler - Insulate Steam Lines/Condensate Tank_A_Achievable Technical Potential | F4 | Industrial | Instruments | New | Space Heating | Natural Gas | Gas Boiler - Insulate Steam Lines/Condensate Tank | A | Standalone Impact on Baseline Energy (%) | Achievable Technical Potential | 0% | 0% | 0% | 0% | 0% | 0% | 0% | 0% | 0% | 0% | 0% | 0% | 0% | 0% | 0% | 0% | 0% | 0% | 0% | 0% | 0% | 0% | 0% | 0% | 0 | 0 | 0 | 0 | 0 | 0 | 0
F5_Industrial_Instruments_New_Space Heating_Natural Gas_Gas Boiler - Insulate Steam Lines/Condensate Tank_A_Achievable Technical Potential | F5 | Industrial | Instruments | New | Space Heating | Natural Gas | Gas Boiler - Insulate Steam Lines/Condensate Tank | A | Standalone Impact on Baseline Summer Peak (%) | Achievable Technical Potential | 0% | 0% | 0% | 0% | 0% | 0% | 0% | 0% | 0% | 0% | 0% | 0% | 0% | 0% | 0% | 0% | 0% | 0% | 0% | 0% | 0% | 0% | 0% | 0% | 0 | 0 | 0 | 0 | 0 | 0 | 0
F6_Industrial_Instruments_New_Space Heating_Natural Gas_Gas Boiler - Insulate Steam Lines/Condensate Tank_A_Achievable Technical Potential | F6 | Industrial | Instruments | New | Space Heating | Natural Gas | Gas Boiler - Insulate Steam Lines/Condensate Tank | A | Standalone Impact on Baseline Winter Peak (%) | Achievable Technical Potential | 0% | 0% | 0% | 0% | 0% | 0% | 0% | 0% | 0% | 0% | 0% | 0% | 0% | 0% | 0% | 0% | 0% | 0% | 0% | 0% | 0% | 0% | 0% | 0% | 0 | 0 | 0 | 0 | 0 | 0 | 0
F7_Industrial_Instruments_New_Space Heating_Natural Gas_Gas Boiler - Insulate Steam Lines/Condensate Tank_A_Achievable Technical Potential | F7 | Industrial | Instruments | New | Space Heating | Natural Gas | Gas Boiler - Insulate Steam Lines/Condensate Tank | A | Incremental Energy Savings (MWh or mTherms) | Achievable Technical Potential | 0 | 0 | 0 | 0 | 0 | 0 | 0 | 0 | 0 | 0 | 0 | 0 | 0 | 0 | 0 | 0 | 0 | 0 | 0 | 0 | 0 | 0 | 0 | 0 | 0 | 0 | 0 | 0 | 0 | 0 | 0
F8_Industrial_Instruments_New_Space Heating_Natural Gas_Gas Boiler - Insulate Steam Lines/Condensate Tank_A_Achievable Technical Potential | F8 | Industrial | Instruments | New | Space Heating | Natural Gas | Gas Boiler - Insulate Steam Lines/Condensate Tank | A | Incremental Summer Peak Savings (MW) | Achievable Technical Potential | 0 | 0 | 0 | 0 | 0 | 0 | 0 | 0 | 0 | 0 | 0 | 0 | 0 | 0 | 0 | 0 | 0 | 0 | 0 | 0 | 0 | 0 | 0 | 0 | 0 | 0 | 0 | 0 | 0 | 0 | 0
F9_Industrial_Instruments_New_Space Heating_Natural Gas_Gas Boiler - Insulate Steam Lines/Condensate Tank_A_Achievable Technical Potential | F9 | Industrial | Instruments | New | Space Heating | Natural Gas | Gas Boiler - Insulate Steam Lines/Condensate Tank | A | Incremental Winter Peak Savings (MW) | Achievable Technical Potential | 0 | 0 | 0 | 0 | 0 | 0 | 0 | 0 | 0 | 0 | 0 | 0 | 0 | 0 | 0 | 0 | 0 | 0 | 0 | 0 | 0 | 0 | 0 | 0 | 0 | 0 | 0 | 0 | 0 | 0 | 0
F10_Industrial_Instruments_New_Space Heating_Natural Gas_Gas Boiler - Insulate Steam Lines/Condensate Tank_A_Achievable Technical Potential | F10 | Industrial | Instruments | New | Space Heating | Natural Gas | Gas Boiler - Insulate Steam Lines/Condensate Tank | A | Cumulative Energy Savings (MWh or mTherms) | Achievable Technical Potential | 0 | 0 | 0 | 0 | 0 | 0 | 0 | 0 | 0 | 0 | 0 | 0 | 0 | 0 | 0 | 0 | 0 | 0 | 0 | 0 | 0 | 0 | 0 | 0 | 0 | 0 | 0 | 0 | 0 | 0 | 0
F11_Industrial_Instruments_New_Space Heating_Natural Gas_Gas Boiler - Insulate Steam Lines/Condensate Tank_A_Achievable Technical Potential | F11 | Industrial | Instruments | New | Space Heating | Natural Gas | Gas Boiler - Insulate Steam Lines/Condensate Tank | A | Cumulative Summer Peak Savings (MW) | Achievable Technical Potential | 0 | 0 | 0 | 0 | 0 | 0 | 0 | 0 | 0 | 0 | 0 | 0 | 0 | 0 | 0 | 0 | 0 | 0 | 0 | 0 | 0 | 0 | 0 | 0 | 0 | 0 | 0 | 0 | 0 | 0 | 0
F12_Industrial_Instruments_New_Space Heating_Natural Gas_Gas Boiler - Insulate Steam Lines/Condensate Tank_A_Achievable Technical Potential | F12 | Industrial | Instruments | New | Space Heating | Natural Gas | Gas Boiler - Insulate Steam Lines/Condensate Tank | A | Cumulative Winter Peak Savings (MW) | Achievable Technical Potential | 0 | 0 | 0 | 0 | 0 | 0 | 0 | 0 | 0 | 0 | 0 | 0 | 0 | 0 | 0 | 0 | 0 | 0 | 0 | 0 | 0 | 0 | 0 | 0 | 0 | 0 | 0 | 0 | 0 | 0 | 0
F13_Industrial_Instruments_New_Space Heating_Natural Gas_Gas Boiler - Insulate Steam Lines/Condensate Tank_A_Achievable Technical Potential | F13 | Industrial | Instruments | New | Space Heating | Natural Gas | Gas Boiler - Insulate Steam Lines/Condensate Tank | A | Purchases (Incremental) | Achievable Technical Potential | 0 | 0 | 0 | 0 | 0 | 0 | 0 | 0 | 0 | 0 | 0 | 0 | 0 | 0 | 0 | 0 | 0 | 0 | 0 | 0 | 0 | 0 | 0 | 0 | 0 | 0 | 0 | 0 | 0 | 0 | 0
F14_Industrial_Instruments_New_Space Heating_Natural Gas_Gas Boiler - Insulate Steam Lines/Condensate Tank_A_Achievable Technical Potential | F14 | Industrial | Instruments | New | Space Heating | Natural Gas | Gas Boiler - Insulate Steam Lines/Condensate Tank | A | Purchases (Cumulative) | Achievable Technical Potential | 0 | 0 | 0 | 0 | 0 | 0 | 0 | 0 | 0 | 0 | 0 | 0 | 0 | 0 | 0 | 0 | 0 | 0 | 0 | 0 | 0 | 0 | 0 | 0 | 0 | 0 | 0 | 0 | 0 | 0 | 0
F1_Industrial_Instruments_New_Process_Natural Gas_Gas Boiler - Insulate Steam Lines/Condensate Tank_A_Achievable Technical Potential | F1 | Industrial | Instruments | New | Process | Natural Gas | Gas Boiler - Insulate Steam Lines/Condensate Tank | A | Original Unit Energy Savings (kWh or therms) | Achievable Technical Potential | 0 | 0 | 0 | 0 | 0 | 27.9412 | 27.9412 | 27.9412 | 27.9412 | 27.9412 | 27.9412 | 27.9412 | 27.9412 | 27.9412 | 27.9412 | 27.9412 | 27.9412 | 27.9412 | 27.9412 | 27.9412 | 27.9412 | 27.9412 | 27.9412 | 27.9412 | 27.9412 | 27.9412 | 27.9412 | 27.9412 | 27.9412 | 27.9412 | 27.9412
F2_Industrial_Instruments_New_Process_Natural Gas_Gas Boiler - Insulate Steam Lines/Condensate Tank_A_Achievable Technical Potential | F2 | Industrial | Instruments | New | Process | Natural Gas | Gas Boiler - Insulate Steam Lines/Condensate Tank | A | Original Unit Summer Peak Savings (kW) | Achievable Technical Potential | 0 | 0 | 0 | 0 | 0 | 0 | 0 | 0 | 0 | 0 | 0 | 0 | 0 | 0 | 0 | 0 | 0 | 0 | 0 | 0 | 0 | 0 | 0 | 0 | 0 | 0 | 0 | 0 | 0 | 0 | 0
F3_Industrial_Instruments_New_Process_Natural Gas_Gas Boiler - Insulate Steam Lines/Condensate Tank_A_Achievable Technical Potential | F3 | Industrial | Instruments | New | Process | Natural Gas | Gas Boiler - Insulate Steam Lines/Condensate Tank | A | Original Unit Winter Peak Savings (kW) | Achievable Technical Potential | 0 | 0 | 0 | 0 | 0 | 0 | 0 | 0 | 0 | 0 | 0 | 0 | 0 | 0 | 0 | 0 | 0 | 0 | 0 | 0 | 0 | 0 | 0 | 0 | 0 | 0 | 0 | 0 | 0 | 0 | 0
F4_Industrial_Instruments_New_Process_Natural Gas_Gas Boiler - Insulate Steam Lines/Condensate Tank_A_Achievable Technical Potential | F4 | Industrial | Instruments | New | Process | Natural Gas | Gas Boiler - Insulate Steam Lines/Condensate Tank | A | Standalone Impact on Baseline Energy (%) | Achievable Technical Potential | 0% | 0% | 0% | 0% | 0% | 0.03756% | 0.06926% | 0.09748% | 0.1235% | 0.148% | 0.1714% | 0.1942% | 0.2163% | 0.238% | 0.2596% | 0.2807% | 0.3017% | 0.3225% | 0.3431% | 0.3637% | 0.3841% | 0.4044% | 0.4247% | 0.4449% | 0.00465 | 0.0044753 | 0.0043137 | 0.0041637 | 0 | 0 | 0
F5_Industrial_Instruments_New_Process_Natural Gas_Gas Boiler - Insulate Steam Lines/Condensate Tank_A_Achievable Technical Potential | F5 | Industrial | Instruments | New | Process | Natural Gas | Gas Boiler - Insulate Steam Lines/Condensate Tank | A | Standalone Impact on Baseline Summer Peak (%) | Achievable Technical Potential | 0% | 0% | 0% | 0% | 0% | 0% | 0% | 0% | 0% | 0% | 0% | 0% | 0% | 0% | 0% | 0% | 0% | 0% | 0% | 0% | 0% | 0% | 0% | 0% | 0 | 0 | 0 | 0 | 0 | 0 | 0
F6_Industrial_Instruments_New_Process_Natural Gas_Gas Boiler - Insulate Steam Lines/Condensate Tank_A_Achievable Technical Potential | F6 | Industrial | Instruments | New | Process | Natural Gas | Gas Boiler - Insulate Steam Lines/Condensate Tank | A | Standalone Impact on Baseline Winter Peak (%) | Achievable Technical Potential | 0% | 0% | 0% | 0% | 0% | 0% | 0% | 0% | 0% | 0% | 0% | 0% | 0% | 0% | 0% | 0% | 0% | 0% | 0% | 0% | 0% | 0% | 0% | 0% | 0 | 0 | 0 | 0 | 0 | 0 | 0
F7_Industrial_Instruments_New_Process_Natural Gas_Gas Boiler - Insulate Steam Lines/Condensate Tank_A_Achievable Technical Potential | F7 | Industrial | Instruments | New | Process | Natural Gas | Gas Boiler - Insulate Steam Lines/Condensate Tank | A | Incremental Energy Savings (MWh or mTherms) | Achievable Technical Potential | 0 | 0 | 0 | 0 | 0 | 0.037985 | 0.045002 | 0.052015 | 0.058987 | 0.065963 | 0.072944 | 0.079836 | 0.08671 | 0.09357 | 0.10032 | 0.1071 | 0.11381 | 0.12052 | 0.1272 | 0.13382 | 0.14045 | 0.14705 | 0.15362 | 0.16017 | 0.1667 | 0.037985 | 0.045002 | 0.052015 | 0.058987 | 0.065963 | 0.072944
F8_Industrial_Instruments_New_Process_Natural Gas_Gas Boiler - Insulate Steam Lines/Condensate Tank_A_Achievable Technical Potential | F8 | Industrial | Instruments | New | Process | Natural Gas | Gas Boiler - Insulate Steam Lines/Condensate Tank | A | Incremental Summer Peak Savings (MW) | Achievable Technical Potential | 0 | 0 | 0 | 0 | 0 | 0 | 0 | 0 | 0 | 0 | 0 | 0 | 0 | 0 | 0 | 0 | 0 | 0 | 0 | 0 | 0 | 0 | 0 | 0 | 0 | 0 | 0 | 0 | 0 | 0 | 0
F9_Industrial_Instruments_New_Process_Natural Gas_Gas Boiler - Insulate Steam Lines/Condensate Tank_A_Achievable Technical Potential | F9 | Industrial | Instruments | New | Process | Natural Gas | Gas Boiler - Insulate Steam Lines/Condensate Tank | A | Incremental Winter Peak Savings (MW) | Achievable Technical Potential | 0 | 0 | 0 | 0 | 0 | 0 | 0 | 0 | 0 | 0 | 0 | 0 | 0 | 0 | 0 | 0 | 0 | 0 | 0 | 0 | 0 | 0 | 0 | 0 | 0 | 0 | 0 | 0 | 0 | 0 | 0
F10_Industrial_Instruments_New_Process_Natural Gas_Gas Boiler - Insulate Steam Lines/Condensate Tank_A_Achievable Technical Potential | F10 | Industrial | Instruments | New | Process | Natural Gas | Gas Boiler - Insulate Steam Lines/Condensate Tank | A | Cumulative Energy Savings (MWh or mTherms) | Achievable Technical Potential | 0 | 0 | 0 | 0 | 0 | 0.037985 | 0.082988 | 0.135 | 0.19399 | 0.25995 | 0.3329 | 0.41273 | 0.49944 | 0.59301 | 0.69333 | 0.80043 | 0.91424 | 1.0348 | 1.162 | 1.2958 | 1.4362 | 1.5833 | 1.7369 | 1.8971 | 2.0638 | 2.0638 | 2.0638 | 2.0638 | 2.0638 | 2.0638 | 2.0638
F11_Industrial_Instruments_New_Process_Natural Gas_Gas Boiler - Insulate Steam Lines/Condensate Tank_A_Achievable Technical Potential | F11 | Industrial | Instruments | New | Process | Natural Gas | Gas Boiler - Insulate Steam Lines/Condensate Tank | A | Cumulative Summer Peak Savings (MW) | Achievable Technical Potential | 0 | 0 | 0 | 0 | 0 | 0 | 0 | 0 | 0 | 0 | 0 | 0 | 0 | 0 | 0 | 0 | 0 | 0 | 0 | 0 | 0 | 0 | 0 | 0 | 0 | 0 | 0 | 0 | 0 | 0 | 0
F12_Industrial_Instruments_New_Process_Natural Gas_Gas Boiler - Insulate Steam Lines/Condensate Tank_A_Achievable Technical Potential | F12 | Industrial | Instruments | New | Process | Natural Gas | Gas Boiler - Insulate Steam Lines/Condensate Tank | A | Cumulative Winter Peak Savings (MW) | Achievable Technical Potential | 0 | 0 | 0 | 0 | 0 | 0 | 0 | 0 | 0 | 0 | 0 | 0 | 0 | 0 | 0 | 0 | 0 | 0 | 0 | 0 | 0 | 0 | 0 | 0 | 0 | 0 | 0 | 0 | 0 | 0 | 0
F13_Industrial_Instruments_New_Process_Natural Gas_Gas Boiler - Insulate Steam Lines/Condensate Tank_A_Achievable Technical Potential | F13 | Industrial | Instruments | New | Process | Natural Gas | Gas Boiler - Insulate Steam Lines/Condensate Tank | A | Purchases (Incremental) | Achievable Technical Potential | 0 | 0 | 0 | 0 | 0 | 1.3595 | 1.6106 | 1.8616 | 2.1111 | 2.3608 | 2.6106 | 2.8573 | 3.1033 | 3.3488 | 3.5904 | 3.833 | 4.0732 | 4.3134 | 4.5525 | 4.7894 | 5.0266 | 5.2628 | 5.4981 | 5.7325 | 5.9661 | 1.3595 | 1.6106 | 1.8616 | 2.1111 | 2.3608 | 2.6106
F14_Industrial_Instruments_New_Process_Natural Gas_Gas Boiler - Insulate Steam Lines/Condensate Tank_A_Achievable Technical Potential | F14 | Industrial | Instruments | New | Process | Natural Gas | Gas Boiler - Insulate Steam Lines/Condensate Tank | A | Purchases (Cumulative) | Achievable Technical Potential | 0 | 0 | 0 | 0 | 0 | 1.3595 | 2.9701 | 4.8317 | 6.9428 | 9.3036 | 11.9142 | 14.7715 | 17.8748 | 21.2236 | 24.814 | 28.647 | 32.7202 | 37.0336 | 41.5861 | 46.3755 | 51.402 | 56.6648 | 62.1629 | 67.8954 | 73.8615 | 73.8615 | 73.8615 | 73.8615 | 73.8615 | 73.8615 | 73.8615
F1_Industrial_Instruments_New_Space Heating_Natural Gas_Gas Boiler - Insulate Hot Water Lines_A_Achievable Technical Potential | F1 | Industrial | Instruments | New | Space Heating | Natural Gas | Gas Boiler - Insulate Hot Water Lines | A | Original Unit Energy Savings (kWh or therms) | Achievable Technical Potential | 0 | 0 | 0 | 0 | 0 | 0 | 0 | 0 | 0 | 0 | 0 | 0 | 0 | 0 | 0 | 0 | 0 | 0 | 0 | 0 | 0 | 0 | 0 | 0 | 0 | 0 | 0 | 0 | 0 | 0 | 0
F2_Industrial_Instruments_New_Space Heating_Natural Gas_Gas Boiler - Insulate Hot Water Lines_A_Achievable Technical Potential | F2 | Industrial | Instruments | New | Space Heating | Natural Gas | Gas Boiler - Insulate Hot Water Lines | A | Original Unit Summer Peak Savings (kW) | Achievable Technical Potential | 0 | 0 | 0 | 0 | 0 | 0 | 0 | 0 | 0 | 0 | 0 | 0 | 0 | 0 | 0 | 0 | 0 | 0 | 0 | 0 | 0 | 0 | 0 | 0 | 0 | 0 | 0 | 0 | 0 | 0 | 0
F3_Industrial_Instruments_New_Space Heating_Natural Gas_Gas Boiler - Insulate Hot Water Lines_A_Achievable Technical Potential | F3 | Industrial | Instruments | New | Space Heating | Natural Gas | Gas Boiler - Insulate Hot Water Lines | A | Original Unit Winter Peak Savings (kW) | Achievable Technical Potential | 0 | 0 | 0 | 0 | 0 | 0 | 0 | 0 | 0 | 0 | 0 | 0 | 0 | 0 | 0 | 0 | 0 | 0 | 0 | 0 | 0 | 0 | 0 | 0 | 0 | 0 | 0 | 0 | 0 | 0 | 0
F4_Industrial_Instruments_New_Space Heating_Natural Gas_Gas Boiler - Insulate Hot Water Lines_A_Achievable Technical Potential | F4 | Industrial | Instruments | New | Space Heating | Natural Gas | Gas Boiler - Insulate Hot Water Lines | A | Standalone Impact on Baseline Energy (%) | Achievable Technical Potential | 0% | 0% | 0% | 0% | 0% | 0% | 0% | 0% | 0% | 0% | 0% | 0% | 0% | 0% | 0% | 0% | 0% | 0% | 0% | 0% | 0% | 0% | 0% | 0% | 0 | 0 | 0 | 0 | 0 | 0 | 0
F5_Industrial_Instruments_New_Space Heating_Natural Gas_Gas Boiler - Insulate Hot Water Lines_A_Achievable Technical Potential | F5 | Industrial | Instruments | New | Space Heating | Natural Gas | Gas Boiler - Insulate Hot Water Lines | A | Standalone Impact on Baseline Summer Peak (%) | Achievable Technical Potential | 0% | 0% | 0% | 0% | 0% | 0% | 0% | 0% | 0% | 0% | 0% | 0% | 0% | 0% | 0% | 0% | 0% | 0% | 0% | 0% | 0% | 0% | 0% | 0% | 0 | 0 | 0 | 0 | 0 | 0 | 0
F6_Industrial_Instruments_New_Space Heating_Natural Gas_Gas Boiler - Insulate Hot Water Lines_A_Achievable Technical Potential | F6 | Industrial | Instruments | New | Space Heating | Natural Gas | Gas Boiler - Insulate Hot Water Lines | A | Standalone Impact on Baseline Winter Peak (%) | Achievable Technical Potential | 0% | 0% | 0% | 0% | 0% | 0% | 0% | 0% | 0% | 0% | 0% | 0% | 0% | 0% | 0% | 0% | 0% | 0% | 0% | 0% | 0% | 0% | 0% | 0% | 0 | 0 | 0 | 0 | 0 | 0 | 0
F7_Industrial_Instruments_New_Space Heating_Natural Gas_Gas Boiler - Insulate Hot Water Lines_A_Achievable Technical Potential | F7 | Industrial | Instruments | New | Space Heating | Natural Gas | Gas Boiler - Insulate Hot Water Lines | A | Incremental Energy Savings (MWh or mTherms) | Achievable Technical Potential | 0 | 0 | 0 | 0 | 0 | 0 | 0 | 0 | 0 | 0 | 0 | 0 | 0 | 0 | 0 | 0 | 0 | 0 | 0 | 0 | 0 | 0 | 0 | 0 | 0 | 0 | 0 | 0 | 0 | 0 | 0
F8_Industrial_Instruments_New_Space Heating_Natural Gas_Gas Boiler - Insulate Hot Water Lines_A_Achievable Technical Potential | F8 | Industrial | Instruments | New | Space Heating | Natural Gas | Gas Boiler - Insulate Hot Water Lines | A | Incremental Summer Peak Savings (MW) | Achievable Technical Potential | 0 | 0 | 0 | 0 | 0 | 0 | 0 | 0 | 0 | 0 | 0 | 0 | 0 | 0 | 0 | 0 | 0 | 0 | 0 | 0 | 0 | 0 | 0 | 0 | 0 | 0 | 0 | 0 | 0 | 0 | 0
F9_Industrial_Instruments_New_Space Heating_Natural Gas_Gas Boiler - Insulate Hot Water Lines_A_Achievable Technical Potential | F9 | Industrial | Instruments | New | Space Heating | Natural Gas | Gas Boiler - Insulate Hot Water Lines | A | Incremental Winter Peak Savings (MW) | Achievable Technical Potential | 0 | 0 | 0 | 0 | 0 | 0 | 0 | 0 | 0 | 0 | 0 | 0 | 0 | 0 | 0 | 0 | 0 | 0 | 0 | 0 | 0 | 0 | 0 | 0 | 0 | 0 | 0 | 0 | 0 | 0 | 0
F10_Industrial_Instruments_New_Space Heating_Natural Gas_Gas Boiler - Insulate Hot Water Lines_A_Achievable Technical Potential | F10 | Industrial | Instruments | New | Space Heating | Natural Gas | Gas Boiler - Insulate Hot Water Lines | A | Cumulative Energy Savings (MWh or mTherms) | Achievable Technical Potential | 0 | 0 | 0 | 0 | 0 | 0 | 0 | 0 | 0 | 0 | 0 | 0 | 0 | 0 | 0 | 0 | 0 | 0 | 0 | 0 | 0 | 0 | 0 | 0 | 0 | 0 | 0 | 0 | 0 | 0 | 0
F11_Industrial_Instruments_New_Space Heating_Natural Gas_Gas Boiler - Insulate Hot Water Lines_A_Achievable Technical Potential | F11 | Industrial | Instruments | New | Space Heating | Natural Gas | Gas Boiler - Insulate Hot Water Lines | A | Cumulative Summer Peak Savings (MW) | Achievable Technical Potential | 0 | 0 | 0 | 0 | 0 | 0 | 0 | 0 | 0 | 0 | 0 | 0 | 0 | 0 | 0 | 0 | 0 | 0 | 0 | 0 | 0 | 0 | 0 | 0 | 0 | 0 | 0 | 0 | 0 | 0 | 0
F12_Industrial_Instruments_New_Space Heating_Natural Gas_Gas Boiler - Insulate Hot Water Lines_A_Achievable Technical Potential | F12 | Industrial | Instruments | New | Space Heating | Natural Gas | Gas Boiler - Insulate Hot Water Lines | A | Cumulative Winter Peak Savings (MW) | Achievable Technical Potential | 0 | 0 | 0 | 0 | 0 | 0 | 0 | 0 | 0 | 0 | 0 | 0 | 0 | 0 | 0 | 0 | 0 | 0 | 0 | 0 | 0 | 0 | 0 | 0 | 0 | 0 | 0 | 0 | 0 | 0 | 0
F13_Industrial_Instruments_New_Space Heating_Natural Gas_Gas Boiler - Insulate Hot Water Lines_A_Achievable Technical Potential | F13 | Industrial | Instruments | New | Space Heating | Natural Gas | Gas Boiler - Insulate Hot Water Lines | A | Purchases (Incremental) | Achievable Technical Potential | 0 | 0 | 0 | 0 | 0 | 0 | 0 | 0 | 0 | 0 | 0 | 0 | 0 | 0 | 0 | 0 | 0 | 0 | 0 | 0 | 0 | 0 | 0 | 0 | 0 | 0 | 0 | 0 | 0 | 0 | 0
F14_Industrial_Instruments_New_Space Heating_Natural Gas_Gas Boiler - Insulate Hot Water Lines_A_Achievable Technical Potential | F14 | Industrial | Instruments | New | Space Heating | Natural Gas | Gas Boiler - Insulate Hot Water Lines | A | Purchases (Cumulative) | Achievable Technical Potential | 0 | 0 | 0 | 0 | 0 | 0 | 0 | 0 | 0 | 0 | 0 | 0 | 0 | 0 | 0 | 0 | 0 | 0 | 0 | 0 | 0 | 0 | 0 | 0 | 0 | 0 | 0 | 0 | 0 | 0 | 0
F1_Industrial_Instruments_New_Process_Natural Gas_Gas Boiler - Insulate Hot Water Lines_A_Achievable Technical Potential | F1 | Industrial | Instruments | New | Process | Natural Gas | Gas Boiler - Insulate Hot Water Lines | A | Original Unit Energy Savings (kWh or therms) | Achievable Technical Potential | 0 | 0 | 0 | 0 | 0 | 31.5823 | 31.5823 | 31.5823 | 31.5823 | 31.5823 | 31.5823 | 31.5823 | 31.5823 | 31.5823 | 31.5823 | 31.5823 | 31.5823 | 31.5823 | 31.5823 | 31.5823 | 31.5823 | 31.5823 | 31.5823 | 31.5823 | 31.5823 | 31.5823 | 31.5823 | 31.5823 | 31.5823 | 31.5823 | 31.5823
F2_Industrial_Instruments_New_Process_Natural Gas_Gas Boiler - Insulate Hot Water Lines_A_Achievable Technical Potential | F2 | Industrial | Instruments | New | Process | Natural Gas | Gas Boiler - Insulate Hot Water Lines | A | Original Unit Summer Peak Savings (kW) | Achievable Technical Potential | 0 | 0 | 0 | 0 | 0 | 0 | 0 | 0 | 0 | 0 | 0 | 0 | 0 | 0 | 0 | 0 | 0 | 0 | 0 | 0 | 0 | 0 | 0 | 0 | 0 | 0 | 0 | 0 | 0 | 0 | 0
F3_Industrial_Instruments_New_Process_Natural Gas_Gas Boiler - Insulate Hot Water Lines_A_Achievable Technical Potential | F3 | Industrial | Instruments | New | Process | Natural Gas | Gas Boiler - Insulate Hot Water Lines | A | Original Unit Winter Peak Savings (kW) | Achievable Technical Potential | 0 | 0 | 0 | 0 | 0 | 0 | 0 | 0 | 0 | 0 | 0 | 0 | 0 | 0 | 0 | 0 | 0 | 0 | 0 | 0 | 0 | 0 | 0 | 0 | 0 | 0 | 0 | 0 | 0 | 0 | 0
F4_Industrial_Instruments_New_Process_Natural Gas_Gas Boiler - Insulate Hot Water Lines_A_Achievable Technical Potential | F4 | Industrial | Instruments | New | Process | Natural Gas | Gas Boiler - Insulate Hot Water Lines | A | Standalone Impact on Baseline Energy (%) | Achievable Technical Potential | 0% | 0% | 0% | 0% | 0% | 0.04245% | 0.07829% | 0.1102% | 0.1396% | 0.1673% | 0.1938% | 0.2195% | 0.2445% | 0.2691% | 0.2934% | 0.3173% | 0.341% | 0.3645% | 0.3878% | 0.4111% | 0.4341% | 0.4571% | 0.48% | 0.5028% | 0.0052559 | 0.0050585 | 0.0048758 | 0.0047063 | 0 | 0 | 0
F5_Industrial_Instruments_New_Process_Natural Gas_Gas Boiler - Insulate Hot Water Lines_A_Achievable Technical Potential | F5 | Industrial | Instruments | New | Process | Natural Gas | Gas Boiler - Insulate Hot Water Lines | A | Standalone Impact on Baseline Summer Peak (%) | Achievable Technical Potential | 0% | 0% | 0% | 0% | 0% | 0% | 0% | 0% | 0% | 0% | 0% | 0% | 0% | 0% | 0% | 0% | 0% | 0% | 0% | 0% | 0% | 0% | 0% | 0% | 0 | 0 | 0 | 0 | 0 | 0 | 0
F6_Industrial_Instruments_New_Process_Natural Gas_Gas Boiler - Insulate Hot Water Lines_A_Achievable Technical Potential | F6 | Industrial | Instruments | New | Process | Natural Gas | Gas Boiler - Insulate Hot Water Lines | A | Standalone Impact on Baseline Winter Peak (%) | Achievable Technical Potential | 0% | 0% | 0% | 0% | 0% | 0% | 0% | 0% | 0% | 0% | 0% | 0% | 0% | 0% | 0% | 0% | 0% | 0% | 0% | 0% | 0% | 0% | 0% | 0% | 0 | 0 | 0 | 0 | 0 | 0 | 0
F7_Industrial_Instruments_New_Process_Natural Gas_Gas Boiler - Insulate Hot Water Lines_A_Achievable Technical Potential | F7 | Industrial | Instruments | New | Process | Natural Gas | Gas Boiler - Insulate Hot Water Lines | A | Incremental Energy Savings (MWh or mTherms) | Achievable Technical Potential | 0 | 0 | 0 | 0 | 0 | 0.042935 | 0.050867 | 0.058794 | 0.066674 | 0.074558 | 0.082449 | 0.09024 | 0.09801 | 0.10576 | 0.11339 | 0.12105 | 0.12864 | 0.13623 | 0.14378 | 0.15126 | 0.15875 | 0.16621 | 0.17364 | 0.18105 | 0.18842 | 0.042935 | 0.050867 | 0.058794 | 0.066674 | 0.074558 | 0.082449
F8_Industrial_Instruments_New_Process_Natural Gas_Gas Boiler - Insulate Hot Water Lines_A_Achievable Technical Potential | F8 | Industrial | Instruments | New | Process | Natural Gas | Gas Boiler - Insulate Hot Water Lines | A | Incremental Summer Peak Savings (MW) | Achievable Technical Potential | 0 | 0 | 0 | 0 | 0 | 0 | 0 | 0 | 0 | 0 | 0 | 0 | 0 | 0 | 0 | 0 | 0 | 0 | 0 | 0 | 0 | 0 | 0 | 0 | 0 | 0 | 0 | 0 | 0 | 0 | 0
F9_Industrial_Instruments_New_Process_Natural Gas_Gas Boiler - Insulate Hot Water Lines_A_Achievable Technical Potential | F9 | Industrial | Instruments | New | Process | Natural Gas | Gas Boiler - Insulate Hot Water Lines | A | Incremental Winter Peak Savings (MW) | Achievable Technical Potential | 0 | 0 | 0 | 0 | 0 | 0 | 0 | 0 | 0 | 0 | 0 | 0 | 0 | 0 | 0 | 0 | 0 | 0 | 0 | 0 | 0 | 0 | 0 | 0 | 0 | 0 | 0 | 0 | 0 | 0 | 0
F10_Industrial_Instruments_New_Process_Natural Gas_Gas Boiler - Insulate Hot Water Lines_A_Achievable Technical Potential | F10 | Industrial | Instruments | New | Process | Natural Gas | Gas Boiler - Insulate Hot Water Lines | A | Cumulative Energy Savings (MWh or mTherms) | Achievable Technical Potential | 0 | 0 | 0 | 0 | 0 | 0.042935 | 0.093802 | 0.1526 | 0.21927 | 0.29383 | 0.37628 | 0.46652 | 0.56453 | 0.67029 | 0.78369 | 0.90474 | 1.0334 | 1.1696 | 1.3134 | 1.4646 | 1.6234 | 1.7896 | 1.9633 | 2.1443 | 2.3327 | 2.3327 | 2.3327 | 2.3327 | 2.3327 | 2.3327 | 2.3327
F11_Industrial_Instruments_New_Process_Natural Gas_Gas Boiler - Insulate Hot Water Lines_A_Achievable Technical Potential | F11 | Industrial | Instruments | New | Process | Natural Gas | Gas Boiler - Insulate Hot Water Lines | A | Cumulative Summer Peak Savings (MW) | Achievable Technical Potential | 0 | 0 | 0 | 0 | 0 | 0 | 0 | 0 | 0 | 0 | 0 | 0 | 0 | 0 | 0 | 0 | 0 | 0 | 0 | 0 | 0 | 0 | 0 | 0 | 0 | 0 | 0 | 0 | 0 | 0 | 0
F12_Industrial_Instruments_New_Process_Natural Gas_Gas Boiler - Insulate Hot Water Lines_A_Achievable Technical Potential | F12 | Industrial | Instruments | New | Process | Natural Gas | Gas Boiler - Insulate Hot Water Lines | A | Cumulative Winter Peak Savings (MW) | Achievable Technical Potential | 0 | 0 | 0 | 0 | 0 | 0 | 0 | 0 | 0 | 0 | 0 | 0 | 0 | 0 | 0 | 0 | 0 | 0 | 0 | 0 | 0 | 0 | 0 | 0 | 0 | 0 | 0 | 0 | 0 | 0 | 0
F13_Industrial_Instruments_New_Process_Natural Gas_Gas Boiler - Insulate Hot Water Lines_A_Achievable Technical Potential | F13 | Industrial | Instruments | New | Process | Natural Gas | Gas Boiler - Insulate Hot Water Lines | A | Purchases (Incremental) | Achievable Technical Potential | 0 | 0 | 0 | 0 | 0 | 1.3595 | 1.6106 | 1.8616 | 2.1111 | 2.3608 | 2.6106 | 2.8573 | 3.1033 | 3.3488 | 3.5904 | 3.833 | 4.0732 | 4.3134 | 4.5525 | 4.7894 | 5.0266 | 5.2628 | 5.4981 | 5.7325 | 5.9661 | 1.3595 | 1.6106 | 1.8616 | 2.1111 | 2.3608 | 2.6106
F14_Industrial_Instruments_New_Process_Natural Gas_Gas Boiler - Insulate Hot Water Lines_A_Achievable Technical Potential | F14 | Industrial | Instruments | New | Process | Natural Gas | Gas Boiler - Insulate Hot Water Lines | A | Purchases (Cumulative) | Achievable Technical Potential | 0 | 0 | 0 | 0 | 0 | 1.3595 | 2.9701 | 4.8317 | 6.9428 | 9.3036 | 11.9142 | 14.7715 | 17.8748 | 21.2236 | 24.814 | 28.647 | 32.7202 | 37.0336 | 41.5861 | 46.3755 | 51.402 | 56.6648 | 62.1629 | 67.8954 | 73.8615 | 73.8615 | 73.8615 | 73.8615 | 73.8615 | 73.8615 | 73.8615
F1_Industrial_Instruments_New_Process_Natural Gas_Process - Insulate Heated Process Fluids_A_Achievable Technical Potential | F1 | Industrial | Instruments | New | Process | Natural Gas | Process - Insulate Heated Process Fluids | A | Original Unit Energy Savings (kWh or therms) | Achievable Technical Potential | 0 | 0 | 0 | 0 | 0 | 9.2315 | 9.2315 | 9.2315 | 9.2315 | 9.2315 | 9.2315 | 9.2315 | 9.2315 | 9.2315 | 9.2315 | 9.2315 | 9.2315 | 9.2315 | 9.2315 | 9.2315 | 9.2315 | 9.2315 | 9.2315 | 9.2315 | 9.2315 | 9.2315 | 9.2315 | 9.2315 | 9.2315 | 9.2315 | 9.2315
F2_Industrial_Instruments_New_Process_Natural Gas_Process - Insulate Heated Process Fluids_A_Achievable Technical Potential | F2 | Industrial | Instruments | New | Process | Natural Gas | Process - Insulate Heated Process Fluids | A | Original Unit Summer Peak Savings (kW) | Achievable Technical Potential | 0 | 0 | 0 | 0 | 0 | 0 | 0 | 0 | 0 | 0 | 0 | 0 | 0 | 0 | 0 | 0 | 0 | 0 | 0 | 0 | 0 | 0 | 0 | 0 | 0 | 0 | 0 | 0 | 0 | 0 | 0
F3_Industrial_Instruments_New_Process_Natural Gas_Process - Insulate Heated Process Fluids_A_Achievable Technical Potential | F3 | Industrial | Instruments | New | Process | Natural Gas | Process - Insulate Heated Process Fluids | A | Original Unit Winter Peak Savings (kW) | Achievable Technical Potential | 0 | 0 | 0 | 0 | 0 | 0 | 0 | 0 | 0 | 0 | 0 | 0 | 0 | 0 | 0 | 0 | 0 | 0 | 0 | 0 | 0 | 0 | 0 | 0 | 0 | 0 | 0 | 0 | 0 | 0 | 0
F4_Industrial_Instruments_New_Process_Natural Gas_Process - Insulate Heated Process Fluids_A_Achievable Technical Potential | F4 | Industrial | Instruments | New | Process | Natural Gas | Process - Insulate Heated Process Fluids | A | Standalone Impact on Baseline Energy (%) | Achievable Technical Potential | 0% | 0% | 0% | 0% | 0% | 0.02715% | 0.05006% | 0.07045% | 0.08927% | 0.107% | 0.1212% | 0.1303% | 0.1356% | 0.1381% | 0.1388% | 0.1381% | 0.1363% | 0.1339% | 0.1309% | 0.1277% | 0.1243% | 0.1188% | 0.1137% | 0.109% | 0.0010477 | 0.0010084 | 0.00097195 | 0.00093816 | 0 | 0 | 0
F5_Industrial_Instruments_New_Process_Natural Gas_Process - Insulate Heated Process Fluids_A_Achievable Technical Potential | F5 | Industrial | Instruments | New | Process | Natural Gas | Process - Insulate Heated Process Fluids | A | Standalone Impact on Baseline Summer Peak (%) | Achievable Technical Potential | 0% | 0% | 0% | 0% | 0% | 0% | 0% | 0% | 0% | 0% | 0% | 0% | 0% | 0% | 0% | 0% | 0% | 0% | 0% | 0% | 0% | 0% | 0% | 0% | 0 | 0 | 0 | 0 | 0 | 0 | 0
F6_Industrial_Instruments_New_Process_Natural Gas_Process - Insulate Heated Process Fluids_A_Achievable Technical Potential | F6 | Industrial | Instruments | New | Process | Natural Gas | Process - Insulate Heated Process Fluids | A | Standalone Impact on Baseline Winter Peak (%) | Achievable Technical Potential | 0% | 0% | 0% | 0% | 0% | 0% | 0% | 0% | 0% | 0% | 0% | 0% | 0% | 0% | 0% | 0% | 0% | 0% | 0% | 0% | 0% | 0% | 0% | 0% | 0 | 0 | 0 | 0 | 0 | 0 | 0
F7_Industrial_Instruments_New_Process_Natural Gas_Process - Insulate Heated Process Fluids_A_Achievable Technical Potential | F7 | Industrial | Instruments | New | Process | Natural Gas | Process - Insulate Heated Process Fluids | A | Incremental Energy Savings (MWh or mTherms) | Achievable Technical Potential | 0 | 0 | 0 | 0 | 0 | 0.027453 | 0.032524 | 0.037593 | 0.042632 | 0.047673 | 0.047447 | 0.041544 | 0.036097 | 0.031162 | 0.026728 | 0.022827 | 0.019406 | 0.01644 | 0.013881 | 0.011683 | 0.0098092 | 7.005e-05 | 2.6136e-05 | 9.2901e-06 | 3.1528e-06 | 0.027453 | 0.032524 | 0.037593 | 0.042632 | 0.047673 | 0.047447
F8_Industrial_Instruments_New_Process_Natural Gas_Process - Insulate Heated Process Fluids_A_Achievable Technical Potential | F8 | Industrial | Instruments | New | Process | Natural Gas | Process - Insulate Heated Process Fluids | A | Incremental Summer Peak Savings (MW) | Achievable Technical Potential | 0 | 0 | 0 | 0 | 0 | 0 | 0 | 0 | 0 | 0 | 0 | 0 | 0 | 0 | 0 | 0 | 0 | 0 | 0 | 0 | 0 | 0 | 0 | 0 | 0 | 0 | 0 | 0 | 0 | 0 | 0
F9_Industrial_Instruments_New_Process_Natural Gas_Process - Insulate Heated Process Fluids_A_Achievable Technical Potential | F9 | Industrial | Instruments | New | Process | Natural Gas | Process - Insulate Heated Process Fluids | A | Incremental Winter Peak Savings (MW) | Achievable Technical Potential | 0 | 0 | 0 | 0 | 0 | 0 | 0 | 0 | 0 | 0 | 0 | 0 | 0 | 0 | 0 | 0 | 0 | 0 | 0 | 0 | 0 | 0 | 0 | 0 | 0 | 0 | 0 | 0 | 0 | 0 | 0
F10_Industrial_Instruments_New_Process_Natural Gas_Process - Insulate Heated Process Fluids_A_Achievable Technical Potential | F10 | Industrial | Instruments | New | Process | Natural Gas | Process - Insulate Heated Process Fluids | A | Cumulative Energy Savings (MWh or mTherms) | Achievable Technical Potential | 0 | 0 | 0 | 0 | 0 | 0.027453 | 0.059977 | 0.09757 | 0.1402 | 0.18787 | 0.23532 | 0.27687 | 0.31296 | 0.34412 | 0.37085 | 0.39368 | 0.41308 | 0.42953 | 0.44341 | 0.45509 | 0.4649 | 0.46497 | 0.46499 | 0.465 | 0.46501 | 0.46501 | 0.46501 | 0.46501 | 0.46501 | 0.46501 | 0.46501
F11_Industrial_Instruments_New_Process_Natural Gas_Process - Insulate Heated Process Fluids_A_Achievable Technical Potential | F11 | Industrial | Instruments | New | Process | Natural Gas | Process - Insulate Heated Process Fluids | A | Cumulative Summer Peak Savings (MW) | Achievable Technical Potential | 0 | 0 | 0 | 0 | 0 | 0 | 0 | 0 | 0 | 0 | 0 | 0 | 0 | 0 | 0 | 0 | 0 | 0 | 0 | 0 | 0 | 0 | 0 | 0 | 0 | 0 | 0 | 0 | 0 | 0 | 0
F12_Industrial_Instruments_New_Process_Natural Gas_Process - Insulate Heated Process Fluids_A_Achievable Technical Potential | F12 | Industrial | Instruments | New | Process | Natural Gas | Process - Insulate Heated Process Fluids | A | Cumulative Winter Peak Savings (MW) | Achievable Technical Potential | 0 | 0 | 0 | 0 | 0 | 0 | 0 | 0 | 0 | 0 | 0 | 0 | 0 | 0 | 0 | 0 | 0 | 0 | 0 | 0 | 0 | 0 | 0 | 0 | 0 | 0 | 0 | 0 | 0 | 0 | 0
F13_Industrial_Instruments_New_Process_Natural Gas_Process - Insulate Heated Process Fluids_A_Achievable Technical Potential | F13 | Industrial | Instruments | New | Process | Natural Gas | Process - Insulate Heated Process Fluids | A | Purchases (Incremental) | Achievable Technical Potential | 0 | 0 | 0 | 0 | 0 | 2.9738 | 3.5232 | 4.0722 | 4.618 | 5.1642 | 5.1396 | 4.5002 | 3.9102 | 3.3756 | 2.8953 | 2.4727 | 2.1021 | 1.7809 | 1.5037 | 1.2655 | 1.0626 | 0.0075882 | 0.0028312 | 0.0010063 | 0.00034153 | 2.9738 | 3.5232 | 4.0722 | 4.618 | 5.1642 | 5.1396
F14_Industrial_Instruments_New_Process_Natural Gas_Process - Insulate Heated Process Fluids_A_Achievable Technical Potential | F14 | Industrial | Instruments | New | Process | Natural Gas | Process - Insulate Heated Process Fluids | A | Purchases (Cumulative) | Achievable Technical Potential | 0 | 0 | 0 | 0 | 0 | 2.9738 | 6.497 | 10.5693 | 15.1873 | 20.3515 | 25.4911 | 29.9913 | 33.9015 | 37.2771 | 40.1724 | 42.6451 | 44.7473 | 46.5282 | 48.0318 | 49.2974 | 50.36 | 50.3676 | 50.3704 | 50.3714 | 50.3717 | 50.3717 | 50.3717 | 50.3717 | 50.3717 | 50.3717 | 50.3717
F1_Industrial_Instruments_New_Process_Natural Gas_Process Heat Recovery_A_Achievable Technical Potential | F1 | Industrial | Instruments | New | Process | Natural Gas | Process Heat Recovery | A | Original Unit Energy Savings (kWh or therms) | Achievable Technical Potential | 0 | 0 | 0 | 0 | 0 | 0.14017 | 0.14017 | 0.14017 | 0.14017 | 0.14017 | 0.14017 | 0.14017 | 0.14017 | 0.14017 | 0.14017 | 0.14017 | 0.14017 | 0.14017 | 0.14017 | 0.14017 | 0.14017 | 0.14017 | 0.14017 | 0.14017 | 0.14017 | 0.14017 | 0.14017 | 0.14017 | 0 | 0 | 0
F2_Industrial_Instruments_New_Process_Natural Gas_Process Heat Recovery_A_Achievable Technical Potential | F2 | Industrial | Instruments | New | Process | Natural Gas | Process Heat Recovery | A | Original Unit Summer Peak Savings (kW) | Achievable Technical Potential | 0 | 0 | 0 | 0 | 0 | 0 | 0 | 0 | 0 | 0 | 0 | 0 | 0 | 0 | 0 | 0 | 0 | 0 | 0 | 0 | 0 | 0 | 0 | 0 | 0 | 0 | 0 | 0 | 0 | 0 | 0
F3_Industrial_Instruments_New_Process_Natural Gas_Process Heat Recovery_A_Achievable Technical Potential | F3 | Industrial | Instruments | New | Process | Natural Gas | Process Heat Recovery | A | Original Unit Winter Peak Savings (kW) | Achievable Technical Potential | 0 | 0 | 0 | 0 | 0 | 0 | 0 | 0 | 0 | 0 | 0 | 0 | 0 | 0 | 0 | 0 | 0 | 0 | 0 | 0 | 0 | 0 | 0 | 0 | 0 | 0 | 0 | 0 | 0 | 0 | 0
F4_Industrial_Instruments_New_Process_Natural Gas_Process Heat Recovery_A_Achievable Technical Potential | F4 | Industrial | Instruments | New | Process | Natural Gas | Process Heat Recovery | A | Standalone Impact on Baseline Energy (%) | Achievable Technical Potential | 0% | 0% | 0% | 0% | 0% | 0.01484% | 0.02736% | 0.03851% | 0.0488% | 0.05847% | 0.06623% | 0.0712% | 0.0741% | 0.0755% | 0.07589% | 0.07547% | 0.07452% | 0.07317% | 0.07157% | 0.06982% | 0.06652% | 0.06354% | 0.06082% | 0.05833% | 0.00056047 | 0.00053941 | 0.00051994 | 0.00050186 | 0 | 0 | 0
F5_Industrial_Instruments_New_Process_Natural Gas_Process Heat Recovery_A_Achievable Technical Potential | F5 | Industrial | Instruments | New | Process | Natural Gas | Process Heat Recovery | A | Standalone Impact on Baseline Summer Peak (%) | Achievable Technical Potential | 0% | 0% | 0% | 0% | 0% | 0% | 0% | 0% | 0% | 0% | 0% | 0% | 0% | 0% | 0% | 0% | 0% | 0% | 0% | 0% | 0% | 0% | 0% | 0% | 0 | 0 | 0 | 0 | 0 | 0 | 0
F6_Industrial_Instruments_New_Process_Natural Gas_Process Heat Recovery_A_Achievable Technical Potential | F6 | Industrial | Instruments | New | Process | Natural Gas | Process Heat Recovery | A | Standalone Impact on Baseline Winter Peak (%) | Achievable Technical Potential | 0% | 0% | 0% | 0% | 0% | 0% | 0% | 0% | 0% | 0% | 0% | 0% | 0% | 0% | 0% | 0% | 0% | 0% | 0% | 0% | 0% | 0% | 0% | 0% | 0 | 0 | 0 | 0 | 0 | 0 | 0
F7_Industrial_Instruments_New_Process_Natural Gas_Process Heat Recovery_A_Achievable Technical Potential | F7 | Industrial | Instruments | New | Process | Natural Gas | Process Heat Recovery | A | Incremental Energy Savings (MWh or mTherms) | Achievable Technical Potential | 0 | 0 | 0 | 0 | 0 | 0.015006 | 0.017778 | 0.020548 | 0.023302 | 0.026058 | 0.025934 | 0.022708 | 0.01973 | 0.017033 | 0.01461 | 0.012477 | 0.010607 | 0.0089864 | 0.0075875 | 0.0063859 | 0.015006 | 0.017778 | 0.020548 | 0.023302 | 0.026058 | 0.025934 | 0.022708 | 0.01973 | 0 | 0 | 0
F8_Industrial_Instruments_New_Process_Natural Gas_Process Heat Recovery_A_Achievable Technical Potential | F8 | Industrial | Instruments | New | Process | Natural Gas | Process Heat Recovery | A | Incremental Summer Peak Savings (MW) | Achievable Technical Potential | 0 | 0 | 0 | 0 | 0 | 0 | 0 | 0 | 0 | 0 | 0 | 0 | 0 | 0 | 0 | 0 | 0 | 0 | 0 | 0 | 0 | 0 | 0 | 0 | 0 | 0 | 0 | 0 | 0 | 0 | 0
F9_Industrial_Instruments_New_Process_Natural Gas_Process Heat Recovery_A_Achievable Technical Potential | F9 | Industrial | Instruments | New | Process | Natural Gas | Process Heat Recovery | A | Incremental Winter Peak Savings (MW) | Achievable Technical Potential | 0 | 0 | 0 | 0 | 0 | 0 | 0 | 0 | 0 | 0 | 0 | 0 | 0 | 0 | 0 | 0 | 0 | 0 | 0 | 0 | 0 | 0 | 0 | 0 | 0 | 0 | 0 | 0 | 0 | 0 | 0
F10_Industrial_Instruments_New_Process_Natural Gas_Process Heat Recovery_A_Achievable Technical Potential | F10 | Industrial | Instruments | New | Process | Natural Gas | Process Heat Recovery | A | Cumulative Energy Savings (MWh or mTherms) | Achievable Technical Potential | 0 | 0 | 0 | 0 | 0 | 0.015006 | 0.032784 | 0.053332 | 0.076634 | 0.10269 | 0.12863 | 0.15133 | 0.17107 | 0.1881 | 0.20271 | 0.21518 | 0.22579 | 0.23478 | 0.24237 | 0.24875 | 0.24875 | 0.24875 | 0.24875 | 0.24875 | 0.24875 | 0.24875 | 0.24875 | 0.24875 | 0 | 0 | 0
F11_Industrial_Instruments_New_Process_Natural Gas_Process Heat Recovery_A_Achievable Technical Potential | F11 | Industrial | Instruments | New | Process | Natural Gas | Process Heat Recovery | A | Cumulative Summer Peak Savings (MW) | Achievable Technical Potential | 0 | 0 | 0 | 0 | 0 | 0 | 0 | 0 | 0 | 0 | 0 | 0 | 0 | 0 | 0 | 0 | 0 | 0 | 0 | 0 | 0 | 0 | 0 | 0 | 0 | 0 | 0 | 0 | 0 | 0 | 0
F12_Industrial_Instruments_New_Process_Natural Gas_Process Heat Recovery_A_Achievable Technical Potential | F12 | Industrial | Instruments | New | Process | Natural Gas | Process Heat Recovery | A | Cumulative Winter Peak Savings (MW) | Achievable Technical Potential | 0 | 0 | 0 | 0 | 0 | 0 | 0 | 0 | 0 | 0 | 0 | 0 | 0 | 0 | 0 | 0 | 0 | 0 | 0 | 0 | 0 | 0 | 0 | 0 | 0 | 0 | 0 | 0 | 0 | 0 | 0
F13_Industrial_Instruments_New_Process_Natural Gas_Process Heat Recovery_A_Achievable Technical Potential | F13 | Industrial | Instruments | New | Process | Natural Gas | Process Heat Recovery | A | Purchases (Incremental) | Achievable Technical Potential | 0 | 0 | 0 | 0 | 0 | 107.0583 | 126.8348 | 146.6005 | 166.2497 | 185.9095 | 185.0269 | 162.0084 | 140.7656 | 121.5215 | 104.2312 | 89.0176 | 75.6772 | 64.1127 | 54.1326 | 45.5597 | 107.0583 | 126.8348 | 146.6005 | 166.2497 | 185.9095 | 185.0269 | 162.0084 | 140.7656 | 121.5215 | 104.2312 | 89.0176
F14_Industrial_Instruments_New_Process_Natural Gas_Process Heat Recovery_A_Achievable Technical Potential | F14 | Industrial | Instruments | New | Process | Natural Gas | Process Heat Recovery | A | Purchases (Cumulative) | Achievable Technical Potential | 0 | 0 | 0 | 0 | 0 | 107.0583 | 233.8931 | 380.4936 | 546.7433 | 732.6528 | 917.6797 | 1079.6881 | 1220.4537 | 1341.9752 | 1446.2064 | 1535.224 | 1610.9012 | 1675.0139 | 1729.1465 | 1774.7062 | 1774.7062 | 1774.7062 | 1774.7062 | 1774.7062 | 1774.7062 | 1774.7062 | 1774.7062 | 1774.7062 | 1774.7062 | 1774.7062 | 1774.7062
F1_Industrial_Instruments_New_Space Heating_Natural Gas_Building Automation System_A_Achievable Technical Potential | F1 | Industrial | Instruments | New | Space Heating | Natural Gas | Building Automation System | A | Original Unit Energy Savings (kWh or therms) | Achievable Technical Potential | 0 | 0 | 0 | 0 | 0 | 0.014581 | 0.014392 | 0.014255 | 0.014151 | 0.014068 | 0.014002 | 0.013924 | 0.013842 | 0.013762 | 0.013684 | 0.013622 | 0.013574 | 0.013536 | 0.013475 | 0.01343 | 0.013398 | 0.013373 | 0.013373 | 0.013373 | 0.013373 | 0.013373 | 0.013373 | 0.013373 | 0 | 0 | 0
F2_Industrial_Instruments_New_Space Heating_Natural Gas_Building Automation System_A_Achievable Technical Potential | F2 | Industrial | Instruments | New | Space Heating | Natural Gas | Building Automation System | A | Original Unit Summer Peak Savings (kW) | Achievable Technical Potential | 0 | 0 | 0 | 0 | 0 | 0 | 0 | 0 | 0 | 0 | 0 | 0 | 0 | 0 | 0 | 0 | 0 | 0 | 0 | 0 | 0 | 0 | 0 | 0 | 0 | 0 | 0 | 0 | 0 | 0 | 0
F3_Industrial_Instruments_New_Space Heating_Natural Gas_Building Automation System_A_Achievable Technical Potential | F3 | Industrial | Instruments | New | Space Heating | Natural Gas | Building Automation System | A | Original Unit Winter Peak Savings (kW) | Achievable Technical Potential | 0 | 0 | 0 | 0 | 0 | 0 | 0 | 0 | 0 | 0 | 0 | 0 | 0 | 0 | 0 | 0 | 0 | 0 | 0 | 0 | 0 | 0 | 0 | 0 | 0 | 0 | 0 | 0 | 0 | 0 | 0
F4_Industrial_Instruments_New_Space Heating_Natural Gas_Building Automation System_A_Achievable Technical Potential | F4 | Industrial | Instruments | New | Space Heating | Natural Gas | Building Automation System | A | Standalone Impact on Baseline Energy (%) | Achievable Technical Potential | 0% | 0% | 0% | 0% | 0% | 0.01147% | 0.03261% | 0.06892% | 0.127% | 0.2141% | 0.3375% | 0.5042% | 0.718% | 0.9794% | 1.284% | 1.618% | 1.964% | 2.299% | 2.596% | 2.835% | 3.003% | 3.093% | 3.108% | 3.06% | 0.029672 | 0.028557 | 0.027526 | 0.026569 | 0 | 0 | 0
F5_Industrial_Instruments_New_Space Heating_Natural Gas_Building Automation System_A_Achievable Technical Potential | F5 | Industrial | Instruments | New | Space Heating | Natural Gas | Building Automation System | A | Standalone Impact on Baseline Summer Peak (%) | Achievable Technical Potential | 0% | 0% | 0% | 0% | 0% | 0% | 0% | 0% | 0% | 0% | 0% | 0% | 0% | 0% | 0% | 0% | 0% | 0% | 0% | 0% | 0% | 0% | 0% | 0% | 0 | 0 | 0 | 0 | 0 | 0 | 0
F6_Industrial_Instruments_New_Space Heating_Natural Gas_Building Automation System_A_Achievable Technical Potential | F6 | Industrial | Instruments | New | Space Heating | Natural Gas | Building Automation System | A | Standalone Impact on Baseline Winter Peak (%) | Achievable Technical Potential | 0% | 0% | 0% | 0% | 0% | 0% | 0% | 0% | 0% | 0% | 0% | 0% | 0% | 0% | 0% | 0% | 0% | 0% | 0% | 0% | 0% | 0% | 0% | 0% | 0 | 0 | 0 | 0 | 0 | 0 | 0
F7_Industrial_Instruments_New_Space Heating_Natural Gas_Building Automation System_A_Achievable Technical Potential | F7 | Industrial | Instruments | New | Space Heating | Natural Gas | Building Automation System | A | Incremental Energy Savings (MWh or mTherms) | Achievable Technical Potential | 0 | 0 | 0 | 0 | 0 | 0.00045328 | 0.0010596 | 0.0021538 | 0.0039439 | 0.0066552 | 0.010491 | 0.015532 | 0.02174 | 0.028847 | 0.036265 | 0.04324 | 0.048709 | 0.051651 | 0.051158 | 0.047163 | 0.040836 | 0.032634 | 0.023603 | 0.015722 | 0.010672 | 0.010019 | 0.014917 | 0.021003 | 0 | 0 | 0
F8_Industrial_Instruments_New_Space Heating_Natural Gas_Building Automation System_A_Achievable Technical Potential | F8 | Industrial | Instruments | New | Space Heating | Natural Gas | Building Automation System | A | Incremental Summer Peak Savings (MW) | Achievable Technical Potential | 0 | 0 | 0 | 0 | 0 | 0 | 0 | 0 | 0 | 0 | 0 | 0 | 0 | 0 | 0 | 0 | 0 | 0 | 0 | 0 | 0 | 0 | 0 | 0 | 0 | 0 | 0 | 0 | 0 | 0 | 0
F9_Industrial_Instruments_New_Space Heating_Natural Gas_Building Automation System_A_Achievable Technical Potential | F9 | Industrial | Instruments | New | Space Heating | Natural Gas | Building Automation System | A | Incremental Winter Peak Savings (MW) | Achievable Technical Potential | 0 | 0 | 0 | 0 | 0 | 0 | 0 | 0 | 0 | 0 | 0 | 0 | 0 | 0 | 0 | 0 | 0 | 0 | 0 | 0 | 0 | 0 | 0 | 0 | 0 | 0 | 0 | 0 | 0 | 0 | 0
F10_Industrial_Instruments_New_Space Heating_Natural Gas_Building Automation System_A_Achievable Technical Potential | F10 | Industrial | Instruments | New | Space Heating | Natural Gas | Building Automation System | A | Cumulative Energy Savings (MWh or mTherms) | Achievable Technical Potential | 0 | 0 | 0 | 0 | 0 | 0.00045328 | 0.001507 | 0.0036464 | 0.0075636 | 0.014175 | 0.024598 | 0.039993 | 0.061498 | 0.089987 | 0.12574 | 0.16842 | 0.21653 | 0.26757 | 0.31753 | 0.36364 | 0.40318 | 0.43407 | 0.45565 | 0.46765 | 0.472 | 0.472 | 0.472 | 0.472 | 0 | 0 | 0
F11_Industrial_Instruments_New_Space Heating_Natural Gas_Building Automation System_A_Achievable Technical Potential | F11 | Industrial | Instruments | New | Space Heating | Natural Gas | Building Automation System | A | Cumulative Summer Peak Savings (MW) | Achievable Technical Potential | 0 | 0 | 0 | 0 | 0 | 0 | 0 | 0 | 0 | 0 | 0 | 0 | 0 | 0 | 0 | 0 | 0 | 0 | 0 | 0 | 0 | 0 | 0 | 0 | 0 | 0 | 0 | 0 | 0 | 0 | 0
F12_Industrial_Instruments_New_Space Heating_Natural Gas_Building Automation System_A_Achievable Technical Potential | F12 | Industrial | Instruments | New | Space Heating | Natural Gas | Building Automation System | A | Cumulative Winter Peak Savings (MW) | Achievable Technical Potential | 0 | 0 | 0 | 0 | 0 | 0 | 0 | 0 | 0 | 0 | 0 | 0 | 0 | 0 | 0 | 0 | 0 | 0 | 0 | 0 | 0 | 0 | 0 | 0 | 0 | 0 | 0 | 0 | 0 | 0 | 0
F13_Industrial_Instruments_New_Space Heating_Natural Gas_Building Automation System_A_Achievable Technical Potential | F13 | Industrial | Instruments | New | Space Heating | Natural Gas | Building Automation System | A | Purchases (Incremental) | Achievable Technical Potential | 0 | 0 | 0 | 0 | 0 | 31.0873 | 73.6208 | 151.0877 | 278.7052 | 473.0614 | 749.2319 | 1115.4636 | 1570.5453 | 2096.1682 | 2650.2212 | 3174.2268 | 3588.4096 | 3815.9317 | 3796.5065 | 3511.6859 | 3047.9497 | 2440.3136 | 1764.9804 | 1175.7074 | 798.0164 | 749.2319 | 1115.4636 | 1570.5453 | 2096.1682 | 2650.2212 | 3174.2268
F14_Industrial_Instruments_New_Space Heating_Natural Gas_Building Automation System_A_Achievable Technical Potential | F14 | Industrial | Instruments | New | Space Heating | Natural Gas | Building Automation System | A | Purchases (Cumulative) | Achievable Technical Potential | 0 | 0 | 0 | 0 | 0 | 31.0873 | 104.7081 | 255.7958 | 534.5009 | 1007.5623 | 1756.7942 | 2872.2577 | 4442.803 | 6538.9712 | 9189.1924 | 12363.4193 | 15951.8289 | 19767.7606 | 23564.2671 | 27075.953 | 30092.8154 | 32459.5083 | 34073.401 | 34970.4032 | 35295.3582 | 35295.3582 | 35295.3582 | 35295.3582 | 35295.3582 | 35295.3582 | 35295.3582
F1_Industrial_Instruments_New_Space Heating_Natural Gas_Steam System Efficiency Improvements_A_Achievable Technical Potential | F1 | Industrial | Instruments | New | Space Heating | Natural Gas | Steam System Efficiency Improvements | A | Original Unit Energy Savings (kWh or therms) | Achievable Technical Potential | 0 | 0 | 0 | 0 | 0 | 0 | 0 | 0 | 0 | 0 | 0 | 0 | 0 | 0 | 0 | 0 | 0 | 0 | 0 | 0 | 0 | 0 | 0 | 0 | 0 | 0 | 0 | 0 | 0 | 0 | 0
F2_Industrial_Instruments_New_Space Heating_Natural Gas_Steam System Efficiency Improvements_A_Achievable Technical Potential | F2 | Industrial | Instruments | New | Space Heating | Natural Gas | Steam System Efficiency Improvements | A | Original Unit Summer Peak Savings (kW) | Achievable Technical Potential | 0 | 0 | 0 | 0 | 0 | 0 | 0 | 0 | 0 | 0 | 0 | 0 | 0 | 0 | 0 | 0 | 0 | 0 | 0 | 0 | 0 | 0 | 0 | 0 | 0 | 0 | 0 | 0 | 0 | 0 | 0
F3_Industrial_Instruments_New_Space Heating_Natural Gas_Steam System Efficiency Improvements_A_Achievable Technical Potential | F3 | Industrial | Instruments | New | Space Heating | Natural Gas | Steam System Efficiency Improvements | A | Original Unit Winter Peak Savings (kW) | Achievable Technical Potential | 0 | 0 | 0 | 0 | 0 | 0 | 0 | 0 | 0 | 0 | 0 | 0 | 0 | 0 | 0 | 0 | 0 | 0 | 0 | 0 | 0 | 0 | 0 | 0 | 0 | 0 | 0 | 0 | 0 | 0 | 0
F4_Industrial_Instruments_New_Space Heating_Natural Gas_Steam System Efficiency Improvements_A_Achievable Technical Potential | F4 | Industrial | Instruments | New | Space Heating | Natural Gas | Steam System Efficiency Improvements | A | Standalone Impact on Baseline Energy (%) | Achievable Technical Potential | 0% | 0% | 0% | 0% | 0% | 0% | 0% | 0% | 0% | 0% | 0% | 0% | 0% | 0% | 0% | 0% | 0% | 0% | 0% | 0% | 0% | 0% | 0% | 0% | 0 | 0 | 0 | 0 | 0 | 0 | 0
F5_Industrial_Instruments_New_Space Heating_Natural Gas_Steam System Efficiency Improvements_A_Achievable Technical Potential | F5 | Industrial | Instruments | New | Space Heating | Natural Gas | Steam System Efficiency Improvements | A | Standalone Impact on Baseline Summer Peak (%) | Achievable Technical Potential | 0% | 0% | 0% | 0% | 0% | 0% | 0% | 0% | 0% | 0% | 0% | 0% | 0% | 0% | 0% | 0% | 0% | 0% | 0% | 0% | 0% | 0% | 0% | 0% | 0 | 0 | 0 | 0 | 0 | 0 | 0
F6_Industrial_Instruments_New_Space Heating_Natural Gas_Steam System Efficiency Improvements_A_Achievable Technical Potential | F6 | Industrial | Instruments | New | Space Heating | Natural Gas | Steam System Efficiency Improvements | A | Standalone Impact on Baseline Winter Peak (%) | Achievable Technical Potential | 0% | 0% | 0% | 0% | 0% | 0% | 0% | 0% | 0% | 0% | 0% | 0% | 0% | 0% | 0% | 0% | 0% | 0% | 0% | 0% | 0% | 0% | 0% | 0% | 0 | 0 | 0 | 0 | 0 | 0 | 0
F7_Industrial_Instruments_New_Space Heating_Natural Gas_Steam System Efficiency Improvements_A_Achievable Technical Potential | F7 | Industrial | Instruments | New | Space Heating | Natural Gas | Steam System Efficiency Improvements | A | Incremental Energy Savings (MWh or mTherms) | Achievable Technical Potential | 0 | 0 | 0 | 0 | 0 | 0 | 0 | 0 | 0 | 0 | 0 | 0 | 0 | 0 | 0 | 0 | 0 | 0 | 0 | 0 | 0 | 0 | 0 | 0 | 0 | 0 | 0 | 0 | 0 | 0 | 0
F8_Industrial_Instruments_New_Space Heating_Natural Gas_Steam System Efficiency Improvements_A_Achievable Technical Potential | F8 | Industrial | Instruments | New | Space Heating | Natural Gas | Steam System Efficiency Improvements | A | Incremental Summer Peak Savings (MW) | Achievable Technical Potential | 0 | 0 | 0 | 0 | 0 | 0 | 0 | 0 | 0 | 0 | 0 | 0 | 0 | 0 | 0 | 0 | 0 | 0 | 0 | 0 | 0 | 0 | 0 | 0 | 0 | 0 | 0 | 0 | 0 | 0 | 0
F9_Industrial_Instruments_New_Space Heating_Natural Gas_Steam System Efficiency Improvements_A_Achievable Technical Potential | F9 | Industrial | Instruments | New | Space Heating | Natural Gas | Steam System Efficiency Improvements | A | Incremental Winter Peak Savings (MW) | Achievable Technical Potential | 0 | 0 | 0 | 0 | 0 | 0 | 0 | 0 | 0 | 0 | 0 | 0 | 0 | 0 | 0 | 0 | 0 | 0 | 0 | 0 | 0 | 0 | 0 | 0 | 0 | 0 | 0 | 0 | 0 | 0 | 0
F10_Industrial_Instruments_New_Space Heating_Natural Gas_Steam System Efficiency Improvements_A_Achievable Technical Potential | F10 | Industrial | Instruments | New | Space Heating | Natural Gas | Steam System Efficiency Improvements | A | Cumulative Energy Savings (MWh or mTherms) | Achievable Technical Potential | 0 | 0 | 0 | 0 | 0 | 0 | 0 | 0 | 0 | 0 | 0 | 0 | 0 | 0 | 0 | 0 | 0 | 0 | 0 | 0 | 0 | 0 | 0 | 0 | 0 | 0 | 0 | 0 | 0 | 0 | 0
F11_Industrial_Instruments_New_Space Heating_Natural Gas_Steam System Efficiency Improvements_A_Achievable Technical Potential | F11 | Industrial | Instruments | New | Space Heating | Natural Gas | Steam System Efficiency Improvements | A | Cumulative Summer Peak Savings (MW) | Achievable Technical Potential | 0 | 0 | 0 | 0 | 0 | 0 | 0 | 0 | 0 | 0 | 0 | 0 | 0 | 0 | 0 | 0 | 0 | 0 | 0 | 0 | 0 | 0 | 0 | 0 | 0 | 0 | 0 | 0 | 0 | 0 | 0
F12_Industrial_Instruments_New_Space Heating_Natural Gas_Steam System Efficiency Improvements_A_Achievable Technical Potential | F12 | Industrial | Instruments | New | Space Heating | Natural Gas | Steam System Efficiency Improvements | A | Cumulative Winter Peak Savings (MW) | Achievable Technical Potential | 0 | 0 | 0 | 0 | 0 | 0 | 0 | 0 | 0 | 0 | 0 | 0 | 0 | 0 | 0 | 0 | 0 | 0 | 0 | 0 | 0 | 0 | 0 | 0 | 0 | 0 | 0 | 0 | 0 | 0 | 0
F13_Industrial_Instruments_New_Space Heating_Natural Gas_Steam System Efficiency Improvements_A_Achievable Technical Potential | F13 | Industrial | Instruments | New | Space Heating | Natural Gas | Steam System Efficiency Improvements | A | Purchases (Incremental) | Achievable Technical Potential | 0 | 0 | 0 | 0 | 0 | 0 | 0 | 0 | 0 | 0 | 0 | 0 | 0 | 0 | 0 | 0 | 0 | 0 | 0 | 0 | 0 | 0 | 0 | 0 | 0 | 0 | 0 | 0 | 0 | 0 | 0
F14_Industrial_Instruments_New_Space Heating_Natural Gas_Steam System Efficiency Improvements_A_Achievable Technical Potential | F14 | Industrial | Instruments | New | Space Heating | Natural Gas | Steam System Efficiency Improvements | A | Purchases (Cumulative) | Achievable Technical Potential | 0 | 0 | 0 | 0 | 0 | 0 | 0 | 0 | 0 | 0 | 0 | 0 | 0 | 0 | 0 | 0 | 0 | 0 | 0 | 0 | 0 | 0 | 0 | 0 | 0 | 0 | 0 | 0 | 0 | 0 | 0
F1_Industrial_Instruments_New_Process_Natural Gas_Steam System Efficiency Improvements_A_Achievable Technical Potential | F1 | Industrial | Instruments | New | Process | Natural Gas | Steam System Efficiency Improvements | A | Original Unit Energy Savings (kWh or therms) | Achievable Technical Potential | 0 | 0 | 0 | 0 | 0 | 0.087109 | 0.087109 | 0.087109 | 0.087109 | 0.087109 | 0.087109 | 0.087109 | 0.087109 | 0.087109 | 0.087109 | 0.087109 | 0.087109 | 0.087109 | 0.087109 | 0.087109 | 0.087109 | 0.087109 | 0.087109 | 0.087109 | 0.087109 | 0.087109 | 0.087109 | 0.087109 | 0.087109 | 0.087109 | 0.087109
F2_Industrial_Instruments_New_Process_Natural Gas_Steam System Efficiency Improvements_A_Achievable Technical Potential | F2 | Industrial | Instruments | New | Process | Natural Gas | Steam System Efficiency Improvements | A | Original Unit Summer Peak Savings (kW) | Achievable Technical Potential | 0 | 0 | 0 | 0 | 0 | 0 | 0 | 0 | 0 | 0 | 0 | 0 | 0 | 0 | 0 | 0 | 0 | 0 | 0 | 0 | 0 | 0 | 0 | 0 | 0 | 0 | 0 | 0 | 0 | 0 | 0
F3_Industrial_Instruments_New_Process_Natural Gas_Steam System Efficiency Improvements_A_Achievable Technical Potential | F3 | Industrial | Instruments | New | Process | Natural Gas | Steam System Efficiency Improvements | A | Original Unit Winter Peak Savings (kW) | Achievable Technical Potential | 0 | 0 | 0 | 0 | 0 | 0 | 0 | 0 | 0 | 0 | 0 | 0 | 0 | 0 | 0 | 0 | 0 | 0 | 0 | 0 | 0 | 0 | 0 | 0 | 0 | 0 | 0 | 0 | 0 | 0 | 0
F4_Industrial_Instruments_New_Process_Natural Gas_Steam System Efficiency Improvements_A_Achievable Technical Potential | F4 | Industrial | Instruments | New | Process | Natural Gas | Steam System Efficiency Improvements | A | Standalone Impact on Baseline Energy (%) | Achievable Technical Potential | 0% | 0% | 0% | 0% | 0% | 3.603e-05% | 0.0001024% | 0.0002165% | 0.000399% | 0.0006725% | 0.001042% | 0.001526% | 0.002126% | 0.002825% | 0.003591% | 0.004361% | 0.00506% | 0.005598% | 0.005893% | 0.005885% | 0.005607% | 0.005356% | 0.005126% | 0.004917% | 4.7242e-05 | 4.5468e-05 | 4.3826e-05 | 4.2302e-05 | 0 | 0 | 0
F5_Industrial_Instruments_New_Process_Natural Gas_Steam System Efficiency Improvements_A_Achievable Technical Potential | F5 | Industrial | Instruments | New | Process | Natural Gas | Steam System Efficiency Improvements | A | Standalone Impact on Baseline Summer Peak (%) | Achievable Technical Potential | 0% | 0% | 0% | 0% | 0% | 0% | 0% | 0% | 0% | 0% | 0% | 0% | 0% | 0% | 0% | 0% | 0% | 0% | 0% | 0% | 0% | 0% | 0% | 0% | 0 | 0 | 0 | 0 | 0 | 0 | 0
F6_Industrial_Instruments_New_Process_Natural Gas_Steam System Efficiency Improvements_A_Achievable Technical Potential | F6 | Industrial | Instruments | New | Process | Natural Gas | Steam System Efficiency Improvements | A | Standalone Impact on Baseline Winter Peak (%) | Achievable Technical Potential | 0% | 0% | 0% | 0% | 0% | 0% | 0% | 0% | 0% | 0% | 0% | 0% | 0% | 0% | 0% | 0% | 0% | 0% | 0% | 0% | 0% | 0% | 0% | 0% | 0 | 0 | 0 | 0 | 0 | 0 | 0
F7_Industrial_Instruments_New_Process_Natural Gas_Steam System Efficiency Improvements_A_Achievable Technical Potential | F7 | Industrial | Instruments | New | Process | Natural Gas | Steam System Efficiency Improvements | A | Incremental Energy Savings (MWh or mTherms) | Achievable Technical Potential | 0 | 0 | 0 | 0 | 0 | 3.6442e-05 | 8.6301e-05 | 0.00017711 | 0.00032671 | 0.00055454 | 0.00087828 | 0.0013076 | 0.0018411 | 0.0024572 | 0.0031067 | 0.0037209 | 0.0042065 | 0.0044732 | 0.0044504 | 0.0041165 | 0.0037209 | 0.0042065 | 0.0044732 | 0.0044504 | 0.0041165 | 0.0037209 | 0.0042065 | 0.0044732 | 0.0044504 | 0.0041165 | 0.0037209
F8_Industrial_Instruments_New_Process_Natural Gas_Steam System Efficiency Improvements_A_Achievable Technical Potential | F8 | Industrial | Instruments | New | Process | Natural Gas | Steam System Efficiency Improvements | A | Incremental Summer Peak Savings (MW) | Achievable Technical Potential | 0 | 0 | 0 | 0 | 0 | 0 | 0 | 0 | 0 | 0 | 0 | 0 | 0 | 0 | 0 | 0 | 0 | 0 | 0 | 0 | 0 | 0 | 0 | 0 | 0 | 0 | 0 | 0 | 0 | 0 | 0
F9_Industrial_Instruments_New_Process_Natural Gas_Steam System Efficiency Improvements_A_Achievable Technical Potential | F9 | Industrial | Instruments | New | Process | Natural Gas | Steam System Efficiency Improvements | A | Incremental Winter Peak Savings (MW) | Achievable Technical Potential | 0 | 0 | 0 | 0 | 0 | 0 | 0 | 0 | 0 | 0 | 0 | 0 | 0 | 0 | 0 | 0 | 0 | 0 | 0 | 0 | 0 | 0 | 0 | 0 | 0 | 0 | 0 | 0 | 0 | 0 | 0
F10_Industrial_Instruments_New_Process_Natural Gas_Steam System Efficiency Improvements_A_Achievable Technical Potential | F10 | Industrial | Instruments | New | Process | Natural Gas | Steam System Efficiency Improvements | A | Cumulative Energy Savings (MWh or mTherms) | Achievable Technical Potential | 0 | 0 | 0 | 0 | 0 | 3.6442e-05 | 0.00012274 | 0.00029985 | 0.00062656 | 0.0011811 | 0.0020229 | 0.0032442 | 0.0049082 | 0.0070387 | 0.0095908 | 0.012433 | 0.015332 | 0.017964 | 0.019958 | 0.020968 | 0.020968 | 0.020968 | 0.020968 | 0.020968 | 0.020968 | 0.020968 | 0.020968 | 0.020968 | 0.020968 | 0.020968 | 0.020968
F11_Industrial_Instruments_New_Process_Natural Gas_Steam System Efficiency Improvements_A_Achievable Technical Potential | F11 | Industrial | Instruments | New | Process | Natural Gas | Steam System Efficiency Improvements | A | Cumulative Summer Peak Savings (MW) | Achievable Technical Potential | 0 | 0 | 0 | 0 | 0 | 0 | 0 | 0 | 0 | 0 | 0 | 0 | 0 | 0 | 0 | 0 | 0 | 0 | 0 | 0 | 0 | 0 | 0 | 0 | 0 | 0 | 0 | 0 | 0 | 0 | 0
F12_Industrial_Instruments_New_Process_Natural Gas_Steam System Efficiency Improvements_A_Achievable Technical Potential | F12 | Industrial | Instruments | New | Process | Natural Gas | Steam System Efficiency Improvements | A | Cumulative Winter Peak Savings (MW) | Achievable Technical Potential | 0 | 0 | 0 | 0 | 0 | 0 | 0 | 0 | 0 | 0 | 0 | 0 | 0 | 0 | 0 | 0 | 0 | 0 | 0 | 0 | 0 | 0 | 0 | 0 | 0 | 0 | 0 | 0 | 0 | 0 | 0
F13_Industrial_Instruments_New_Process_Natural Gas_Steam System Efficiency Improvements_A_Achievable Technical Potential | F13 | Industrial | Instruments | New | Process | Natural Gas | Steam System Efficiency Improvements | A | Purchases (Incremental) | Achievable Technical Potential | 0 | 0 | 0 | 0 | 0 | 0.41835 | 0.99073 | 2.0332 | 3.7506 | 6.3661 | 10.0826 | 15.011 | 21.1351 | 28.2085 | 35.6645 | 42.7162 | 48.2899 | 51.3517 | 51.0903 | 47.2574 | 42.7162 | 48.2899 | 51.3517 | 51.0903 | 47.2574 | 42.7162 | 48.2899 | 51.3517 | 51.0903 | 47.2574 | 42.7162
F14_Industrial_Instruments_New_Process_Natural Gas_Steam System Efficiency Improvements_A_Achievable Technical Potential | F14 | Industrial | Instruments | New | Process | Natural Gas | Steam System Efficiency Improvements | A | Purchases (Cumulative) | Achievable Technical Potential | 0 | 0 | 0 | 0 | 0 | 0.41835 | 1.4091 | 3.4423 | 7.1929 | 13.559 | 23.2232 | 37.2434 | 56.3454 | 80.8033 | 110.1017 | 142.7354 | 176.0143 | 206.2309 | 229.1126 | 240.7055 | 240.7055 | 240.7055 | 240.7055 | 240.7055 | 240.7055 | 240.7055 | 240.7055 | 240.7055 | 240.7055 | 240.7055 | 240.7055
F1_Industrial_Instruments_New_Space Heating_Natural Gas_Strategic Energy Management_A_Achievable Technical Potential | F1 | Industrial | Instruments | New | Space Heating | Natural Gas | Strategic Energy Management | A | Original Unit Energy Savings (kWh or therms) | Achievable Technical Potential | 0 | 0 | 0 | 0 | 0 | 2.9959 | 2.9572 | 2.9289 | 2.9075 | 2.8906 | 2.8769 | 2.8609 | 2.8441 | 2.8275 | 2.8115 | 2.7989 | 2.789 | 2.7811 | 2.7686 | 2.7595 | 2.7528 | 2.7476 | 2.7476 | 2.7476 | 2.7476 | 2.7476 | 2.7476 | 2.7476 | 0 | 0 | 0
F2_Industrial_Instruments_New_Space Heating_Natural Gas_Strategic Energy Management_A_Achievable Technical Potential | F2 | Industrial | Instruments | New | Space Heating | Natural Gas | Strategic Energy Management | A | Original Unit Summer Peak Savings (kW) | Achievable Technical Potential | 0 | 0 | 0 | 0 | 0 | 0 | 0 | 0 | 0 | 0 | 0 | 0 | 0 | 0 | 0 | 0 | 0 | 0 | 0 | 0 | 0 | 0 | 0 | 0 | 0 | 0 | 0 | 0 | 0 | 0 | 0
F3_Industrial_Instruments_New_Space Heating_Natural Gas_Strategic Energy Management_A_Achievable Technical Potential | F3 | Industrial | Instruments | New | Space Heating | Natural Gas | Strategic Energy Management | A | Original Unit Winter Peak Savings (kW) | Achievable Technical Potential | 0 | 0 | 0 | 0 | 0 | 0 | 0 | 0 | 0 | 0 | 0 | 0 | 0 | 0 | 0 | 0 | 0 | 0 | 0 | 0 | 0 | 0 | 0 | 0 | 0 | 0 | 0 | 0 | 0 | 0 | 0
F4_Industrial_Instruments_New_Space Heating_Natural Gas_Strategic Energy Management_A_Achievable Technical Potential | F4 | Industrial | Instruments | New | Space Heating | Natural Gas | Strategic Energy Management | A | Standalone Impact on Baseline Energy (%) | Achievable Technical Potential | 0% | 0% | 0% | 0% | 0% | 0.07212% | 0.133% | 0.1872% | 0.2372% | 0.2842% | 0.2916% | 0.2979% | 0.3031% | 0.3075% | 0.3115% | 0.3148% | 0.3178% | 0.3203% | 0.3226% | 0.3247% | 0.3265% | 0.3281% | 0.3296% | 0.331% | 0.0033225 | 0.0031977 | 0.0030822 | 0.0029751 | 0 | 0 | 0
F5_Industrial_Instruments_New_Space Heating_Natural Gas_Strategic Energy Management_A_Achievable Technical Potential | F5 | Industrial | Instruments | New | Space Heating | Natural Gas | Strategic Energy Management | A | Standalone Impact on Baseline Summer Peak (%) | Achievable Technical Potential | 0% | 0% | 0% | 0% | 0% | 0% | 0% | 0% | 0% | 0% | 0% | 0% | 0% | 0% | 0% | 0% | 0% | 0% | 0% | 0% | 0% | 0% | 0% | 0% | 0 | 0 | 0 | 0 | 0 | 0 | 0
F6_Industrial_Instruments_New_Space Heating_Natural Gas_Strategic Energy Management_A_Achievable Technical Potential | F6 | Industrial | Instruments | New | Space Heating | Natural Gas | Strategic Energy Management | A | Standalone Impact on Baseline Winter Peak (%) | Achievable Technical Potential | 0% | 0% | 0% | 0% | 0% | 0% | 0% | 0% | 0% | 0% | 0% | 0% | 0% | 0% | 0% | 0% | 0% | 0% | 0% | 0% | 0% | 0% | 0% | 0% | 0 | 0 | 0 | 0 | 0 | 0 | 0
F7_Industrial_Instruments_New_Space Heating_Natural Gas_Strategic Energy Management_A_Achievable Technical Potential | F7 | Industrial | Instruments | New | Space Heating | Natural Gas | Strategic Energy Management | A | Incremental Energy Savings (MWh or mTherms) | Achievable Technical Potential | 0 | 0 | 0 | 0 | 0 | 0.0028502 | 0.0033331 | 0.0038157 | 0.0042955 | 0.0047756 | 0.005256 | 0.0057207 | 0.0061767 | 0.0066265 | 0.0070644 | 0.0075078 | 0.0079501 | 0.0083952 | 0.0088206 | 0.0092489 | 0.0096836 | 0.01012 | 0.010572 | 0.011023 | 0.011472 | 0.0096654 | 0.01012 | 0.010572 | 0 | 0 | 0
F8_Industrial_Instruments_New_Space Heating_Natural Gas_Strategic Energy Management_A_Achievable Technical Potential | F8 | Industrial | Instruments | New | Space Heating | Natural Gas | Strategic Energy Management | A | Incremental Summer Peak Savings (MW) | Achievable Technical Potential | 0 | 0 | 0 | 0 | 0 | 0 | 0 | 0 | 0 | 0 | 0 | 0 | 0 | 0 | 0 | 0 | 0 | 0 | 0 | 0 | 0 | 0 | 0 | 0 | 0 | 0 | 0 | 0 | 0 | 0 | 0
F9_Industrial_Instruments_New_Space Heating_Natural Gas_Strategic Energy Management_A_Achievable Technical Potential | F9 | Industrial | Instruments | New | Space Heating | Natural Gas | Strategic Energy Management | A | Incremental Winter Peak Savings (MW) | Achievable Technical Potential | 0 | 0 | 0 | 0 | 0 | 0 | 0 | 0 | 0 | 0 | 0 | 0 | 0 | 0 | 0 | 0 | 0 | 0 | 0 | 0 | 0 | 0 | 0 | 0 | 0 | 0 | 0 | 0 | 0 | 0 | 0
F10_Industrial_Instruments_New_Space Heating_Natural Gas_Strategic Energy Management_A_Achievable Technical Potential | F10 | Industrial | Instruments | New | Space Heating | Natural Gas | Strategic Energy Management | A | Cumulative Energy Savings (MWh or mTherms) | Achievable Technical Potential | 0 | 0 | 0 | 0 | 0 | 0.0028502 | 0.0061465 | 0.0099036 | 0.014127 | 0.01882 | 0.02125 | 0.023628 | 0.02596 | 0.028258 | 0.030518 | 0.032775 | 0.035032 | 0.037289 | 0.039453 | 0.041638 | 0.043837 | 0.046042 | 0.04832 | 0.050589 | 0.052852 | 0.052852 | 0.052852 | 0.052852 | 0 | 0 | 0
F11_Industrial_Instruments_New_Space Heating_Natural Gas_Strategic Energy Management_A_Achievable Technical Potential | F11 | Industrial | Instruments | New | Space Heating | Natural Gas | Strategic Energy Management | A | Cumulative Summer Peak Savings (MW) | Achievable Technical Potential | 0 | 0 | 0 | 0 | 0 | 0 | 0 | 0 | 0 | 0 | 0 | 0 | 0 | 0 | 0 | 0 | 0 | 0 | 0 | 0 | 0 | 0 | 0 | 0 | 0 | 0 | 0 | 0 | 0 | 0 | 0
F12_Industrial_Instruments_New_Space Heating_Natural Gas_Strategic Energy Management_A_Achievable Technical Potential | F12 | Industrial | Instruments | New | Space Heating | Natural Gas | Strategic Energy Management | A | Cumulative Winter Peak Savings (MW) | Achievable Technical Potential | 0 | 0 | 0 | 0 | 0 | 0 | 0 | 0 | 0 | 0 | 0 | 0 | 0 | 0 | 0 | 0 | 0 | 0 | 0 | 0 | 0 | 0 | 0 | 0 | 0 | 0 | 0 | 0 | 0 | 0 | 0
F13_Industrial_Instruments_New_Space Heating_Natural Gas_Strategic Energy Management_A_Achievable Technical Potential | F13 | Industrial | Instruments | New | Space Heating | Natural Gas | Strategic Energy Management | A | Purchases (Incremental) | Achievable Technical Potential | 0 | 0 | 0 | 0 | 0 | 0.95139 | 1.1271 | 1.3028 | 1.4774 | 1.6521 | 1.827 | 1.9996 | 2.1718 | 2.3436 | 2.5127 | 2.6824 | 2.8505 | 3.0186 | 3.1859 | 3.3517 | 3.5177 | 3.683 | 3.8477 | 4.0117 | 4.1752 | 3.5177 | 3.683 | 3.8477 | 4.0117 | 4.1752 | 3.5177
F14_Industrial_Instruments_New_Space Heating_Natural Gas_Strategic Energy Management_A_Achievable Technical Potential | F14 | Industrial | Instruments | New | Space Heating | Natural Gas | Strategic Energy Management | A | Purchases (Cumulative) | Achievable Technical Potential | 0 | 0 | 0 | 0 | 0 | 0.95139 | 2.0785 | 3.3813 | 4.8587 | 6.5108 | 7.3864 | 8.2589 | 9.1278 | 9.994 | 10.8546 | 11.71 | 12.5609 | 13.4077 | 14.2501 | 15.0891 | 15.9245 | 16.757 | 17.586 | 18.4118 | 19.2353 | 19.2353 | 19.2353 | 19.2353 | 19.2353 | 19.2353 | 19.2353
F1_Industrial_Instruments_New_Process_Natural Gas_Strategic Energy Management_A_Achievable Technical Potential | F1 | Industrial | Instruments | New | Process | Natural Gas | Strategic Energy Management | A | Original Unit Energy Savings (kWh or therms) | Achievable Technical Potential | 0 | 0 | 0 | 0 | 0 | 1.6994 | 1.6994 | 1.6994 | 1.6994 | 1.6994 | 1.6994 | 1.6994 | 1.6994 | 1.6994 | 1.6994 | 1.6994 | 1.6994 | 1.6994 | 1.6994 | 1.6994 | 1.6994 | 1.6994 | 1.6994 | 1.6994 | 1.6994 | 1.6994 | 1.6994 | 1.6994 | 0 | 0 | 0
F2_Industrial_Instruments_New_Process_Natural Gas_Strategic Energy Management_A_Achievable Technical Potential | F2 | Industrial | Instruments | New | Process | Natural Gas | Strategic Energy Management | A | Original Unit Summer Peak Savings (kW) | Achievable Technical Potential | 0 | 0 | 0 | 0 | 0 | 0 | 0 | 0 | 0 | 0 | 0 | 0 | 0 | 0 | 0 | 0 | 0 | 0 | 0 | 0 | 0 | 0 | 0 | 0 | 0 | 0 | 0 | 0 | 0 | 0 | 0
F3_Industrial_Instruments_New_Process_Natural Gas_Strategic Energy Management_A_Achievable Technical Potential | F3 | Industrial | Instruments | New | Process | Natural Gas | Strategic Energy Management | A | Original Unit Winter Peak Savings (kW) | Achievable Technical Potential | 0 | 0 | 0 | 0 | 0 | 0 | 0 | 0 | 0 | 0 | 0 | 0 | 0 | 0 | 0 | 0 | 0 | 0 | 0 | 0 | 0 | 0 | 0 | 0 | 0 | 0 | 0 | 0 | 0 | 0 | 0
F4_Industrial_Instruments_New_Process_Natural Gas_Strategic Energy Management_A_Achievable Technical Potential | F4 | Industrial | Instruments | New | Process | Natural Gas | Strategic Energy Management | A | Standalone Impact on Baseline Energy (%) | Achievable Technical Potential | 0% | 0% | 0% | 0% | 0% | 0.08224% | 0.1517% | 0.2134% | 0.2705% | 0.3241% | 0.3325% | 0.3397% | 0.3456% | 0.3507% | 0.3553% | 0.359% | 0.3624% | 0.3653% | 0.3678% | 0.3702% | 0.3723% | 0.3742% | 0.3759% | 0.3774% | 0.0037887 | 0.0036463 | 0.0035147 | 0.0033925 | 0 | 0 | 0
F5_Industrial_Instruments_New_Process_Natural Gas_Strategic Energy Management_A_Achievable Technical Potential | F5 | Industrial | Instruments | New | Process | Natural Gas | Strategic Energy Management | A | Standalone Impact on Baseline Summer Peak (%) | Achievable Technical Potential | 0% | 0% | 0% | 0% | 0% | 0% | 0% | 0% | 0% | 0% | 0% | 0% | 0% | 0% | 0% | 0% | 0% | 0% | 0% | 0% | 0% | 0% | 0% | 0% | 0 | 0 | 0 | 0 | 0 | 0 | 0
F6_Industrial_Instruments_New_Process_Natural Gas_Strategic Energy Management_A_Achievable Technical Potential | F6 | Industrial | Instruments | New | Process | Natural Gas | Strategic Energy Management | A | Standalone Impact on Baseline Winter Peak (%) | Achievable Technical Potential | 0% | 0% | 0% | 0% | 0% | 0% | 0% | 0% | 0% | 0% | 0% | 0% | 0% | 0% | 0% | 0% | 0% | 0% | 0% | 0% | 0% | 0% | 0% | 0% | 0 | 0 | 0 | 0 | 0 | 0 | 0
F7_Industrial_Instruments_New_Process_Natural Gas_Strategic Energy Management_A_Achievable Technical Potential | F7 | Industrial | Instruments | New | Process | Natural Gas | Strategic Energy Management | A | Incremental Energy Savings (MWh or mTherms) | Achievable Technical Potential | 0 | 0 | 0 | 0 | 0 | 0.083169 | 0.098533 | 0.11389 | 0.12915 | 0.14443 | 0.15971 | 0.1748 | 0.18985 | 0.20487 | 0.21965 | 0.23449 | 0.24919 | 0.26388 | 0.27851 | 0.293 | 0.30751 | 0.32196 | 0.33636 | 0.3507 | 0.36499 | 0.30751 | 0.32196 | 0.33636 | 0 | 0 | 0
F8_Industrial_Instruments_New_Process_Natural Gas_Strategic Energy Management_A_Achievable Technical Potential | F8 | Industrial | Instruments | New | Process | Natural Gas | Strategic Energy Management | A | Incremental Summer Peak Savings (MW) | Achievable Technical Potential | 0 | 0 | 0 | 0 | 0 | 0 | 0 | 0 | 0 | 0 | 0 | 0 | 0 | 0 | 0 | 0 | 0 | 0 | 0 | 0 | 0 | 0 | 0 | 0 | 0 | 0 | 0 | 0 | 0 | 0 | 0
F9_Industrial_Instruments_New_Process_Natural Gas_Strategic Energy Management_A_Achievable Technical Potential | F9 | Industrial | Instruments | New | Process | Natural Gas | Strategic Energy Management | A | Incremental Winter Peak Savings (MW) | Achievable Technical Potential | 0 | 0 | 0 | 0 | 0 | 0 | 0 | 0 | 0 | 0 | 0 | 0 | 0 | 0 | 0 | 0 | 0 | 0 | 0 | 0 | 0 | 0 | 0 | 0 | 0 | 0 | 0 | 0 | 0 | 0 | 0
F10_Industrial_Instruments_New_Process_Natural Gas_Strategic Energy Management_A_Achievable Technical Potential | F10 | Industrial | Instruments | New | Process | Natural Gas | Strategic Energy Management | A | Cumulative Energy Savings (MWh or mTherms) | Achievable Technical Potential | 0 | 0 | 0 | 0 | 0 | 0.083169 | 0.1817 | 0.29559 | 0.42474 | 0.56917 | 0.64571 | 0.72198 | 0.79794 | 0.87366 | 0.94889 | 1.0237 | 1.0981 | 1.1721 | 1.2457 | 1.3191 | 1.3921 | 1.4649 | 1.5373 | 1.6095 | 1.6815 | 1.6815 | 1.6815 | 1.6815 | 0 | 0 | 0
F11_Industrial_Instruments_New_Process_Natural Gas_Strategic Energy Management_A_Achievable Technical Potential | F11 | Industrial | Instruments | New | Process | Natural Gas | Strategic Energy Management | A | Cumulative Summer Peak Savings (MW) | Achievable Technical Potential | 0 | 0 | 0 | 0 | 0 | 0 | 0 | 0 | 0 | 0 | 0 | 0 | 0 | 0 | 0 | 0 | 0 | 0 | 0 | 0 | 0 | 0 | 0 | 0 | 0 | 0 | 0 | 0 | 0 | 0 | 0
F12_Industrial_Instruments_New_Process_Natural Gas_Strategic Energy Management_A_Achievable Technical Potential | F12 | Industrial | Instruments | New | Process | Natural Gas | Strategic Energy Management | A | Cumulative Winter Peak Savings (MW) | Achievable Technical Potential | 0 | 0 | 0 | 0 | 0 | 0 | 0 | 0 | 0 | 0 | 0 | 0 | 0 | 0 | 0 | 0 | 0 | 0 | 0 | 0 | 0 | 0 | 0 | 0 | 0 | 0 | 0 | 0 | 0 | 0 | 0
F13_Industrial_Instruments_New_Process_Natural Gas_Strategic Energy Management_A_Achievable Technical Potential | F13 | Industrial | Instruments | New | Process | Natural Gas | Strategic Energy Management | A | Purchases (Incremental) | Achievable Technical Potential | 0 | 0 | 0 | 0 | 0 | 48.9411 | 57.9819 | 67.0176 | 76.0001 | 84.9875 | 93.9823 | 102.8629 | 111.7191 | 120.5575 | 129.2554 | 137.9866 | 146.6345 | 155.2835 | 163.889 | 172.4178 | 180.9566 | 189.4602 | 197.9306 | 206.3702 | 214.7811 | 180.9566 | 189.4602 | 197.9306 | 206.3702 | 214.7811 | 180.9566
F14_Industrial_Instruments_New_Process_Natural Gas_Strategic Energy Management_A_Achievable Technical Potential | F14 | Industrial | Instruments | New | Process | Natural Gas | Strategic Energy Management | A | Purchases (Cumulative) | Achievable Technical Potential | 0 | 0 | 0 | 0 | 0 | 48.9411 | 106.923 | 173.9406 | 249.9407 | 334.9282 | 379.9694 | 424.8504 | 469.5519 | 514.1092 | 558.3772 | 602.3815 | 646.1532 | 689.7176 | 733.0491 | 776.2115 | 819.1815 | 862.0072 | 904.6543 | 947.1355 | 989.4988 | 989.4988 | 989.4988 | 989.4988 | 989.4988 | 989.4988 | 989.4988
F1_Industrial_Instruments_New_Miscellaneous_Natural Gas_Strategic Energy Management_A_Achievable Technical Potential | F1 | Industrial | Instruments | New | Miscellaneous | Natural Gas | Strategic Energy Management | A | Original Unit Energy Savings (kWh or therms) | Achievable Technical Potential | 0 | 0 | 0 | 0 | 0 | 1.1153 | 1.1153 | 1.1153 | 1.1153 | 1.1153 | 1.1153 | 1.1153 | 1.1153 | 1.1153 | 1.1153 | 1.1153 | 1.1153 | 1.1153 | 1.1153 | 1.1153 | 1.1153 | 1.1153 | 1.1153 | 1.1153 | 1.1153 | 1.1153 | 1.1153 | 1.1153 | 0 | 0 | 0
F2_Industrial_Instruments_New_Miscellaneous_Natural Gas_Strategic Energy Management_A_Achievable Technical Potential | F2 | Industrial | Instruments | New | Miscellaneous | Natural Gas | Strategic Energy Management | A | Original Unit Summer Peak Savings (kW) | Achievable Technical Potential | 0 | 0 | 0 | 0 | 0 | 0 | 0 | 0 | 0 | 0 | 0 | 0 | 0 | 0 | 0 | 0 | 0 | 0 | 0 | 0 | 0 | 0 | 0 | 0 | 0 | 0 | 0 | 0 | 0 | 0 | 0
F3_Industrial_Instruments_New_Miscellaneous_Natural Gas_Strategic Energy Management_A_Achievable Technical Potential | F3 | Industrial | Instruments | New | Miscellaneous | Natural Gas | Strategic Energy Management | A | Original Unit Winter Peak Savings (kW) | Achievable Technical Potential | 0 | 0 | 0 | 0 | 0 | 0 | 0 | 0 | 0 | 0 | 0 | 0 | 0 | 0 | 0 | 0 | 0 | 0 | 0 | 0 | 0 | 0 | 0 | 0 | 0 | 0 | 0 | 0 | 0 | 0 | 0
F4_Industrial_Instruments_New_Miscellaneous_Natural Gas_Strategic Energy Management_A_Achievable Technical Potential | F4 | Industrial | Instruments | New | Miscellaneous | Natural Gas | Strategic Energy Management | A | Standalone Impact on Baseline Energy (%) | Achievable Technical Potential | 0% | 0% | 0% | 0% | 0% | 0.08224% | 0.1517% | 0.2134% | 0.2705% | 0.3241% | 0.3325% | 0.3397% | 0.3456% | 0.3507% | 0.3553% | 0.359% | 0.3624% | 0.3653% | 0.3678% | 0.3702% | 0.3723% | 0.3742% | 0.3759% | 0.3774% | 0.0037887 | 0.0036463 | 0.0035147 | 0.0033925 | 0 | 0 | 0
F5_Industrial_Instruments_New_Miscellaneous_Natural Gas_Strategic Energy Management_A_Achievable Technical Potential | F5 | Industrial | Instruments | New | Miscellaneous | Natural Gas | Strategic Energy Management | A | Standalone Impact on Baseline Summer Peak (%) | Achievable Technical Potential | 0% | 0% | 0% | 0% | 0% | 0% | 0% | 0% | 0% | 0% | 0% | 0% | 0% | 0% | 0% | 0% | 0% | 0% | 0% | 0% | 0% | 0% | 0% | 0% | 0 | 0 | 0 | 0 | 0 | 0 | 0
F6_Industrial_Instruments_New_Miscellaneous_Natural Gas_Strategic Energy Management_A_Achievable Technical Potential | F6 | Industrial | Instruments | New | Miscellaneous | Natural Gas | Strategic Energy Management | A | Standalone Impact on Baseline Winter Peak (%) | Achievable Technical Potential | 0% | 0% | 0% | 0% | 0% | 0% | 0% | 0% | 0% | 0% | 0% | 0% | 0% | 0% | 0% | 0% | 0% | 0% | 0% | 0% | 0% | 0% | 0% | 0% | 0 | 0 | 0 | 0 | 0 | 0 | 0
F7_Industrial_Instruments_New_Miscellaneous_Natural Gas_Strategic Energy Management_A_Achievable Technical Potential | F7 | Industrial | Instruments | New | Miscellaneous | Natural Gas | Strategic Energy Management | A | Incremental Energy Savings (MWh or mTherms) | Achievable Technical Potential | 0 | 0 | 0 | 0 | 0 | 0.013646 | 0.016166 | 0.018686 | 0.02119 | 0.023696 | 0.026204 | 0.02868 | 0.031149 | 0.033614 | 0.036039 | 0.038473 | 0.040884 | 0.043296 | 0.045695 | 0.048073 | 0.050454 | 0.052825 | 0.055187 | 0.05754 | 0.059885 | 0.050454 | 0.052825 | 0.055187 | 0 | 0 | 0
F8_Industrial_Instruments_New_Miscellaneous_Natural Gas_Strategic Energy Management_A_Achievable Technical Potential | F8 | Industrial | Instruments | New | Miscellaneous | Natural Gas | Strategic Energy Management | A | Incremental Summer Peak Savings (MW) | Achievable Technical Potential | 0 | 0 | 0 | 0 | 0 | 0 | 0 | 0 | 0 | 0 | 0 | 0 | 0 | 0 | 0 | 0 | 0 | 0 | 0 | 0 | 0 | 0 | 0 | 0 | 0 | 0 | 0 | 0 | 0 | 0 | 0
F9_Industrial_Instruments_New_Miscellaneous_Natural Gas_Strategic Energy Management_A_Achievable Technical Potential | F9 | Industrial | Instruments | New | Miscellaneous | Natural Gas | Strategic Energy Management | A | Incremental Winter Peak Savings (MW) | Achievable Technical Potential | 0 | 0 | 0 | 0 | 0 | 0 | 0 | 0 | 0 | 0 | 0 | 0 | 0 | 0 | 0 | 0 | 0 | 0 | 0 | 0 | 0 | 0 | 0 | 0 | 0 | 0 | 0 | 0 | 0 | 0 | 0
F10_Industrial_Instruments_New_Miscellaneous_Natural Gas_Strategic Energy Management_A_Achievable Technical Potential | F10 | Industrial | Instruments | New | Miscellaneous | Natural Gas | Strategic Energy Management | A | Cumulative Energy Savings (MWh or mTherms) | Achievable Technical Potential | 0 | 0 | 0 | 0 | 0 | 0.013646 | 0.029812 | 0.048498 | 0.069688 | 0.093384 | 0.10594 | 0.11846 | 0.13092 | 0.14334 | 0.15569 | 0.16796 | 0.18016 | 0.19231 | 0.20439 | 0.21642 | 0.2284 | 0.24034 | 0.25223 | 0.26408 | 0.27589 | 0.27589 | 0.27589 | 0.27589 | 0 | 0 | 0
F11_Industrial_Instruments_New_Miscellaneous_Natural Gas_Strategic Energy Management_A_Achievable Technical Potential | F11 | Industrial | Instruments | New | Miscellaneous | Natural Gas | Strategic Energy Management | A | Cumulative Summer Peak Savings (MW) | Achievable Technical Potential | 0 | 0 | 0 | 0 | 0 | 0 | 0 | 0 | 0 | 0 | 0 | 0 | 0 | 0 | 0 | 0 | 0 | 0 | 0 | 0 | 0 | 0 | 0 | 0 | 0 | 0 | 0 | 0 | 0 | 0 | 0
F12_Industrial_Instruments_New_Miscellaneous_Natural Gas_Strategic Energy Management_A_Achievable Technical Potential | F12 | Industrial | Instruments | New | Miscellaneous | Natural Gas | Strategic Energy Management | A | Cumulative Winter Peak Savings (MW) | Achievable Technical Potential | 0 | 0 | 0 | 0 | 0 | 0 | 0 | 0 | 0 | 0 | 0 | 0 | 0 | 0 | 0 | 0 | 0 | 0 | 0 | 0 | 0 | 0 | 0 | 0 | 0 | 0 | 0 | 0 | 0 | 0 | 0
F13_Industrial_Instruments_New_Miscellaneous_Natural Gas_Strategic Energy Management_A_Achievable Technical Potential | F13 | Industrial | Instruments | New | Miscellaneous | Natural Gas | Strategic Energy Management | A | Purchases (Incremental) | Achievable Technical Potential | 0 | 0 | 0 | 0 | 0 | 12.2353 | 14.4955 | 16.7544 | 19 | 21.2469 | 23.4956 | 25.7157 | 27.9298 | 30.1394 | 32.3139 | 34.4967 | 36.6586 | 38.8209 | 40.9723 | 43.1044 | 45.2392 | 47.365 | 49.4827 | 51.5926 | 53.6953 | 45.2392 | 47.365 | 49.4827 | 51.5926 | 53.6953 | 45.2392
F14_Industrial_Instruments_New_Miscellaneous_Natural Gas_Strategic Energy Management_A_Achievable Technical Potential | F14 | Industrial | Instruments | New | Miscellaneous | Natural Gas | Strategic Energy Management | A | Purchases (Cumulative) | Achievable Technical Potential | 0 | 0 | 0 | 0 | 0 | 12.2353 | 26.7307 | 43.4851 | 62.4852 | 83.7321 | 94.9924 | 106.2126 | 117.388 | 128.5273 | 139.5943 | 150.5954 | 161.5383 | 172.4294 | 183.2623 | 194.0529 | 204.7954 | 215.5018 | 226.1636 | 236.7839 | 247.3747 | 247.3747 | 247.3747 | 247.3747 | 247.3747 | 247.3747 | 247.3747
F1_Industrial_Instruments_New_Space Heating_Natural Gas_Commissioning_A_Achievable Technical Potential | F1 | Industrial | Instruments | New | Space Heating | Natural Gas | Commissioning | A | Original Unit Energy Savings (kWh or therms) | Achievable Technical Potential | 0 | 0 | 0 | 0 | 0 | 3.4241 | 3.3798 | 3.3475 | 3.3231 | 3.3037 | 3.2881 | 3.2698 | 3.2506 | 3.2317 | 3.2134 | 3.199 | 3.1876 | 3.1786 | 3.1644 | 3.1539 | 3.1463 | 3.1404 | 3.1404 | 3.1404 | 3.1404 | 3.1404 | 3.1404 | 3.1404 | 0 | 0 | 0
F2_Industrial_Instruments_New_Space Heating_Natural Gas_Commissioning_A_Achievable Technical Potential | F2 | Industrial | Instruments | New | Space Heating | Natural Gas | Commissioning | A | Original Unit Summer Peak Savings (kW) | Achievable Technical Potential | 0 | 0 | 0 | 0 | 0 | 0 | 0 | 0 | 0 | 0 | 0 | 0 | 0 | 0 | 0 | 0 | 0 | 0 | 0 | 0 | 0 | 0 | 0 | 0 | 0 | 0 | 0 | 0 | 0 | 0 | 0
F3_Industrial_Instruments_New_Space Heating_Natural Gas_Commissioning_A_Achievable Technical Potential | F3 | Industrial | Instruments | New | Space Heating | Natural Gas | Commissioning | A | Original Unit Winter Peak Savings (kW) | Achievable Technical Potential | 0 | 0 | 0 | 0 | 0 | 0 | 0 | 0 | 0 | 0 | 0 | 0 | 0 | 0 | 0 | 0 | 0 | 0 | 0 | 0 | 0 | 0 | 0 | 0 | 0 | 0 | 0 | 0 | 0 | 0 | 0
F4_Industrial_Instruments_New_Space Heating_Natural Gas_Commissioning_A_Achievable Technical Potential | F4 | Industrial | Instruments | New | Space Heating | Natural Gas | Commissioning | A | Standalone Impact on Baseline Energy (%) | Achievable Technical Potential | 0% | 0% | 0% | 0% | 0% | 0% | 0% | 0% | 0% | 0% | 0% | 0% | 0% | 0% | 0% | 0% | 0% | 0% | 0% | 0% | 0% | 0% | 0% | 0% | 0 | 0 | 0 | 0 | 0 | 0 | 0
F5_Industrial_Instruments_New_Space Heating_Natural Gas_Commissioning_A_Achievable Technical Potential | F5 | Industrial | Instruments | New | Space Heating | Natural Gas | Commissioning | A | Standalone Impact on Baseline Summer Peak (%) | Achievable Technical Potential | 0% | 0% | 0% | 0% | 0% | 0% | 0% | 0% | 0% | 0% | 0% | 0% | 0% | 0% | 0% | 0% | 0% | 0% | 0% | 0% | 0% | 0% | 0% | 0% | 0 | 0 | 0 | 0 | 0 | 0 | 0
F6_Industrial_Instruments_New_Space Heating_Natural Gas_Commissioning_A_Achievable Technical Potential | F6 | Industrial | Instruments | New | Space Heating | Natural Gas | Commissioning | A | Standalone Impact on Baseline Winter Peak (%) | Achievable Technical Potential | 0% | 0% | 0% | 0% | 0% | 0% | 0% | 0% | 0% | 0% | 0% | 0% | 0% | 0% | 0% | 0% | 0% | 0% | 0% | 0% | 0% | 0% | 0% | 0% | 0 | 0 | 0 | 0 | 0 | 0 | 0
F7_Industrial_Instruments_New_Space Heating_Natural Gas_Commissioning_A_Achievable Technical Potential | F7 | Industrial | Instruments | New | Space Heating | Natural Gas | Commissioning | A | Incremental Energy Savings (MWh or mTherms) | Achievable Technical Potential | 0 | 0 | 0 | 0 | 0 | 0 | 0 | 0 | 0 | 0 | 0 | 0 | 0 | 0 | 0 | 0 | 0 | 0 | 0 | 0 | 0 | 0 | 0 | 0 | 0 | 0 | 0 | 0 | 0 | 0 | 0
F8_Industrial_Instruments_New_Space Heating_Natural Gas_Commissioning_A_Achievable Technical Potential | F8 | Industrial | Instruments | New | Space Heating | Natural Gas | Commissioning | A | Incremental Summer Peak Savings (MW) | Achievable Technical Potential | 0 | 0 | 0 | 0 | 0 | 0 | 0 | 0 | 0 | 0 | 0 | 0 | 0 | 0 | 0 | 0 | 0 | 0 | 0 | 0 | 0 | 0 | 0 | 0 | 0 | 0 | 0 | 0 | 0 | 0 | 0
F9_Industrial_Instruments_New_Space Heating_Natural Gas_Commissioning_A_Achievable Technical Potential | F9 | Industrial | Instruments | New | Space Heating | Natural Gas | Commissioning | A | Incremental Winter Peak Savings (MW) | Achievable Technical Potential | 0 | 0 | 0 | 0 | 0 | 0 | 0 | 0 | 0 | 0 | 0 | 0 | 0 | 0 | 0 | 0 | 0 | 0 | 0 | 0 | 0 | 0 | 0 | 0 | 0 | 0 | 0 | 0 | 0 | 0 | 0
F10_Industrial_Instruments_New_Space Heating_Natural Gas_Commissioning_A_Achievable Technical Potential | F10 | Industrial | Instruments | New | Space Heating | Natural Gas | Commissioning | A | Cumulative Energy Savings (MWh or mTherms) | Achievable Technical Potential | 0 | 0 | 0 | 0 | 0 | 0 | 0 | 0 | 0 | 0 | 0 | 0 | 0 | 0 | 0 | 0 | 0 | 0 | 0 | 0 | 0 | 0 | 0 | 0 | 0 | 0 | 0 | 0 | 0 | 0 | 0
F11_Industrial_Instruments_New_Space Heating_Natural Gas_Commissioning_A_Achievable Technical Potential | F11 | Industrial | Instruments | New | Space Heating | Natural Gas | Commissioning | A | Cumulative Summer Peak Savings (MW) | Achievable Technical Potential | 0 | 0 | 0 | 0 | 0 | 0 | 0 | 0 | 0 | 0 | 0 | 0 | 0 | 0 | 0 | 0 | 0 | 0 | 0 | 0 | 0 | 0 | 0 | 0 | 0 | 0 | 0 | 0 | 0 | 0 | 0
F12_Industrial_Instruments_New_Space Heating_Natural Gas_Commissioning_A_Achievable Technical Potential | F12 | Industrial | Instruments | New | Space Heating | Natural Gas | Commissioning | A | Cumulative Winter Peak Savings (MW) | Achievable Technical Potential | 0 | 0 | 0 | 0 | 0 | 0 | 0 | 0 | 0 | 0 | 0 | 0 | 0 | 0 | 0 | 0 | 0 | 0 | 0 | 0 | 0 | 0 | 0 | 0 | 0 | 0 | 0 | 0 | 0 | 0 | 0
F13_Industrial_Instruments_New_Space Heating_Natural Gas_Commissioning_A_Achievable Technical Potential | F13 | Industrial | Instruments | New | Space Heating | Natural Gas | Commissioning | A | Purchases (Incremental) | Achievable Technical Potential | 0 | 0 | 0 | 0 | 0 | 0 | 0 | 0 | 0 | 0 | 0 | 0 | 0 | 0 | 0 | 0 | 0 | 0 | 0 | 0 | 0 | 0 | 0 | 0 | 0 | 0 | 0 | 0 | 0 | 0 | 0
F14_Industrial_Instruments_New_Space Heating_Natural Gas_Commissioning_A_Achievable Technical Potential | F14 | Industrial | Instruments | New | Space Heating | Natural Gas | Commissioning | A | Purchases (Cumulative) | Achievable Technical Potential | 0 | 0 | 0 | 0 | 0 | 0 | 0 | 0 | 0 | 0 | 0 | 0 | 0 | 0 | 0 | 0 | 0 | 0 | 0 | 0 | 0 | 0 | 0 | 0 | 0 | 0 | 0 | 0 | 0 | 0 | 0
F1_Industrial_Instruments_New_Process_Natural Gas_Commissioning_A_Achievable Technical Potential | F1 | Industrial | Instruments | New | Process | Natural Gas | Commissioning | A | Original Unit Energy Savings (kWh or therms) | Achievable Technical Potential | 0 | 0 | 0 | 0 | 0 | 9.4849 | 9.4849 | 9.4849 | 9.4849 | 9.4849 | 9.4849 | 9.4849 | 9.4849 | 9.4849 | 9.4849 | 9.4849 | 9.4849 | 9.4849 | 9.4849 | 9.4849 | 9.4849 | 9.4849 | 9.4849 | 9.4849 | 9.4849 | 9.4849 | 9.4849 | 9.4849 | 0 | 0 | 0
F2_Industrial_Instruments_New_Process_Natural Gas_Commissioning_A_Achievable Technical Potential | F2 | Industrial | Instruments | New | Process | Natural Gas | Commissioning | A | Original Unit Summer Peak Savings (kW) | Achievable Technical Potential | 0 | 0 | 0 | 0 | 0 | 0 | 0 | 0 | 0 | 0 | 0 | 0 | 0 | 0 | 0 | 0 | 0 | 0 | 0 | 0 | 0 | 0 | 0 | 0 | 0 | 0 | 0 | 0 | 0 | 0 | 0
F3_Industrial_Instruments_New_Process_Natural Gas_Commissioning_A_Achievable Technical Potential | F3 | Industrial | Instruments | New | Process | Natural Gas | Commissioning | A | Original Unit Winter Peak Savings (kW) | Achievable Technical Potential | 0 | 0 | 0 | 0 | 0 | 0 | 0 | 0 | 0 | 0 | 0 | 0 | 0 | 0 | 0 | 0 | 0 | 0 | 0 | 0 | 0 | 0 | 0 | 0 | 0 | 0 | 0 | 0 | 0 | 0 | 0
F4_Industrial_Instruments_New_Process_Natural Gas_Commissioning_A_Achievable Technical Potential | F4 | Industrial | Instruments | New | Process | Natural Gas | Commissioning | A | Standalone Impact on Baseline Energy (%) | Achievable Technical Potential | 0% | 0% | 0% | 0% | 0% | 0% | 0% | 0% | 0% | 0% | 0% | 0% | 0% | 0% | 0% | 0% | 0% | 0% | 0% | 0% | 0% | 0% | 0% | 0% | 0 | 0 | 0 | 0 | 0 | 0 | 0
F5_Industrial_Instruments_New_Process_Natural Gas_Commissioning_A_Achievable Technical Potential | F5 | Industrial | Instruments | New | Process | Natural Gas | Commissioning | A | Standalone Impact on Baseline Summer Peak (%) | Achievable Technical Potential | 0% | 0% | 0% | 0% | 0% | 0% | 0% | 0% | 0% | 0% | 0% | 0% | 0% | 0% | 0% | 0% | 0% | 0% | 0% | 0% | 0% | 0% | 0% | 0% | 0 | 0 | 0 | 0 | 0 | 0 | 0
F6_Industrial_Instruments_New_Process_Natural Gas_Commissioning_A_Achievable Technical Potential | F6 | Industrial | Instruments | New | Process | Natural Gas | Commissioning | A | Standalone Impact on Baseline Winter Peak (%) | Achievable Technical Potential | 0% | 0% | 0% | 0% | 0% | 0% | 0% | 0% | 0% | 0% | 0% | 0% | 0% | 0% | 0% | 0% | 0% | 0% | 0% | 0% | 0% | 0% | 0% | 0% | 0 | 0 | 0 | 0 | 0 | 0 | 0
F7_Industrial_Instruments_New_Process_Natural Gas_Commissioning_A_Achievable Technical Potential | F7 | Industrial | Instruments | New | Process | Natural Gas | Commissioning | A | Incremental Energy Savings (MWh or mTherms) | Achievable Technical Potential | 0 | 0 | 0 | 0 | 0 | 0 | 0 | 0 | 0 | 0 | 0 | 0 | 0 | 0 | 0 | 0 | 0 | 0 | 0 | 0 | 0 | 0 | 0 | 0 | 0 | 0 | 0 | 0 | 0 | 0 | 0
F8_Industrial_Instruments_New_Process_Natural Gas_Commissioning_A_Achievable Technical Potential | F8 | Industrial | Instruments | New | Process | Natural Gas | Commissioning | A | Incremental Summer Peak Savings (MW) | Achievable Technical Potential | 0 | 0 | 0 | 0 | 0 | 0 | 0 | 0 | 0 | 0 | 0 | 0 | 0 | 0 | 0 | 0 | 0 | 0 | 0 | 0 | 0 | 0 | 0 | 0 | 0 | 0 | 0 | 0 | 0 | 0 | 0
F9_Industrial_Instruments_New_Process_Natural Gas_Commissioning_A_Achievable Technical Potential | F9 | Industrial | Instruments | New | Process | Natural Gas | Commissioning | A | Incremental Winter Peak Savings (MW) | Achievable Technical Potential | 0 | 0 | 0 | 0 | 0 | 0 | 0 | 0 | 0 | 0 | 0 | 0 | 0 | 0 | 0 | 0 | 0 | 0 | 0 | 0 | 0 | 0 | 0 | 0 | 0 | 0 | 0 | 0 | 0 | 0 | 0
F10_Industrial_Instruments_New_Process_Natural Gas_Commissioning_A_Achievable Technical Potential | F10 | Industrial | Instruments | New | Process | Natural Gas | Commissioning | A | Cumulative Energy Savings (MWh or mTherms) | Achievable Technical Potential | 0 | 0 | 0 | 0 | 0 | 0 | 0 | 0 | 0 | 0 | 0 | 0 | 0 | 0 | 0 | 0 | 0 | 0 | 0 | 0 | 0 | 0 | 0 | 0 | 0 | 0 | 0 | 0 | 0 | 0 | 0
F11_Industrial_Instruments_New_Process_Natural Gas_Commissioning_A_Achievable Technical Potential | F11 | Industrial | Instruments | New | Process | Natural Gas | Commissioning | A | Cumulative Summer Peak Savings (MW) | Achievable Technical Potential | 0 | 0 | 0 | 0 | 0 | 0 | 0 | 0 | 0 | 0 | 0 | 0 | 0 | 0 | 0 | 0 | 0 | 0 | 0 | 0 | 0 | 0 | 0 | 0 | 0 | 0 | 0 | 0 | 0 | 0 | 0
F12_Industrial_Instruments_New_Process_Natural Gas_Commissioning_A_Achievable Technical Potential | F12 | Industrial | Instruments | New | Process | Natural Gas | Commissioning | A | Cumulative Winter Peak Savings (MW) | Achievable Technical Potential | 0 | 0 | 0 | 0 | 0 | 0 | 0 | 0 | 0 | 0 | 0 | 0 | 0 | 0 | 0 | 0 | 0 | 0 | 0 | 0 | 0 | 0 | 0 | 0 | 0 | 0 | 0 | 0 | 0 | 0 | 0
F13_Industrial_Instruments_New_Process_Natural Gas_Commissioning_A_Achievable Technical Potential | F13 | Industrial | Instruments | New | Process | Natural Gas | Commissioning | A | Purchases (Incremental) | Achievable Technical Potential | 0 | 0 | 0 | 0 | 0 | 0 | 0 | 0 | 0 | 0 | 0 | 0 | 0 | 0 | 0 | 0 | 0 | 0 | 0 | 0 | 0 | 0 | 0 | 0 | 0 | 0 | 0 | 0 | 0 | 0 | 0
F14_Industrial_Instruments_New_Process_Natural Gas_Commissioning_A_Achievable Technical Potential | F14 | Industrial | Instruments | New | Process | Natural Gas | Commissioning | A | Purchases (Cumulative) | Achievable Technical Potential | 0 | 0 | 0 | 0 | 0 | 0 | 0 | 0 | 0 | 0 | 0 | 0 | 0 | 0 | 0 | 0 | 0 | 0 | 0 | 0 | 0 | 0 | 0 | 0 | 0 | 0 | 0 | 0 | 0 | 0 | 0
F1_Industrial_Instruments_New_Space Heating_Natural Gas_Retrocommissioning_A_Achievable Technical Potential | F1 | Industrial | Instruments | New | Space Heating | Natural Gas | Retrocommissioning | A | Original Unit Energy Savings (kWh or therms) | Achievable Technical Potential | 0 | 0 | 0 | 0 | 0 | 0 | 0 | 0 | 0 | 0 | 0 | 0 | 0 | 0 | 0 | 0 | 0 | 0 | 0 | 0 | 0 | 0 | 0 | 0 | 0 | 0 | 0 | 0 | 0 | 0 | 0
F2_Industrial_Instruments_New_Space Heating_Natural Gas_Retrocommissioning_A_Achievable Technical Potential | F2 | Industrial | Instruments | New | Space Heating | Natural Gas | Retrocommissioning | A | Original Unit Summer Peak Savings (kW) | Achievable Technical Potential | 0 | 0 | 0 | 0 | 0 | 0 | 0 | 0 | 0 | 0 | 0 | 0 | 0 | 0 | 0 | 0 | 0 | 0 | 0 | 0 | 0 | 0 | 0 | 0 | 0 | 0 | 0 | 0 | 0 | 0 | 0
F3_Industrial_Instruments_New_Space Heating_Natural Gas_Retrocommissioning_A_Achievable Technical Potential | F3 | Industrial | Instruments | New | Space Heating | Natural Gas | Retrocommissioning | A | Original Unit Winter Peak Savings (kW) | Achievable Technical Potential | 0 | 0 | 0 | 0 | 0 | 0 | 0 | 0 | 0 | 0 | 0 | 0 | 0 | 0 | 0 | 0 | 0 | 0 | 0 | 0 | 0 | 0 | 0 | 0 | 0 | 0 | 0 | 0 | 0 | 0 | 0
F4_Industrial_Instruments_New_Space Heating_Natural Gas_Retrocommissioning_A_Achievable Technical Potential | F4 | Industrial | Instruments | New | Space Heating | Natural Gas | Retrocommissioning | A | Standalone Impact on Baseline Energy (%) | Achievable Technical Potential | 0% | 0% | 0% | 0% | 0% | 0% | 0% | 0% | 0% | 0% | 0% | 0% | 0% | 0% | 0% | 0% | 0% | 0% | 0% | 0% | 0% | 0% | 0% | 0% | 0 | 0 | 0 | 0 | 0 | 0 | 0
F5_Industrial_Instruments_New_Space Heating_Natural Gas_Retrocommissioning_A_Achievable Technical Potential | F5 | Industrial | Instruments | New | Space Heating | Natural Gas | Retrocommissioning | A | Standalone Impact on Baseline Summer Peak (%) | Achievable Technical Potential | 0% | 0% | 0% | 0% | 0% | 0% | 0% | 0% | 0% | 0% | 0% | 0% | 0% | 0% | 0% | 0% | 0% | 0% | 0% | 0% | 0% | 0% | 0% | 0% | 0 | 0 | 0 | 0 | 0 | 0 | 0
F6_Industrial_Instruments_New_Space Heating_Natural Gas_Retrocommissioning_A_Achievable Technical Potential | F6 | Industrial | Instruments | New | Space Heating | Natural Gas | Retrocommissioning | A | Standalone Impact on Baseline Winter Peak (%) | Achievable Technical Potential | 0% | 0% | 0% | 0% | 0% | 0% | 0% | 0% | 0% | 0% | 0% | 0% | 0% | 0% | 0% | 0% | 0% | 0% | 0% | 0% | 0% | 0% | 0% | 0% | 0 | 0 | 0 | 0 | 0 | 0 | 0
F7_Industrial_Instruments_New_Space Heating_Natural Gas_Retrocommissioning_A_Achievable Technical Potential | F7 | Industrial | Instruments | New | Space Heating | Natural Gas | Retrocommissioning | A | Incremental Energy Savings (MWh or mTherms) | Achievable Technical Potential | 0 | 0 | 0 | 0 | 0 | 0 | 0 | 0 | 0 | 0 | 0 | 0 | 0 | 0 | 0 | 0 | 0 | 0 | 0 | 0 | 0 | 0 | 0 | 0 | 0 | 0 | 0 | 0 | 0 | 0 | 0
F8_Industrial_Instruments_New_Space Heating_Natural Gas_Retrocommissioning_A_Achievable Technical Potential | F8 | Industrial | Instruments | New | Space Heating | Natural Gas | Retrocommissioning | A | Incremental Summer Peak Savings (MW) | Achievable Technical Potential | 0 | 0 | 0 | 0 | 0 | 0 | 0 | 0 | 0 | 0 | 0 | 0 | 0 | 0 | 0 | 0 | 0 | 0 | 0 | 0 | 0 | 0 | 0 | 0 | 0 | 0 | 0 | 0 | 0 | 0 | 0
F9_Industrial_Instruments_New_Space Heating_Natural Gas_Retrocommissioning_A_Achievable Technical Potential | F9 | Industrial | Instruments | New | Space Heating | Natural Gas | Retrocommissioning | A | Incremental Winter Peak Savings (MW) | Achievable Technical Potential | 0 | 0 | 0 | 0 | 0 | 0 | 0 | 0 | 0 | 0 | 0 | 0 | 0 | 0 | 0 | 0 | 0 | 0 | 0 | 0 | 0 | 0 | 0 | 0 | 0 | 0 | 0 | 0 | 0 | 0 | 0
F10_Industrial_Instruments_New_Space Heating_Natural Gas_Retrocommissioning_A_Achievable Technical Potential | F10 | Industrial | Instruments | New | Space Heating | Natural Gas | Retrocommissioning | A | Cumulative Energy Savings (MWh or mTherms) | Achievable Technical Potential | 0 | 0 | 0 | 0 | 0 | 0 | 0 | 0 | 0 | 0 | 0 | 0 | 0 | 0 | 0 | 0 | 0 | 0 | 0 | 0 | 0 | 0 | 0 | 0 | 0 | 0 | 0 | 0 | 0 | 0 | 0
F11_Industrial_Instruments_New_Space Heating_Natural Gas_Retrocommissioning_A_Achievable Technical Potential | F11 | Industrial | Instruments | New | Space Heating | Natural Gas | Retrocommissioning | A | Cumulative Summer Peak Savings (MW) | Achievable Technical Potential | 0 | 0 | 0 | 0 | 0 | 0 | 0 | 0 | 0 | 0 | 0 | 0 | 0 | 0 | 0 | 0 | 0 | 0 | 0 | 0 | 0 | 0 | 0 | 0 | 0 | 0 | 0 | 0 | 0 | 0 | 0
F12_Industrial_Instruments_New_Space Heating_Natural Gas_Retrocommissioning_A_Achievable Technical Potential | F12 | Industrial | Instruments | New | Space Heating | Natural Gas | Retrocommissioning | A | Cumulative Winter Peak Savings (MW) | Achievable Technical Potential | 0 | 0 | 0 | 0 | 0 | 0 | 0 | 0 | 0 | 0 | 0 | 0 | 0 | 0 | 0 | 0 | 0 | 0 | 0 | 0 | 0 | 0 | 0 | 0 | 0 | 0 | 0 | 0 | 0 | 0 | 0
F13_Industrial_Instruments_New_Space Heating_Natural Gas_Retrocommissioning_A_Achievable Technical Potential | F13 | Industrial | Instruments | New | Space Heating | Natural Gas | Retrocommissioning | A | Purchases (Incremental) | Achievable Technical Potential | 0 | 0 | 0 | 0 | 0 | 0 | 0 | 0 | 0 | 0 | 0 | 0 | 0 | 0 | 0 | 0 | 0 | 0 | 0 | 0 | 0 | 0 | 0 | 0 | 0 | 0 | 0 | 0 | 0 | 0 | 0
F14_Industrial_Instruments_New_Space Heating_Natural Gas_Retrocommissioning_A_Achievable Technical Potential | F14 | Industrial | Instruments | New | Space Heating | Natural Gas | Retrocommissioning | A | Purchases (Cumulative) | Achievable Technical Potential | 0 | 0 | 0 | 0 | 0 | 0 | 0 | 0 | 0 | 0 | 0 | 0 | 0 | 0 | 0 | 0 | 0 | 0 | 0 | 0 | 0 | 0 | 0 | 0 | 0 | 0 | 0 | 0 | 0 | 0 | 0
F1_Industrial_Instruments_New_Process_Natural Gas_Retrocommissioning_A_Achievable Technical Potential | F1 | Industrial | Instruments | New | Process | Natural Gas | Retrocommissioning | A | Original Unit Energy Savings (kWh or therms) | Achievable Technical Potential | 0 | 0 | 0 | 0 | 0 | 0 | 0 | 0 | 0 | 0 | 0 | 0 | 0 | 0 | 0 | 0 | 0 | 0 | 0 | 0 | 0 | 0 | 0 | 0 | 0 | 0 | 0 | 0 | 0 | 0 | 0
F2_Industrial_Instruments_New_Process_Natural Gas_Retrocommissioning_A_Achievable Technical Potential | F2 | Industrial | Instruments | New | Process | Natural Gas | Retrocommissioning | A | Original Unit Summer Peak Savings (kW) | Achievable Technical Potential | 0 | 0 | 0 | 0 | 0 | 0 | 0 | 0 | 0 | 0 | 0 | 0 | 0 | 0 | 0 | 0 | 0 | 0 | 0 | 0 | 0 | 0 | 0 | 0 | 0 | 0 | 0 | 0 | 0 | 0 | 0
F3_Industrial_Instruments_New_Process_Natural Gas_Retrocommissioning_A_Achievable Technical Potential | F3 | Industrial | Instruments | New | Process | Natural Gas | Retrocommissioning | A | Original Unit Winter Peak Savings (kW) | Achievable Technical Potential | 0 | 0 | 0 | 0 | 0 | 0 | 0 | 0 | 0 | 0 | 0 | 0 | 0 | 0 | 0 | 0 | 0 | 0 | 0 | 0 | 0 | 0 | 0 | 0 | 0 | 0 | 0 | 0 | 0 | 0 | 0
F4_Industrial_Instruments_New_Process_Natural Gas_Retrocommissioning_A_Achievable Technical Potential | F4 | Industrial | Instruments | New | Process | Natural Gas | Retrocommissioning | A | Standalone Impact on Baseline Energy (%) | Achievable Technical Potential | 0% | 0% | 0% | 0% | 0% | 0% | 0% | 0% | 0% | 0% | 0% | 0% | 0% | 0% | 0% | 0% | 0% | 0% | 0% | 0% | 0% | 0% | 0% | 0% | 0 | 0 | 0 | 0 | 0 | 0 | 0
F5_Industrial_Instruments_New_Process_Natural Gas_Retrocommissioning_A_Achievable Technical Potential | F5 | Industrial | Instruments | New | Process | Natural Gas | Retrocommissioning | A | Standalone Impact on Baseline Summer Peak (%) | Achievable Technical Potential | 0% | 0% | 0% | 0% | 0% | 0% | 0% | 0% | 0% | 0% | 0% | 0% | 0% | 0% | 0% | 0% | 0% | 0% | 0% | 0% | 0% | 0% | 0% | 0% | 0 | 0 | 0 | 0 | 0 | 0 | 0
F6_Industrial_Instruments_New_Process_Natural Gas_Retrocommissioning_A_Achievable Technical Potential | F6 | Industrial | Instruments | New | Process | Natural Gas | Retrocommissioning | A | Standalone Impact on Baseline Winter Peak (%) | Achievable Technical Potential | 0% | 0% | 0% | 0% | 0% | 0% | 0% | 0% | 0% | 0% | 0% | 0% | 0% | 0% | 0% | 0% | 0% | 0% | 0% | 0% | 0% | 0% | 0% | 0% | 0 | 0 | 0 | 0 | 0 | 0 | 0
F7_Industrial_Instruments_New_Process_Natural Gas_Retrocommissioning_A_Achievable Technical Potential | F7 | Industrial | Instruments | New | Process | Natural Gas | Retrocommissioning | A | Incremental Energy Savings (MWh or mTherms) | Achievable Technical Potential | 0 | 0 | 0 | 0 | 0 | 0 | 0 | 0 | 0 | 0 | 0 | 0 | 0 | 0 | 0 | 0 | 0 | 0 | 0 | 0 | 0 | 0 | 0 | 0 | 0 | 0 | 0 | 0 | 0 | 0 | 0
F8_Industrial_Instruments_New_Process_Natural Gas_Retrocommissioning_A_Achievable Technical Potential | F8 | Industrial | Instruments | New | Process | Natural Gas | Retrocommissioning | A | Incremental Summer Peak Savings (MW) | Achievable Technical Potential | 0 | 0 | 0 | 0 | 0 | 0 | 0 | 0 | 0 | 0 | 0 | 0 | 0 | 0 | 0 | 0 | 0 | 0 | 0 | 0 | 0 | 0 | 0 | 0 | 0 | 0 | 0 | 0 | 0 | 0 | 0
F9_Industrial_Instruments_New_Process_Natural Gas_Retrocommissioning_A_Achievable Technical Potential | F9 | Industrial | Instruments | New | Process | Natural Gas | Retrocommissioning | A | Incremental Winter Peak Savings (MW) | Achievable Technical Potential | 0 | 0 | 0 | 0 | 0 | 0 | 0 | 0 | 0 | 0 | 0 | 0 | 0 | 0 | 0 | 0 | 0 | 0 | 0 | 0 | 0 | 0 | 0 | 0 | 0 | 0 | 0 | 0 | 0 | 0 | 0
F10_Industrial_Instruments_New_Process_Natural Gas_Retrocommissioning_A_Achievable Technical Potential | F10 | Industrial | Instruments | New | Process | Natural Gas | Retrocommissioning | A | Cumulative Energy Savings (MWh or mTherms) | Achievable Technical Potential | 0 | 0 | 0 | 0 | 0 | 0 | 0 | 0 | 0 | 0 | 0 | 0 | 0 | 0 | 0 | 0 | 0 | 0 | 0 | 0 | 0 | 0 | 0 | 0 | 0 | 0 | 0 | 0 | 0 | 0 | 0
F11_Industrial_Instruments_New_Process_Natural Gas_Retrocommissioning_A_Achievable Technical Potential | F11 | Industrial | Instruments | New | Process | Natural Gas | Retrocommissioning | A | Cumulative Summer Peak Savings (MW) | Achievable Technical Potential | 0 | 0 | 0 | 0 | 0 | 0 | 0 | 0 | 0 | 0 | 0 | 0 | 0 | 0 | 0 | 0 | 0 | 0 | 0 | 0 | 0 | 0 | 0 | 0 | 0 | 0 | 0 | 0 | 0 | 0 | 0
F12_Industrial_Instruments_New_Process_Natural Gas_Retrocommissioning_A_Achievable Technical Potential | F12 | Industrial | Instruments | New | Process | Natural Gas | Retrocommissioning | A | Cumulative Winter Peak Savings (MW) | Achievable Technical Potential | 0 | 0 | 0 | 0 | 0 | 0 | 0 | 0 | 0 | 0 | 0 | 0 | 0 | 0 | 0 | 0 | 0 | 0 | 0 | 0 | 0 | 0 | 0 | 0 | 0 | 0 | 0 | 0 | 0 | 0 | 0
F13_Industrial_Instruments_New_Process_Natural Gas_Retrocommissioning_A_Achievable Technical Potential | F13 | Industrial | Instruments | New | Process | Natural Gas | Retrocommissioning | A | Purchases (Incremental) | Achievable Technical Potential | 0 | 0 | 0 | 0 | 0 | 0 | 0 | 0 | 0 | 0 | 0 | 0 | 0 | 0 | 0 | 0 | 0 | 0 | 0 | 0 | 0 | 0 | 0 | 0 | 0 | 0 | 0 | 0 | 0 | 0 | 0
F14_Industrial_Instruments_New_Process_Natural Gas_Retrocommissioning_A_Achievable Technical Potential | F14 | Industrial | Instruments | New | Process | Natural Gas | Retrocommissioning | A | Purchases (Cumulative) | Achievable Technical Potential | 0 | 0 | 0 | 0 | 0 | 0 | 0 | 0 | 0 | 0 | 0 | 0 | 0 | 0 | 0 | 0 | 0 | 0 | 0 | 0 | 0 | 0 | 0 | 0 | 0 | 0 | 0 | 0 | 0 | 0 | 0
F1_Industrial_Wood and Lumber Products_Existing_Space Heating_Natural Gas_Insulation - Roof/Ceiling_A_Achievable Technical Potential | F1 | Industrial | Wood and Lumber Products | Existing | Space Heating | Natural Gas | Insulation - Roof/Ceiling | A | Original Unit Energy Savings (kWh or therms) | Achievable Technical Potential | 0 | 0 | 0 | 0 | 0 | 0.099591 | 0.099104 | 0.098502 | 0.097865 | 0.097198 | 0.096522 | 0.095828 | 0.095137 | 0.094449 | 0.093706 | 0.093019 | 0.09234 | 0.09171 | 0.091123 | 0.090551 | 0.090011 | 0.089458 | 0.08896 | 0.088489 | 0.088041 | 0.087626 | 0.087242 | 0.086887 | 0 | 0 | 0
F2_Industrial_Wood and Lumber Products_Existing_Space Heating_Natural Gas_Insulation - Roof/Ceiling_A_Achievable Technical Potential | F2 | Industrial | Wood and Lumber Products | Existing | Space Heating | Natural Gas | Insulation - Roof/Ceiling | A | Original Unit Summer Peak Savings (kW) | Achievable Technical Potential | 0 | 0 | 0 | 0 | 0 | 0 | 0 | 0 | 0 | 0 | 0 | 0 | 0 | 0 | 0 | 0 | 0 | 0 | 0 | 0 | 0 | 0 | 0 | 0 | 0 | 0 | 0 | 0 | 0 | 0 | 0
F3_Industrial_Wood and Lumber Products_Existing_Space Heating_Natural Gas_Insulation - Roof/Ceiling_A_Achievable Technical Potential | F3 | Industrial | Wood and Lumber Products | Existing | Space Heating | Natural Gas | Insulation - Roof/Ceiling | A | Original Unit Winter Peak Savings (kW) | Achievable Technical Potential | 0 | 0 | 0 | 0 | 0 | 0 | 0 | 0 | 0 | 0 | 0 | 0 | 0 | 0 | 0 | 0 | 0 | 0 | 0 | 0 | 0 | 0 | 0 | 0 | 0 | 0 | 0 | 0 | 0 | 0 | 0
F4_Industrial_Wood and Lumber Products_Existing_Space Heating_Natural Gas_Insulation - Roof/Ceiling_A_Achievable Technical Potential | F4 | Industrial | Wood and Lumber Products | Existing | Space Heating | Natural Gas | Insulation - Roof/Ceiling | A | Standalone Impact on Baseline Energy (%) | Achievable Technical Potential | 0% | 0% | 0% | 0% | 0% | 0.3808% | 1.047% | 2.09% | 3.54% | 5.384% | 7.608% | 9.95% | 12.29% | 14.65% | 16.49% | 18.21% | 19.42% | 20.42% | 21.23% | 21.62% | 21.97% | 22.22% | 22.41% | 22.49% | 0.22561 | 0.22627 | 0.22687 | 0.22742 | 0 | 0 | 0
F5_Industrial_Wood and Lumber Products_Existing_Space Heating_Natural Gas_Insulation - Roof/Ceiling_A_Achievable Technical Potential | F5 | Industrial | Wood and Lumber Products | Existing | Space Heating | Natural Gas | Insulation - Roof/Ceiling | A | Standalone Impact on Baseline Summer Peak (%) | Achievable Technical Potential | 0% | 0% | 0% | 0% | 0% | 0% | 0% | 0% | 0% | 0% | 0% | 0% | 0% | 0% | 0% | 0% | 0% | 0% | 0% | 0% | 0% | 0% | 0% | 0% | 0 | 0 | 0 | 0 | 0 | 0 | 0
F6_Industrial_Wood and Lumber Products_Existing_Space Heating_Natural Gas_Insulation - Roof/Ceiling_A_Achievable Technical Potential | F6 | Industrial | Wood and Lumber Products | Existing | Space Heating | Natural Gas | Insulation - Roof/Ceiling | A | Standalone Impact on Baseline Winter Peak (%) | Achievable Technical Potential | 0% | 0% | 0% | 0% | 0% | 0% | 0% | 0% | 0% | 0% | 0% | 0% | 0% | 0% | 0% | 0% | 0% | 0% | 0% | 0% | 0% | 0% | 0% | 0% | 0 | 0 | 0 | 0 | 0 | 0 | 0
F7_Industrial_Wood and Lumber Products_Existing_Space Heating_Natural Gas_Insulation - Roof/Ceiling_A_Achievable Technical Potential | F7 | Industrial | Wood and Lumber Products | Existing | Space Heating | Natural Gas | Insulation - Roof/Ceiling | A | Incremental Energy Savings (MWh or mTherms) | Achievable Technical Potential | 0 | 0 | 0 | 0 | 0 | 0.28966 | 0.50415 | 0.77488 | 1.0784 | 1.3643 | 1.5605 | 1.6639 | 1.6486 | 1.5033 | 1.31 | 1.0607 | 0.81907 | 0.5964 | 0.4111 | 0.27267 | 0.17177 | 0.10351 | 0.06944 | 0 | 0 | 0 | 0 | 0 | 0 | 0 | 0
F8_Industrial_Wood and Lumber Products_Existing_Space Heating_Natural Gas_Insulation - Roof/Ceiling_A_Achievable Technical Potential | F8 | Industrial | Wood and Lumber Products | Existing | Space Heating | Natural Gas | Insulation - Roof/Ceiling | A | Incremental Summer Peak Savings (MW) | Achievable Technical Potential | 0 | 0 | 0 | 0 | 0 | 0 | 0 | 0 | 0 | 0 | 0 | 0 | 0 | 0 | 0 | 0 | 0 | 0 | 0 | 0 | 0 | 0 | 0 | 0 | 0 | 0 | 0 | 0 | 0 | 0 | 0
F9_Industrial_Wood and Lumber Products_Existing_Space Heating_Natural Gas_Insulation - Roof/Ceiling_A_Achievable Technical Potential | F9 | Industrial | Wood and Lumber Products | Existing | Space Heating | Natural Gas | Insulation - Roof/Ceiling | A | Incremental Winter Peak Savings (MW) | Achievable Technical Potential | 0 | 0 | 0 | 0 | 0 | 0 | 0 | 0 | 0 | 0 | 0 | 0 | 0 | 0 | 0 | 0 | 0 | 0 | 0 | 0 | 0 | 0 | 0 | 0 | 0 | 0 | 0 | 0 | 0 | 0 | 0
F10_Industrial_Wood and Lumber Products_Existing_Space Heating_Natural Gas_Insulation - Roof/Ceiling_A_Achievable Technical Potential | F10 | Industrial | Wood and Lumber Products | Existing | Space Heating | Natural Gas | Insulation - Roof/Ceiling | A | Cumulative Energy Savings (MWh or mTherms) | Achievable Technical Potential | 0 | 0 | 0 | 0 | 0 | 0.28966 | 0.7924 | 1.5625 | 2.6308 | 3.9771 | 5.51 | 7.1343 | 8.7314 | 10.1715 | 11.4015 | 12.3786 | 13.1073 | 13.6143 | 13.9383 | 14.1234 | 14.2109 | 14.2272 | 14.2174 | 14.1421 | 14.0705 | 14.0042 | 13.9429 | 13.8861 | 0 | 0 | 0
F11_Industrial_Wood and Lumber Products_Existing_Space Heating_Natural Gas_Insulation - Roof/Ceiling_A_Achievable Technical Potential | F11 | Industrial | Wood and Lumber Products | Existing | Space Heating | Natural Gas | Insulation - Roof/Ceiling | A | Cumulative Summer Peak Savings (MW) | Achievable Technical Potential | 0 | 0 | 0 | 0 | 0 | 0 | 0 | 0 | 0 | 0 | 0 | 0 | 0 | 0 | 0 | 0 | 0 | 0 | 0 | 0 | 0 | 0 | 0 | 0 | 0 | 0 | 0 | 0 | 0 | 0 | 0
F12_Industrial_Wood and Lumber Products_Existing_Space Heating_Natural Gas_Insulation - Roof/Ceiling_A_Achievable Technical Potential | F12 | Industrial | Wood and Lumber Products | Existing | Space Heating | Natural Gas | Insulation - Roof/Ceiling | A | Cumulative Winter Peak Savings (MW) | Achievable Technical Potential | 0 | 0 | 0 | 0 | 0 | 0 | 0 | 0 | 0 | 0 | 0 | 0 | 0 | 0 | 0 | 0 | 0 | 0 | 0 | 0 | 0 | 0 | 0 | 0 | 0 | 0 | 0 | 0 | 0 | 0 | 0
F13_Industrial_Wood and Lumber Products_Existing_Space Heating_Natural Gas_Insulation - Roof/Ceiling_A_Achievable Technical Potential | F13 | Industrial | Wood and Lumber Products | Existing | Space Heating | Natural Gas | Insulation - Roof/Ceiling | A | Purchases (Incremental) | Achievable Technical Potential | 0 | 0 | 0 | 0 | 0 | 2908.5236 | 5087.1228 | 7866.6346 | 11019.2427 | 14036.0873 | 16167.484 | 17363.5577 | 17328.3022 | 15916.2591 | 13979.8994 | 11403.0682 | 8870.204 | 6503.0442 | 4511.5262 | 3011.2469 | 1908.3239 | 1157.0706 | 780.5791 | 0 | 0 | 0 | 0 | 0 | 0 | 0 | 0
F14_Industrial_Wood and Lumber Products_Existing_Space Heating_Natural Gas_Insulation - Roof/Ceiling_A_Achievable Technical Potential | F14 | Industrial | Wood and Lumber Products | Existing | Space Heating | Natural Gas | Insulation - Roof/Ceiling | A | Purchases (Cumulative) | Achievable Technical Potential | 0 | 0 | 0 | 0 | 0 | 2908.5236 | 7995.6465 | 15862.2811 | 26881.5238 | 40917.611 | 57085.095 | 74448.6527 | 91776.9549 | 107693.2139 | 121673.1133 | 133076.1815 | 141946.3856 | 148449.4297 | 152960.9559 | 155972.2028 | 157880.5267 | 159037.5973 | 159818.1764 | 159818.1764 | 159818.1764 | 159818.1764 | 159818.1764 | 159818.1764 | 159818.1764 | 159818.1764 | 159818.1764
F1_Industrial_Wood and Lumber Products_Existing_Space Heating_Natural Gas_Insulation - Wall Cavity_A_Achievable Technical Potential | F1 | Industrial | Wood and Lumber Products | Existing | Space Heating | Natural Gas | Insulation - Wall Cavity | A | Original Unit Energy Savings (kWh or therms) | Achievable Technical Potential | 0 | 0 | 0 | 0 | 0 | 0.017935 | 0.017848 | 0.017739 | 0.017625 | 0.017505 | 0.017383 | 0.017258 | 0.017133 | 0.017009 | 0.016876 | 0.016752 | 0.01663 | 0.016516 | 0.01641 | 0.016307 | 0.01621 | 0.016111 | 0.016021 | 0.015936 | 0.015855 | 0.015781 | 0.015712 | 0.015648 | 0 | 0 | 0
F2_Industrial_Wood and Lumber Products_Existing_Space Heating_Natural Gas_Insulation - Wall Cavity_A_Achievable Technical Potential | F2 | Industrial | Wood and Lumber Products | Existing | Space Heating | Natural Gas | Insulation - Wall Cavity | A | Original Unit Summer Peak Savings (kW) | Achievable Technical Potential | 0 | 0 | 0 | 0 | 0 | 0 | 0 | 0 | 0 | 0 | 0 | 0 | 0 | 0 | 0 | 0 | 0 | 0 | 0 | 0 | 0 | 0 | 0 | 0 | 0 | 0 | 0 | 0 | 0 | 0 | 0
F3_Industrial_Wood and Lumber Products_Existing_Space Heating_Natural Gas_Insulation - Wall Cavity_A_Achievable Technical Potential | F3 | Industrial | Wood and Lumber Products | Existing | Space Heating | Natural Gas | Insulation - Wall Cavity | A | Original Unit Winter Peak Savings (kW) | Achievable Technical Potential | 0 | 0 | 0 | 0 | 0 | 0 | 0 | 0 | 0 | 0 | 0 | 0 | 0 | 0 | 0 | 0 | 0 | 0 | 0 | 0 | 0 | 0 | 0 | 0 | 0 | 0 | 0 | 0 | 0 | 0 | 0
F4_Industrial_Wood and Lumber Products_Existing_Space Heating_Natural Gas_Insulation - Wall Cavity_A_Achievable Technical Potential | F4 | Industrial | Wood and Lumber Products | Existing | Space Heating | Natural Gas | Insulation - Wall Cavity | A | Standalone Impact on Baseline Energy (%) | Achievable Technical Potential | 0% | 0% | 0% | 0% | 0% | 0.06857% | 0.1886% | 0.3764% | 0.6376% | 0.9696% | 1.37% | 1.792% | 2.213% | 2.639% | 2.97% | 3.28% | 3.498% | 3.677% | 3.823% | 3.894% | 3.958% | 4.002% | 4.036% | 4.05% | 0.04063 | 0.040749 | 0.040857 | 0.040957 | 0 | 0 | 0
F5_Industrial_Wood and Lumber Products_Existing_Space Heating_Natural Gas_Insulation - Wall Cavity_A_Achievable Technical Potential | F5 | Industrial | Wood and Lumber Products | Existing | Space Heating | Natural Gas | Insulation - Wall Cavity | A | Standalone Impact on Baseline Summer Peak (%) | Achievable Technical Potential | 0% | 0% | 0% | 0% | 0% | 0% | 0% | 0% | 0% | 0% | 0% | 0% | 0% | 0% | 0% | 0% | 0% | 0% | 0% | 0% | 0% | 0% | 0% | 0% | 0 | 0 | 0 | 0 | 0 | 0 | 0
F6_Industrial_Wood and Lumber Products_Existing_Space Heating_Natural Gas_Insulation - Wall Cavity_A_Achievable Technical Potential | F6 | Industrial | Wood and Lumber Products | Existing | Space Heating | Natural Gas | Insulation - Wall Cavity | A | Standalone Impact on Baseline Winter Peak (%) | Achievable Technical Potential | 0% | 0% | 0% | 0% | 0% | 0% | 0% | 0% | 0% | 0% | 0% | 0% | 0% | 0% | 0% | 0% | 0% | 0% | 0% | 0% | 0% | 0% | 0% | 0% | 0 | 0 | 0 | 0 | 0 | 0 | 0
F7_Industrial_Wood and Lumber Products_Existing_Space Heating_Natural Gas_Insulation - Wall Cavity_A_Achievable Technical Potential | F7 | Industrial | Wood and Lumber Products | Existing | Space Heating | Natural Gas | Insulation - Wall Cavity | A | Incremental Energy Savings (MWh or mTherms) | Achievable Technical Potential | 0 | 0 | 0 | 0 | 0 | 0.052166 | 0.090794 | 0.13955 | 0.19421 | 0.2457 | 0.28104 | 0.29966 | 0.29689 | 0.27073 | 0.23592 | 0.19102 | 0.14751 | 0.10741 | 0.074036 | 0.049106 | 0.030934 | 0.018641 | 0.012506 | 0 | 0 | 0 | 0 | 0 | 0 | 0 | 0
F8_Industrial_Wood and Lumber Products_Existing_Space Heating_Natural Gas_Insulation - Wall Cavity_A_Achievable Technical Potential | F8 | Industrial | Wood and Lumber Products | Existing | Space Heating | Natural Gas | Insulation - Wall Cavity | A | Incremental Summer Peak Savings (MW) | Achievable Technical Potential | 0 | 0 | 0 | 0 | 0 | 0 | 0 | 0 | 0 | 0 | 0 | 0 | 0 | 0 | 0 | 0 | 0 | 0 | 0 | 0 | 0 | 0 | 0 | 0 | 0 | 0 | 0 | 0 | 0 | 0 | 0
F9_Industrial_Wood and Lumber Products_Existing_Space Heating_Natural Gas_Insulation - Wall Cavity_A_Achievable Technical Potential | F9 | Industrial | Wood and Lumber Products | Existing | Space Heating | Natural Gas | Insulation - Wall Cavity | A | Incremental Winter Peak Savings (MW) | Achievable Technical Potential | 0 | 0 | 0 | 0 | 0 | 0 | 0 | 0 | 0 | 0 | 0 | 0 | 0 | 0 | 0 | 0 | 0 | 0 | 0 | 0 | 0 | 0 | 0 | 0 | 0 | 0 | 0 | 0 | 0 | 0 | 0
F10_Industrial_Wood and Lumber Products_Existing_Space Heating_Natural Gas_Insulation - Wall Cavity_A_Achievable Technical Potential | F10 | Industrial | Wood and Lumber Products | Existing | Space Heating | Natural Gas | Insulation - Wall Cavity | A | Cumulative Energy Savings (MWh or mTherms) | Achievable Technical Potential | 0 | 0 | 0 | 0 | 0 | 0.052166 | 0.1427 | 0.28139 | 0.47378 | 0.71625 | 0.9923 | 1.2848 | 1.5724 | 1.8318 | 2.0533 | 2.2293 | 2.3605 | 2.4518 | 2.5102 | 2.5435 | 2.5593 | 2.5622 | 2.5604 | 2.5469 | 2.534 | 2.522 | 2.511 | 2.5008 | 0 | 0 | 0
F11_Industrial_Wood and Lumber Products_Existing_Space Heating_Natural Gas_Insulation - Wall Cavity_A_Achievable Technical Potential | F11 | Industrial | Wood and Lumber Products | Existing | Space Heating | Natural Gas | Insulation - Wall Cavity | A | Cumulative Summer Peak Savings (MW) | Achievable Technical Potential | 0 | 0 | 0 | 0 | 0 | 0 | 0 | 0 | 0 | 0 | 0 | 0 | 0 | 0 | 0 | 0 | 0 | 0 | 0 | 0 | 0 | 0 | 0 | 0 | 0 | 0 | 0 | 0 | 0 | 0 | 0
F12_Industrial_Wood and Lumber Products_Existing_Space Heating_Natural Gas_Insulation - Wall Cavity_A_Achievable Technical Potential | F12 | Industrial | Wood and Lumber Products | Existing | Space Heating | Natural Gas | Insulation - Wall Cavity | A | Cumulative Winter Peak Savings (MW) | Achievable Technical Potential | 0 | 0 | 0 | 0 | 0 | 0 | 0 | 0 | 0 | 0 | 0 | 0 | 0 | 0 | 0 | 0 | 0 | 0 | 0 | 0 | 0 | 0 | 0 | 0 | 0 | 0 | 0 | 0 | 0 | 0 | 0
F13_Industrial_Wood and Lumber Products_Existing_Space Heating_Natural Gas_Insulation - Wall Cavity_A_Achievable Technical Potential | F13 | Industrial | Wood and Lumber Products | Existing | Space Heating | Natural Gas | Insulation - Wall Cavity | A | Purchases (Incremental) | Achievable Technical Potential | 0 | 0 | 0 | 0 | 0 | 2908.5236 | 5087.1228 | 7866.6346 | 11019.2427 | 14036.0873 | 16167.484 | 17363.5577 | 17328.3022 | 15916.2591 | 13979.8994 | 11403.0682 | 8870.204 | 6503.0442 | 4511.5262 | 3011.2469 | 1908.3239 | 1157.0706 | 780.5791 | 0 | 0 | 0 | 0 | 0 | 0 | 0 | 0
F14_Industrial_Wood and Lumber Products_Existing_Space Heating_Natural Gas_Insulation - Wall Cavity_A_Achievable Technical Potential | F14 | Industrial | Wood and Lumber Products | Existing | Space Heating | Natural Gas | Insulation - Wall Cavity | A | Purchases (Cumulative) | Achievable Technical Potential | 0 | 0 | 0 | 0 | 0 | 2908.5236 | 7995.6465 | 15862.2811 | 26881.5238 | 40917.611 | 57085.095 | 74448.6527 | 91776.9549 | 107693.2139 | 121673.1133 | 133076.1815 | 141946.3856 | 148449.4297 | 152960.9559 | 155972.2028 | 157880.5267 | 159037.5973 | 159818.1764 | 159818.1764 | 159818.1764 | 159818.1764 | 159818.1764 | 159818.1764 | 159818.1764 | 159818.1764 | 159818.1764
F1_Industrial_Wood and Lumber Products_Existing_Space Heating_Natural Gas_Insulation - Ducting_A_Achievable Technical Potential | F1 | Industrial | Wood and Lumber Products | Existing | Space Heating | Natural Gas | Insulation - Ducting | A | Original Unit Energy Savings (kWh or therms) | Achievable Technical Potential | 0 | 0 | 0 | 0 | 0 | 0.0016309 | 0.0016162 | 0.0015975 | 0.0015784 | 0.0015594 | 0.0015407 | 0.0015222 | 0.0015048 | 0.0014884 | 0.0014718 | 0.0014574 | 0.0014437 | 0.0014309 | 0.0014188 | 0.0014066 | 0.0013948 | 0.001383 | 0.0013709 | 0.0013593 | 0.0013481 | 0.0013376 | 0.0013278 | 0.0013186 | 0.00131 | 0.0013019 | 0.0012943
F2_Industrial_Wood and Lumber Products_Existing_Space Heating_Natural Gas_Insulation - Ducting_A_Achievable Technical Potential | F2 | Industrial | Wood and Lumber Products | Existing | Space Heating | Natural Gas | Insulation - Ducting | A | Original Unit Summer Peak Savings (kW) | Achievable Technical Potential | 0 | 0 | 0 | 0 | 0 | 0 | 0 | 0 | 0 | 0 | 0 | 0 | 0 | 0 | 0 | 0 | 0 | 0 | 0 | 0 | 0 | 0 | 0 | 0 | 0 | 0 | 0 | 0 | 0 | 0 | 0
F3_Industrial_Wood and Lumber Products_Existing_Space Heating_Natural Gas_Insulation - Ducting_A_Achievable Technical Potential | F3 | Industrial | Wood and Lumber Products | Existing | Space Heating | Natural Gas | Insulation - Ducting | A | Original Unit Winter Peak Savings (kW) | Achievable Technical Potential | 0 | 0 | 0 | 0 | 0 | 0 | 0 | 0 | 0 | 0 | 0 | 0 | 0 | 0 | 0 | 0 | 0 | 0 | 0 | 0 | 0 | 0 | 0 | 0 | 0 | 0 | 0 | 0 | 0 | 0 | 0
F4_Industrial_Wood and Lumber Products_Existing_Space Heating_Natural Gas_Insulation - Ducting_A_Achievable Technical Potential | F4 | Industrial | Wood and Lumber Products | Existing | Space Heating | Natural Gas | Insulation - Ducting | A | Standalone Impact on Baseline Energy (%) | Achievable Technical Potential | 0% | 0% | 0% | 0% | 0% | 0.0007873% | 0.001747% | 0.002919% | 0.004254% | 0.005763% | 0.007592% | 0.009525% | 0.01149% | 0.01349% | 0.01499% | 0.01632% | 0.0171% | 0.01762% | 0.01797% | 0.018% | 0.01807% | 0.01811% | 0.01812% | 0.01812% | 0.00018123 | 0.00018119 | 0.00018114 | 0.00018106 | 0 | 0 | 0
F5_Industrial_Wood and Lumber Products_Existing_Space Heating_Natural Gas_Insulation - Ducting_A_Achievable Technical Potential | F5 | Industrial | Wood and Lumber Products | Existing | Space Heating | Natural Gas | Insulation - Ducting | A | Standalone Impact on Baseline Summer Peak (%) | Achievable Technical Potential | 0% | 0% | 0% | 0% | 0% | 0% | 0% | 0% | 0% | 0% | 0% | 0% | 0% | 0% | 0% | 0% | 0% | 0% | 0% | 0% | 0% | 0% | 0% | 0% | 0 | 0 | 0 | 0 | 0 | 0 | 0
F6_Industrial_Wood and Lumber Products_Existing_Space Heating_Natural Gas_Insulation - Ducting_A_Achievable Technical Potential | F6 | Industrial | Wood and Lumber Products | Existing | Space Heating | Natural Gas | Insulation - Ducting | A | Standalone Impact on Baseline Winter Peak (%) | Achievable Technical Potential | 0% | 0% | 0% | 0% | 0% | 0% | 0% | 0% | 0% | 0% | 0% | 0% | 0% | 0% | 0% | 0% | 0% | 0% | 0% | 0% | 0% | 0% | 0% | 0% | 0 | 0 | 0 | 0 | 0 | 0 | 0
F7_Industrial_Wood and Lumber Products_Existing_Space Heating_Natural Gas_Insulation - Ducting_A_Achievable Technical Potential | F7 | Industrial | Wood and Lumber Products | Existing | Space Heating | Natural Gas | Insulation - Ducting | A | Incremental Energy Savings (MWh or mTherms) | Achievable Technical Potential | 0 | 0 | 0 | 0 | 0 | 0.00059892 | 0.00072835 | 0.00087576 | 0.0010051 | 0.0011335 | 0.0012927 | 0.0013972 | 0.0014082 | 0.0012917 | 0.0011022 | 0.00083649 | 0.00054849 | 0.00031406 | 0.0001486 | 6.2404e-05 | 2.2409e-05 | 6.9134e-06 | 1.4882e-06 | 2.4171e-07 | 2.8684e-08 | 0 | 0 | 0 | 0 | 0 | 0
F8_Industrial_Wood and Lumber Products_Existing_Space Heating_Natural Gas_Insulation - Ducting_A_Achievable Technical Potential | F8 | Industrial | Wood and Lumber Products | Existing | Space Heating | Natural Gas | Insulation - Ducting | A | Incremental Summer Peak Savings (MW) | Achievable Technical Potential | 0 | 0 | 0 | 0 | 0 | 0 | 0 | 0 | 0 | 0 | 0 | 0 | 0 | 0 | 0 | 0 | 0 | 0 | 0 | 0 | 0 | 0 | 0 | 0 | 0 | 0 | 0 | 0 | 0 | 0 | 0
F9_Industrial_Wood and Lumber Products_Existing_Space Heating_Natural Gas_Insulation - Ducting_A_Achievable Technical Potential | F9 | Industrial | Wood and Lumber Products | Existing | Space Heating | Natural Gas | Insulation - Ducting | A | Incremental Winter Peak Savings (MW) | Achievable Technical Potential | 0 | 0 | 0 | 0 | 0 | 0 | 0 | 0 | 0 | 0 | 0 | 0 | 0 | 0 | 0 | 0 | 0 | 0 | 0 | 0 | 0 | 0 | 0 | 0 | 0 | 0 | 0 | 0 | 0 | 0 | 0
F10_Industrial_Wood and Lumber Products_Existing_Space Heating_Natural Gas_Insulation - Ducting_A_Achievable Technical Potential | F10 | Industrial | Wood and Lumber Products | Existing | Space Heating | Natural Gas | Insulation - Ducting | A | Cumulative Energy Savings (MWh or mTherms) | Achievable Technical Potential | 0 | 0 | 0 | 0 | 0 | 0.00059892 | 0.0013219 | 0.0021823 | 0.0031614 | 0.0042567 | 0.0054984 | 0.0068296 | 0.0081596 | 0.0093624 | 0.010361 | 0.011095 | 0.01154 | 0.011751 | 0.011801 | 0.011762 | 0.011685 | 0.011594 | 0.011494 | 0.011396 | 0.011303 | 0.011215 | 0.011132 | 0.011055 | 0.010983 | 0.010915 | 0.010852
F11_Industrial_Wood and Lumber Products_Existing_Space Heating_Natural Gas_Insulation - Ducting_A_Achievable Technical Potential | F11 | Industrial | Wood and Lumber Products | Existing | Space Heating | Natural Gas | Insulation - Ducting | A | Cumulative Summer Peak Savings (MW) | Achievable Technical Potential | 0 | 0 | 0 | 0 | 0 | 0 | 0 | 0 | 0 | 0 | 0 | 0 | 0 | 0 | 0 | 0 | 0 | 0 | 0 | 0 | 0 | 0 | 0 | 0 | 0 | 0 | 0 | 0 | 0 | 0 | 0
F12_Industrial_Wood and Lumber Products_Existing_Space Heating_Natural Gas_Insulation - Ducting_A_Achievable Technical Potential | F12 | Industrial | Wood and Lumber Products | Existing | Space Heating | Natural Gas | Insulation - Ducting | A | Cumulative Winter Peak Savings (MW) | Achievable Technical Potential | 0 | 0 | 0 | 0 | 0 | 0 | 0 | 0 | 0 | 0 | 0 | 0 | 0 | 0 | 0 | 0 | 0 | 0 | 0 | 0 | 0 | 0 | 0 | 0 | 0 | 0 | 0 | 0 | 0 | 0 | 0
F13_Industrial_Wood and Lumber Products_Existing_Space Heating_Natural Gas_Insulation - Ducting_A_Achievable Technical Potential | F13 | Industrial | Wood and Lumber Products | Existing | Space Heating | Natural Gas | Insulation - Ducting | A | Purchases (Incremental) | Achievable Technical Potential | 0 | 0 | 0 | 0 | 0 | 367.236 | 450.6597 | 548.2234 | 636.745 | 726.8889 | 839.0286 | 917.9122 | 935.8082 | 867.8828 | 748.8671 | 573.9787 | 379.9206 | 219.4888 | 104.7371 | 44.3643 | 16.0658 | 4.9987 | 1.0855 | 0.17782 | 0.021278 | 0 | 0 | 0 | 0 | 0 | 0
F14_Industrial_Wood and Lumber Products_Existing_Space Heating_Natural Gas_Insulation - Ducting_A_Achievable Technical Potential | F14 | Industrial | Wood and Lumber Products | Existing | Space Heating | Natural Gas | Insulation - Ducting | A | Purchases (Cumulative) | Achievable Technical Potential | 0 | 0 | 0 | 0 | 0 | 367.236 | 817.8957 | 1366.119 | 2002.864 | 2729.7529 | 3568.7815 | 4486.6937 | 5422.5019 | 6290.3848 | 7039.2519 | 7613.2306 | 7993.1511 | 8212.6399 | 8317.377 | 8361.7413 | 8377.8071 | 8382.8058 | 8383.8914 | 8384.0692 | 8384.0905 | 8384.0905 | 8384.0905 | 8384.0905 | 8384.0905 | 8384.0905 | 8384.0905
F1_Industrial_Wood and Lumber Products_Existing_Space Heating_Natural Gas_HVAC - Duct Repair and Sealing_A_Achievable Technical Potential | F1 | Industrial | Wood and Lumber Products | Existing | Space Heating | Natural Gas | HVAC - Duct Repair and Sealing | A | Original Unit Energy Savings (kWh or therms) | Achievable Technical Potential | 0 | 0 | 0 | 0 | 0 | 0.0038394 | 0.0038048 | 0.0037607 | 0.003716 | 0.0036711 | 0.0036271 | 0.0035835 | 0.0035425 | 0.0035039 | 0.003465 | 0.0034309 | 0.0033988 | 0.0033686 | 0.0033402 | 0.0033115 | 0.0032836 | 0.003256 | 0.0032274 | 0.0032 | 0.0031737 | 0.003149 | 0.0031259 | 0.0031042 | 0.0030839 | 0.0030649 | 0.0030471
F2_Industrial_Wood and Lumber Products_Existing_Space Heating_Natural Gas_HVAC - Duct Repair and Sealing_A_Achievable Technical Potential | F2 | Industrial | Wood and Lumber Products | Existing | Space Heating | Natural Gas | HVAC - Duct Repair and Sealing | A | Original Unit Summer Peak Savings (kW) | Achievable Technical Potential | 0 | 0 | 0 | 0 | 0 | 0 | 0 | 0 | 0 | 0 | 0 | 0 | 0 | 0 | 0 | 0 | 0 | 0 | 0 | 0 | 0 | 0 | 0 | 0 | 0 | 0 | 0 | 0 | 0 | 0 | 0
F3_Industrial_Wood and Lumber Products_Existing_Space Heating_Natural Gas_HVAC - Duct Repair and Sealing_A_Achievable Technical Potential | F3 | Industrial | Wood and Lumber Products | Existing | Space Heating | Natural Gas | HVAC - Duct Repair and Sealing | A | Original Unit Winter Peak Savings (kW) | Achievable Technical Potential | 0 | 0 | 0 | 0 | 0 | 0 | 0 | 0 | 0 | 0 | 0 | 0 | 0 | 0 | 0 | 0 | 0 | 0 | 0 | 0 | 0 | 0 | 0 | 0 | 0 | 0 | 0 | 0 | 0 | 0 | 0
F4_Industrial_Wood and Lumber Products_Existing_Space Heating_Natural Gas_HVAC - Duct Repair and Sealing_A_Achievable Technical Potential | F4 | Industrial | Wood and Lumber Products | Existing | Space Heating | Natural Gas | HVAC - Duct Repair and Sealing | A | Standalone Impact on Baseline Energy (%) | Achievable Technical Potential | 0% | 0% | 0% | 0% | 0% | 0.003772% | 0.007514% | 0.01125% | 0.0149% | 0.0185% | 0.02232% | 0.02593% | 0.02952% | 0.03351% | 0.03689% | 0.04076% | 0.04427% | 0.048% | 0.05192% | 0.05531% | 0.05898% | 0.06263% | 0.06621% | 0.06976% | 0.00073282 | 0.00073269 | 0.00073246 | 0.00073213 | 0 | 0 | 0
F5_Industrial_Wood and Lumber Products_Existing_Space Heating_Natural Gas_HVAC - Duct Repair and Sealing_A_Achievable Technical Potential | F5 | Industrial | Wood and Lumber Products | Existing | Space Heating | Natural Gas | HVAC - Duct Repair and Sealing | A | Standalone Impact on Baseline Summer Peak (%) | Achievable Technical Potential | 0% | 0% | 0% | 0% | 0% | 0% | 0% | 0% | 0% | 0% | 0% | 0% | 0% | 0% | 0% | 0% | 0% | 0% | 0% | 0% | 0% | 0% | 0% | 0% | 0 | 0 | 0 | 0 | 0 | 0 | 0
F6_Industrial_Wood and Lumber Products_Existing_Space Heating_Natural Gas_HVAC - Duct Repair and Sealing_A_Achievable Technical Potential | F6 | Industrial | Wood and Lumber Products | Existing | Space Heating | Natural Gas | HVAC - Duct Repair and Sealing | A | Standalone Impact on Baseline Winter Peak (%) | Achievable Technical Potential | 0% | 0% | 0% | 0% | 0% | 0% | 0% | 0% | 0% | 0% | 0% | 0% | 0% | 0% | 0% | 0% | 0% | 0% | 0% | 0% | 0% | 0% | 0% | 0% | 0 | 0 | 0 | 0 | 0 | 0 | 0
F7_Industrial_Wood and Lumber Products_Existing_Space Heating_Natural Gas_HVAC - Duct Repair and Sealing_A_Achievable Technical Potential | F7 | Industrial | Wood and Lumber Products | Existing | Space Heating | Natural Gas | HVAC - Duct Repair and Sealing | A | Incremental Energy Savings (MWh or mTherms) | Achievable Technical Potential | 0 | 0 | 0 | 0 | 0 | 0.0028692 | 0.0028417 | 0.0027922 | 0.0027605 | 0.0027294 | 0.0026625 | 0.0026233 | 0.002588 | 0.0025191 | 0.0025006 | 0.0024524 | 0.0024298 | 0.0023961 | 0.0023547 | 0.0023372 | 0.002308 | 0.0022796 | 0.0022514 | 0.0022247 | 0.0021995 | 0 | 0 | 0 | 0 | 0 | 0
F8_Industrial_Wood and Lumber Products_Existing_Space Heating_Natural Gas_HVAC - Duct Repair and Sealing_A_Achievable Technical Potential | F8 | Industrial | Wood and Lumber Products | Existing | Space Heating | Natural Gas | HVAC - Duct Repair and Sealing | A | Incremental Summer Peak Savings (MW) | Achievable Technical Potential | 0 | 0 | 0 | 0 | 0 | 0 | 0 | 0 | 0 | 0 | 0 | 0 | 0 | 0 | 0 | 0 | 0 | 0 | 0 | 0 | 0 | 0 | 0 | 0 | 0 | 0 | 0 | 0 | 0 | 0 | 0
F9_Industrial_Wood and Lumber Products_Existing_Space Heating_Natural Gas_HVAC - Duct Repair and Sealing_A_Achievable Technical Potential | F9 | Industrial | Wood and Lumber Products | Existing | Space Heating | Natural Gas | HVAC - Duct Repair and Sealing | A | Incremental Winter Peak Savings (MW) | Achievable Technical Potential | 0 | 0 | 0 | 0 | 0 | 0 | 0 | 0 | 0 | 0 | 0 | 0 | 0 | 0 | 0 | 0 | 0 | 0 | 0 | 0 | 0 | 0 | 0 | 0 | 0 | 0 | 0 | 0 | 0 | 0 | 0
F10_Industrial_Wood and Lumber Products_Existing_Space Heating_Natural Gas_HVAC - Duct Repair and Sealing_A_Achievable Technical Potential | F10 | Industrial | Wood and Lumber Products | Existing | Space Heating | Natural Gas | HVAC - Duct Repair and Sealing | A | Cumulative Energy Savings (MWh or mTherms) | Achievable Technical Potential | 0 | 0 | 0 | 0 | 0 | 0.0028692 | 0.005685 | 0.0084113 | 0.011072 | 0.013667 | 0.016166 | 0.018595 | 0.02097 | 0.023261 | 0.025503 | 0.027705 | 0.029875 | 0.032006 | 0.034091 | 0.036135 | 0.038139 | 0.040097 | 0.041998 | 0.043866 | 0.045704 | 0.045348 | 0.045015 | 0.044703 | 0.044411 | 0.044137 | 0.043881
F11_Industrial_Wood and Lumber Products_Existing_Space Heating_Natural Gas_HVAC - Duct Repair and Sealing_A_Achievable Technical Potential | F11 | Industrial | Wood and Lumber Products | Existing | Space Heating | Natural Gas | HVAC - Duct Repair and Sealing | A | Cumulative Summer Peak Savings (MW) | Achievable Technical Potential | 0 | 0 | 0 | 0 | 0 | 0 | 0 | 0 | 0 | 0 | 0 | 0 | 0 | 0 | 0 | 0 | 0 | 0 | 0 | 0 | 0 | 0 | 0 | 0 | 0 | 0 | 0 | 0 | 0 | 0 | 0
F12_Industrial_Wood and Lumber Products_Existing_Space Heating_Natural Gas_HVAC - Duct Repair and Sealing_A_Achievable Technical Potential | F12 | Industrial | Wood and Lumber Products | Existing | Space Heating | Natural Gas | HVAC - Duct Repair and Sealing | A | Cumulative Winter Peak Savings (MW) | Achievable Technical Potential | 0 | 0 | 0 | 0 | 0 | 0 | 0 | 0 | 0 | 0 | 0 | 0 | 0 | 0 | 0 | 0 | 0 | 0 | 0 | 0 | 0 | 0 | 0 | 0 | 0 | 0 | 0 | 0 | 0 | 0 | 0
F13_Industrial_Wood and Lumber Products_Existing_Space Heating_Natural Gas_HVAC - Duct Repair and Sealing_A_Achievable Technical Potential | F13 | Industrial | Wood and Lumber Products | Existing | Space Heating | Natural Gas | HVAC - Duct Repair and Sealing | A | Purchases (Incremental) | Achievable Technical Potential | 0 | 0 | 0 | 0 | 0 | 747.2825 | 746.8723 | 742.4678 | 742.8692 | 743.4834 | 734.042 | 732.0361 | 730.5497 | 718.9488 | 721.6938 | 714.8115 | 714.9043 | 711.3061 | 704.9613 | 705.7964 | 702.8778 | 700.144 | 697.593 | 695.2223 | 693.03 | 0 | 0 | 0 | 0 | 0 | 0
F14_Industrial_Wood and Lumber Products_Existing_Space Heating_Natural Gas_HVAC - Duct Repair and Sealing_A_Achievable Technical Potential | F14 | Industrial | Wood and Lumber Products | Existing | Space Heating | Natural Gas | HVAC - Duct Repair and Sealing | A | Purchases (Cumulative) | Achievable Technical Potential | 0 | 0 | 0 | 0 | 0 | 747.2825 | 1494.1548 | 2236.6226 | 2979.4918 | 3722.9752 | 4457.0172 | 5189.0532 | 5919.6029 | 6638.5518 | 7360.2456 | 8075.0571 | 8789.9614 | 9501.2676 | 10206.2289 | 10912.0253 | 11614.9031 | 12315.0471 | 13012.6401 | 13707.8624 | 14400.8923 | 14400.8923 | 14400.8923 | 14400.8923 | 14400.8923 | 14400.8923 | 14400.8923
F1_Industrial_Wood and Lumber Products_Existing_Space Heating_Natural Gas_Windows - High Efficiency_A_Achievable Technical Potential | F1 | Industrial | Wood and Lumber Products | Existing | Space Heating | Natural Gas | Windows - High Efficiency | A | Original Unit Energy Savings (kWh or therms) | Achievable Technical Potential | 0 | 0 | 0 | 0 | 0 | 0.0056921 | 0.0056642 | 0.0056298 | 0.0055934 | 0.0055553 | 0.0055167 | 0.005477 | 0.0054375 | 0.0053982 | 0.0053557 | 0.0053164 | 0.0052777 | 0.0052417 | 0.0052081 | 0.0051754 | 0.0051445 | 0.005113 | 0.0050845 | 0.0050575 | 0.0050319 | 0.0050082 | 0.0049863 | 0.004966 | 0 | 0 | 0
F2_Industrial_Wood and Lumber Products_Existing_Space Heating_Natural Gas_Windows - High Efficiency_A_Achievable Technical Potential | F2 | Industrial | Wood and Lumber Products | Existing | Space Heating | Natural Gas | Windows - High Efficiency | A | Original Unit Summer Peak Savings (kW) | Achievable Technical Potential | 0 | 0 | 0 | 0 | 0 | 0 | 0 | 0 | 0 | 0 | 0 | 0 | 0 | 0 | 0 | 0 | 0 | 0 | 0 | 0 | 0 | 0 | 0 | 0 | 0 | 0 | 0 | 0 | 0 | 0 | 0
F3_Industrial_Wood and Lumber Products_Existing_Space Heating_Natural Gas_Windows - High Efficiency_A_Achievable Technical Potential | F3 | Industrial | Wood and Lumber Products | Existing | Space Heating | Natural Gas | Windows - High Efficiency | A | Original Unit Winter Peak Savings (kW) | Achievable Technical Potential | 0 | 0 | 0 | 0 | 0 | 0 | 0 | 0 | 0 | 0 | 0 | 0 | 0 | 0 | 0 | 0 | 0 | 0 | 0 | 0 | 0 | 0 | 0 | 0 | 0 | 0 | 0 | 0 | 0 | 0 | 0
F4_Industrial_Wood and Lumber Products_Existing_Space Heating_Natural Gas_Windows - High Efficiency_A_Achievable Technical Potential | F4 | Industrial | Wood and Lumber Products | Existing | Space Heating | Natural Gas | Windows - High Efficiency | A | Standalone Impact on Baseline Energy (%) | Achievable Technical Potential | 0% | 0% | 0% | 0% | 0% | 0.004412% | 0.01323% | 0.02897% | 0.05443% | 0.09305% | 0.1496% | 0.2254% | 0.3235% | 0.4495% | 0.5902% | 0.7557% | 0.9255% | 1.101% | 1.272% | 1.412% | 1.535% | 1.63% | 1.698% | 1.743% | 0.017746 | 0.017798 | 0.017846 | 0.017889 | 0 | 0 | 0
F5_Industrial_Wood and Lumber Products_Existing_Space Heating_Natural Gas_Windows - High Efficiency_A_Achievable Technical Potential | F5 | Industrial | Wood and Lumber Products | Existing | Space Heating | Natural Gas | Windows - High Efficiency | A | Standalone Impact on Baseline Summer Peak (%) | Achievable Technical Potential | 0% | 0% | 0% | 0% | 0% | 0% | 0% | 0% | 0% | 0% | 0% | 0% | 0% | 0% | 0% | 0% | 0% | 0% | 0% | 0% | 0% | 0% | 0% | 0% | 0 | 0 | 0 | 0 | 0 | 0 | 0
F6_Industrial_Wood and Lumber Products_Existing_Space Heating_Natural Gas_Windows - High Efficiency_A_Achievable Technical Potential | F6 | Industrial | Wood and Lumber Products | Existing | Space Heating | Natural Gas | Windows - High Efficiency | A | Standalone Impact on Baseline Winter Peak (%) | Achievable Technical Potential | 0% | 0% | 0% | 0% | 0% | 0% | 0% | 0% | 0% | 0% | 0% | 0% | 0% | 0% | 0% | 0% | 0% | 0% | 0% | 0% | 0% | 0% | 0% | 0% | 0 | 0 | 0 | 0 | 0 | 0 | 0
F7_Industrial_Wood and Lumber Products_Existing_Space Heating_Natural Gas_Windows - High Efficiency_A_Achievable Technical Potential | F7 | Industrial | Wood and Lumber Products | Existing | Space Heating | Natural Gas | Windows - High Efficiency | A | Incremental Energy Savings (MWh or mTherms) | Achievable Technical Potential | 0 | 0 | 0 | 0 | 0 | 0.0033565 | 0.006673 | 0.011707 | 0.01893 | 0.028561 | 0.040105 | 0.054013 | 0.069374 | 0.08383 | 0.098453 | 0.1086 | 0.1147 | 0.11382 | 0.10566 | 0.092423 | 0.075662 | 0.057281 | 0.039291 | 0.024885 | 0.016096 | 0 | 0 | 0 | 0 | 0 | 0
F8_Industrial_Wood and Lumber Products_Existing_Space Heating_Natural Gas_Windows - High Efficiency_A_Achievable Technical Potential | F8 | Industrial | Wood and Lumber Products | Existing | Space Heating | Natural Gas | Windows - High Efficiency | A | Incremental Summer Peak Savings (MW) | Achievable Technical Potential | 0 | 0 | 0 | 0 | 0 | 0 | 0 | 0 | 0 | 0 | 0 | 0 | 0 | 0 | 0 | 0 | 0 | 0 | 0 | 0 | 0 | 0 | 0 | 0 | 0 | 0 | 0 | 0 | 0 | 0 | 0
F9_Industrial_Wood and Lumber Products_Existing_Space Heating_Natural Gas_Windows - High Efficiency_A_Achievable Technical Potential | F9 | Industrial | Wood and Lumber Products | Existing | Space Heating | Natural Gas | Windows - High Efficiency | A | Incremental Winter Peak Savings (MW) | Achievable Technical Potential | 0 | 0 | 0 | 0 | 0 | 0 | 0 | 0 | 0 | 0 | 0 | 0 | 0 | 0 | 0 | 0 | 0 | 0 | 0 | 0 | 0 | 0 | 0 | 0 | 0 | 0 | 0 | 0 | 0 | 0 | 0
F10_Industrial_Wood and Lumber Products_Existing_Space Heating_Natural Gas_Windows - High Efficiency_A_Achievable Technical Potential | F10 | Industrial | Wood and Lumber Products | Existing | Space Heating | Natural Gas | Windows - High Efficiency | A | Cumulative Energy Savings (MWh or mTherms) | Achievable Technical Potential | 0 | 0 | 0 | 0 | 0 | 0.0033565 | 0.010013 | 0.021659 | 0.040449 | 0.068734 | 0.10836 | 0.16159 | 0.2298 | 0.31197 | 0.40797 | 0.51358 | 0.62454 | 0.7341 | 0.83506 | 0.92224 | 0.99239 | 1.0436 | 1.0771 | 1.0962 | 1.1068 | 1.1016 | 1.0968 | 1.0923 | 0 | 0 | 0
F11_Industrial_Wood and Lumber Products_Existing_Space Heating_Natural Gas_Windows - High Efficiency_A_Achievable Technical Potential | F11 | Industrial | Wood and Lumber Products | Existing | Space Heating | Natural Gas | Windows - High Efficiency | A | Cumulative Summer Peak Savings (MW) | Achievable Technical Potential | 0 | 0 | 0 | 0 | 0 | 0 | 0 | 0 | 0 | 0 | 0 | 0 | 0 | 0 | 0 | 0 | 0 | 0 | 0 | 0 | 0 | 0 | 0 | 0 | 0 | 0 | 0 | 0 | 0 | 0 | 0
F12_Industrial_Wood and Lumber Products_Existing_Space Heating_Natural Gas_Windows - High Efficiency_A_Achievable Technical Potential | F12 | Industrial | Wood and Lumber Products | Existing | Space Heating | Natural Gas | Windows - High Efficiency | A | Cumulative Winter Peak Savings (MW) | Achievable Technical Potential | 0 | 0 | 0 | 0 | 0 | 0 | 0 | 0 | 0 | 0 | 0 | 0 | 0 | 0 | 0 | 0 | 0 | 0 | 0 | 0 | 0 | 0 | 0 | 0 | 0 | 0 | 0 | 0 | 0 | 0 | 0
F13_Industrial_Wood and Lumber Products_Existing_Space Heating_Natural Gas_Windows - High Efficiency_A_Achievable Technical Potential | F13 | Industrial | Wood and Lumber Products | Existing | Space Heating | Natural Gas | Windows - High Efficiency | A | Purchases (Incremental) | Achievable Technical Potential | 0 | 0 | 0 | 0 | 0 | 589.6816 | 1178.088 | 2079.4128 | 3384.2786 | 5141.1097 | 7269.663 | 9861.7154 | 12758.3873 | 15529.3464 | 18382.7073 | 20427.5243 | 21733.8599 | 21714.7518 | 20287.2261 | 17858.138 | 14707.4116 | 11203.1015 | 7727.7332 | 4920.3848 | 3198.8274 | 0 | 0 | 0 | 0 | 0 | 0
F14_Industrial_Wood and Lumber Products_Existing_Space Heating_Natural Gas_Windows - High Efficiency_A_Achievable Technical Potential | F14 | Industrial | Wood and Lumber Products | Existing | Space Heating | Natural Gas | Windows - High Efficiency | A | Purchases (Cumulative) | Achievable Technical Potential | 0 | 0 | 0 | 0 | 0 | 589.6816 | 1767.7696 | 3847.1824 | 7231.4609 | 12372.5707 | 19642.2337 | 29503.9491 | 42262.3364 | 57791.6828 | 76174.3901 | 96601.9144 | 118335.7743 | 140050.526 | 160337.7522 | 178195.8902 | 192903.3018 | 204106.4033 | 211834.1365 | 216754.5214 | 219953.3487 | 219953.3487 | 219953.3487 | 219953.3487 | 219953.3487 | 219953.3487 | 219953.3487
F1_Industrial_Wood and Lumber Products_Existing_Space Heating_Natural Gas_Gas Boiler - Maintenance_A_Achievable Technical Potential | F1 | Industrial | Wood and Lumber Products | Existing | Space Heating | Natural Gas | Gas Boiler - Maintenance | A | Original Unit Energy Savings (kWh or therms) | Achievable Technical Potential | 0 | 0 | 0 | 0 | 0 | 0.88497 | 0.87897 | 0.87301 | 0.86702 | 0.86105 | 0.85524 | 0.8495 | 0.84381 | 0.83819 | 0.83224 | 0.82678 | 0.82138 | 0.81607 | 0.81084 | 0.80559 | 0.80053 | 0.79526 | 0.79017 | 0.78524 | 0.78028 | 0.77575 | 0.77162 | 0.76785 | 0.76441 | 0.76127 | 0.75841
F2_Industrial_Wood and Lumber Products_Existing_Space Heating_Natural Gas_Gas Boiler - Maintenance_A_Achievable Technical Potential | F2 | Industrial | Wood and Lumber Products | Existing | Space Heating | Natural Gas | Gas Boiler - Maintenance | A | Original Unit Summer Peak Savings (kW) | Achievable Technical Potential | 0 | 0 | 0 | 0 | 0 | 0 | 0 | 0 | 0 | 0 | 0 | 0 | 0 | 0 | 0 | 0 | 0 | 0 | 0 | 0 | 0 | 0 | 0 | 0 | 0 | 0 | 0 | 0 | 0 | 0 | 0
F3_Industrial_Wood and Lumber Products_Existing_Space Heating_Natural Gas_Gas Boiler - Maintenance_A_Achievable Technical Potential | F3 | Industrial | Wood and Lumber Products | Existing | Space Heating | Natural Gas | Gas Boiler - Maintenance | A | Original Unit Winter Peak Savings (kW) | Achievable Technical Potential | 0 | 0 | 0 | 0 | 0 | 0 | 0 | 0 | 0 | 0 | 0 | 0 | 0 | 0 | 0 | 0 | 0 | 0 | 0 | 0 | 0 | 0 | 0 | 0 | 0 | 0 | 0 | 0 | 0 | 0 | 0
F4_Industrial_Wood and Lumber Products_Existing_Space Heating_Natural Gas_Gas Boiler - Maintenance_A_Achievable Technical Potential | F4 | Industrial | Wood and Lumber Products | Existing | Space Heating | Natural Gas | Gas Boiler - Maintenance | A | Standalone Impact on Baseline Energy (%) | Achievable Technical Potential | 0% | 0% | 0% | 0% | 0% | 0.004179% | 0.007097% | 0.009157% | 0.01072% | 0.01209% | 0.01344% | 0.01451% | 0.01542% | 0.01641% | 0.01698% | 0.01767% | 0.01808% | 0.01849% | 0.0189% | 0.01906% | 0.01931% | 0.01951% | 0.01969% | 0.01983% | 0.00019949 | 0.00019985 | 0.0002002 | 0.00020052 | 0 | 0 | 0
F5_Industrial_Wood and Lumber Products_Existing_Space Heating_Natural Gas_Gas Boiler - Maintenance_A_Achievable Technical Potential | F5 | Industrial | Wood and Lumber Products | Existing | Space Heating | Natural Gas | Gas Boiler - Maintenance | A | Standalone Impact on Baseline Summer Peak (%) | Achievable Technical Potential | 0% | 0% | 0% | 0% | 0% | 0% | 0% | 0% | 0% | 0% | 0% | 0% | 0% | 0% | 0% | 0% | 0% | 0% | 0% | 0% | 0% | 0% | 0% | 0% | 0 | 0 | 0 | 0 | 0 | 0 | 0
F6_Industrial_Wood and Lumber Products_Existing_Space Heating_Natural Gas_Gas Boiler - Maintenance_A_Achievable Technical Potential | F6 | Industrial | Wood and Lumber Products | Existing | Space Heating | Natural Gas | Gas Boiler - Maintenance | A | Standalone Impact on Baseline Winter Peak (%) | Achievable Technical Potential | 0% | 0% | 0% | 0% | 0% | 0% | 0% | 0% | 0% | 0% | 0% | 0% | 0% | 0% | 0% | 0% | 0% | 0% | 0% | 0% | 0% | 0% | 0% | 0% | 0 | 0 | 0 | 0 | 0 | 0 | 0
F7_Industrial_Wood and Lumber Products_Existing_Space Heating_Natural Gas_Gas Boiler - Maintenance_A_Achievable Technical Potential | F7 | Industrial | Wood and Lumber Products | Existing | Space Heating | Natural Gas | Gas Boiler - Maintenance | A | Incremental Energy Savings (MWh or mTherms) | Achievable Technical Potential | 0 | 0 | 0 | 0 | 0 | 0.0031791 | 0.002212 | 0.0015119 | 0.00117 | 0.0010189 | 0.00086463 | 0.00073372 | 0.00061794 | 0.00050966 | 0.00042604 | 0.0003498 | 0.00027068 | 0.00020839 | 0.00015982 | 0.00012381 | 0.0001125 | 8.7123e-05 | 7.4271e-05 | 6.1693e-05 | 4.9358e-05 | 0 | 0 | 0 | 0 | 0 | 0
F8_Industrial_Wood and Lumber Products_Existing_Space Heating_Natural Gas_Gas Boiler - Maintenance_A_Achievable Technical Potential | F8 | Industrial | Wood and Lumber Products | Existing | Space Heating | Natural Gas | Gas Boiler - Maintenance | A | Incremental Summer Peak Savings (MW) | Achievable Technical Potential | 0 | 0 | 0 | 0 | 0 | 0 | 0 | 0 | 0 | 0 | 0 | 0 | 0 | 0 | 0 | 0 | 0 | 0 | 0 | 0 | 0 | 0 | 0 | 0 | 0 | 0 | 0 | 0 | 0 | 0 | 0
F9_Industrial_Wood and Lumber Products_Existing_Space Heating_Natural Gas_Gas Boiler - Maintenance_A_Achievable Technical Potential | F9 | Industrial | Wood and Lumber Products | Existing | Space Heating | Natural Gas | Gas Boiler - Maintenance | A | Incremental Winter Peak Savings (MW) | Achievable Technical Potential | 0 | 0 | 0 | 0 | 0 | 0 | 0 | 0 | 0 | 0 | 0 | 0 | 0 | 0 | 0 | 0 | 0 | 0 | 0 | 0 | 0 | 0 | 0 | 0 | 0 | 0 | 0 | 0 | 0 | 0 | 0
F10_Industrial_Wood and Lumber Products_Existing_Space Heating_Natural Gas_Gas Boiler - Maintenance_A_Achievable Technical Potential | F10 | Industrial | Wood and Lumber Products | Existing | Space Heating | Natural Gas | Gas Boiler - Maintenance | A | Cumulative Energy Savings (MWh or mTherms) | Achievable Technical Potential | 0 | 0 | 0 | 0 | 0 | 0.0031791 | 0.0053695 | 0.006845 | 0.0079681 | 0.0089321 | 0.0097365 | 0.010405 | 0.010953 | 0.01139 | 0.011735 | 0.012008 | 0.0122 | 0.01233 | 0.01241 | 0.012454 | 0.012488 | 0.012493 | 0.012487 | 0.012471 | 0.012442 | 0.01237 | 0.012304 | 0.012244 | 0.012189 | 0.012139 | 0.012093
F11_Industrial_Wood and Lumber Products_Existing_Space Heating_Natural Gas_Gas Boiler - Maintenance_A_Achievable Technical Potential | F11 | Industrial | Wood and Lumber Products | Existing | Space Heating | Natural Gas | Gas Boiler - Maintenance | A | Cumulative Summer Peak Savings (MW) | Achievable Technical Potential | 0 | 0 | 0 | 0 | 0 | 0 | 0 | 0 | 0 | 0 | 0 | 0 | 0 | 0 | 0 | 0 | 0 | 0 | 0 | 0 | 0 | 0 | 0 | 0 | 0 | 0 | 0 | 0 | 0 | 0 | 0
F12_Industrial_Wood and Lumber Products_Existing_Space Heating_Natural Gas_Gas Boiler - Maintenance_A_Achievable Technical Potential | F12 | Industrial | Wood and Lumber Products | Existing | Space Heating | Natural Gas | Gas Boiler - Maintenance | A | Cumulative Winter Peak Savings (MW) | Achievable Technical Potential | 0 | 0 | 0 | 0 | 0 | 0 | 0 | 0 | 0 | 0 | 0 | 0 | 0 | 0 | 0 | 0 | 0 | 0 | 0 | 0 | 0 | 0 | 0 | 0 | 0 | 0 | 0 | 0 | 0 | 0 | 0
F13_Industrial_Wood and Lumber Products_Existing_Space Heating_Natural Gas_Gas Boiler - Maintenance_A_Achievable Technical Potential | F13 | Industrial | Wood and Lumber Products | Existing | Space Heating | Natural Gas | Gas Boiler - Maintenance | A | Purchases (Incremental) | Achievable Technical Potential | 0 | 0 | 0 | 0 | 0 | 3.5923 | 2.5165 | 1.7318 | 1.3495 | 1.1833 | 1.011 | 0.86372 | 0.73232 | 0.60805 | 0.51192 | 0.42309 | 0.32955 | 0.25536 | 0.1971 | 0.15368 | 0.14053 | 0.10955 | 0.093994 | 0.078565 | 0.063257 | 0 | 0 | 0 | 0 | 0 | 0
F14_Industrial_Wood and Lumber Products_Existing_Space Heating_Natural Gas_Gas Boiler - Maintenance_A_Achievable Technical Potential | F14 | Industrial | Wood and Lumber Products | Existing | Space Heating | Natural Gas | Gas Boiler - Maintenance | A | Purchases (Cumulative) | Achievable Technical Potential | 0 | 0 | 0 | 0 | 0 | 3.5923 | 6.1088 | 7.8407 | 9.1902 | 10.3735 | 11.3845 | 12.2482 | 12.9805 | 13.5886 | 14.1005 | 14.5236 | 14.8531 | 15.1085 | 15.3056 | 15.4593 | 15.5998 | 15.7094 | 15.8033 | 15.8819 | 15.9452 | 15.9452 | 15.9452 | 15.9452 | 15.9452 | 15.9452 | 15.9452
F1_Industrial_Wood and Lumber Products_Existing_Process_Natural Gas_Gas Boiler - Maintenance_A_Achievable Technical Potential | F1 | Industrial | Wood and Lumber Products | Existing | Process | Natural Gas | Gas Boiler - Maintenance | A | Original Unit Energy Savings (kWh or therms) | Achievable Technical Potential | 0 | 0 | 0 | 0 | 0 | 6.3264 | 6.3264 | 6.3264 | 6.3264 | 6.3264 | 6.3264 | 6.3264 | 6.3264 | 6.3264 | 6.3264 | 6.3264 | 6.3264 | 6.3264 | 6.3264 | 6.3264 | 6.3264 | 6.3264 | 6.3264 | 6.3264 | 6.3264 | 6.3264 | 6.3264 | 6.3264 | 6.3264 | 6.3264 | 6.3264
F2_Industrial_Wood and Lumber Products_Existing_Process_Natural Gas_Gas Boiler - Maintenance_A_Achievable Technical Potential | F2 | Industrial | Wood and Lumber Products | Existing | Process | Natural Gas | Gas Boiler - Maintenance | A | Original Unit Summer Peak Savings (kW) | Achievable Technical Potential | 0 | 0 | 0 | 0 | 0 | 0 | 0 | 0 | 0 | 0 | 0 | 0 | 0 | 0 | 0 | 0 | 0 | 0 | 0 | 0 | 0 | 0 | 0 | 0 | 0 | 0 | 0 | 0 | 0 | 0 | 0
F3_Industrial_Wood and Lumber Products_Existing_Process_Natural Gas_Gas Boiler - Maintenance_A_Achievable Technical Potential | F3 | Industrial | Wood and Lumber Products | Existing | Process | Natural Gas | Gas Boiler - Maintenance | A | Original Unit Winter Peak Savings (kW) | Achievable Technical Potential | 0 | 0 | 0 | 0 | 0 | 0 | 0 | 0 | 0 | 0 | 0 | 0 | 0 | 0 | 0 | 0 | 0 | 0 | 0 | 0 | 0 | 0 | 0 | 0 | 0 | 0 | 0 | 0 | 0 | 0 | 0
F4_Industrial_Wood and Lumber Products_Existing_Process_Natural Gas_Gas Boiler - Maintenance_A_Achievable Technical Potential | F4 | Industrial | Wood and Lumber Products | Existing | Process | Natural Gas | Gas Boiler - Maintenance | A | Standalone Impact on Baseline Energy (%) | Achievable Technical Potential | 0% | 0% | 0% | 0% | 0% | 0.01429% | 0.02432% | 0.0314% | 0.03679% | 0.04149% | 0.04612% | 0.04975% | 0.05283% | 0.0562% | 0.0581% | 0.06042% | 0.06178% | 0.06316% | 0.06456% | 0.06513% | 0.066% | 0.06672% | 0.06736% | 0.06793% | 0.00068416 | 0.00068615 | 0.00068799 | 0.00068966 | 0 | 0 | 0
F5_Industrial_Wood and Lumber Products_Existing_Process_Natural Gas_Gas Boiler - Maintenance_A_Achievable Technical Potential | F5 | Industrial | Wood and Lumber Products | Existing | Process | Natural Gas | Gas Boiler - Maintenance | A | Standalone Impact on Baseline Summer Peak (%) | Achievable Technical Potential | 0% | 0% | 0% | 0% | 0% | 0% | 0% | 0% | 0% | 0% | 0% | 0% | 0% | 0% | 0% | 0% | 0% | 0% | 0% | 0% | 0% | 0% | 0% | 0% | 0 | 0 | 0 | 0 | 0 | 0 | 0
F6_Industrial_Wood and Lumber Products_Existing_Process_Natural Gas_Gas Boiler - Maintenance_A_Achievable Technical Potential | F6 | Industrial | Wood and Lumber Products | Existing | Process | Natural Gas | Gas Boiler - Maintenance | A | Standalone Impact on Baseline Winter Peak (%) | Achievable Technical Potential | 0% | 0% | 0% | 0% | 0% | 0% | 0% | 0% | 0% | 0% | 0% | 0% | 0% | 0% | 0% | 0% | 0% | 0% | 0% | 0% | 0% | 0% | 0% | 0% | 0 | 0 | 0 | 0 | 0 | 0 | 0
F7_Industrial_Wood and Lumber Products_Existing_Process_Natural Gas_Gas Boiler - Maintenance_A_Achievable Technical Potential | F7 | Industrial | Wood and Lumber Products | Existing | Process | Natural Gas | Gas Boiler - Maintenance | A | Incremental Energy Savings (MWh or mTherms) | Achievable Technical Potential | 0 | 0 | 0 | 0 | 0 | 0.078225 | 0.054799 | 0.037712 | 0.029386 | 0.025768 | 0.022015 | 0.018808 | 0.015947 | 0.013241 | 0.011148 | 0.0092131 | 0.0071761 | 0.0055606 | 0.004292 | 0.0033466 | 0.0030602 | 0.0023856 | 0.0020468 | 0.0017108 | 0.0013775 | 0 | 0 | 0 | 0 | 0 | 0
F8_Industrial_Wood and Lumber Products_Existing_Process_Natural Gas_Gas Boiler - Maintenance_A_Achievable Technical Potential | F8 | Industrial | Wood and Lumber Products | Existing | Process | Natural Gas | Gas Boiler - Maintenance | A | Incremental Summer Peak Savings (MW) | Achievable Technical Potential | 0 | 0 | 0 | 0 | 0 | 0 | 0 | 0 | 0 | 0 | 0 | 0 | 0 | 0 | 0 | 0 | 0 | 0 | 0 | 0 | 0 | 0 | 0 | 0 | 0 | 0 | 0 | 0 | 0 | 0 | 0
F9_Industrial_Wood and Lumber Products_Existing_Process_Natural Gas_Gas Boiler - Maintenance_A_Achievable Technical Potential | F9 | Industrial | Wood and Lumber Products | Existing | Process | Natural Gas | Gas Boiler - Maintenance | A | Incremental Winter Peak Savings (MW) | Achievable Technical Potential | 0 | 0 | 0 | 0 | 0 | 0 | 0 | 0 | 0 | 0 | 0 | 0 | 0 | 0 | 0 | 0 | 0 | 0 | 0 | 0 | 0 | 0 | 0 | 0 | 0 | 0 | 0 | 0 | 0 | 0 | 0
F10_Industrial_Wood and Lumber Products_Existing_Process_Natural Gas_Gas Boiler - Maintenance_A_Achievable Technical Potential | F10 | Industrial | Wood and Lumber Products | Existing | Process | Natural Gas | Gas Boiler - Maintenance | A | Cumulative Energy Savings (MWh or mTherms) | Achievable Technical Potential | 0 | 0 | 0 | 0 | 0 | 0.078225 | 0.13302 | 0.17074 | 0.20012 | 0.22589 | 0.24791 | 0.26671 | 0.28266 | 0.2959 | 0.30705 | 0.31626 | 0.32344 | 0.329 | 0.33329 | 0.33664 | 0.3397 | 0.34208 | 0.34413 | 0.34584 | 0.34722 | 0.34722 | 0.34722 | 0.34722 | 0.34722 | 0.34722 | 0.34722
F11_Industrial_Wood and Lumber Products_Existing_Process_Natural Gas_Gas Boiler - Maintenance_A_Achievable Technical Potential | F11 | Industrial | Wood and Lumber Products | Existing | Process | Natural Gas | Gas Boiler - Maintenance | A | Cumulative Summer Peak Savings (MW) | Achievable Technical Potential | 0 | 0 | 0 | 0 | 0 | 0 | 0 | 0 | 0 | 0 | 0 | 0 | 0 | 0 | 0 | 0 | 0 | 0 | 0 | 0 | 0 | 0 | 0 | 0 | 0 | 0 | 0 | 0 | 0 | 0 | 0
F12_Industrial_Wood and Lumber Products_Existing_Process_Natural Gas_Gas Boiler - Maintenance_A_Achievable Technical Potential | F12 | Industrial | Wood and Lumber Products | Existing | Process | Natural Gas | Gas Boiler - Maintenance | A | Cumulative Winter Peak Savings (MW) | Achievable Technical Potential | 0 | 0 | 0 | 0 | 0 | 0 | 0 | 0 | 0 | 0 | 0 | 0 | 0 | 0 | 0 | 0 | 0 | 0 | 0 | 0 | 0 | 0 | 0 | 0 | 0 | 0 | 0 | 0 | 0 | 0 | 0
F13_Industrial_Wood and Lumber Products_Existing_Process_Natural Gas_Gas Boiler - Maintenance_A_Achievable Technical Potential | F13 | Industrial | Wood and Lumber Products | Existing | Process | Natural Gas | Gas Boiler - Maintenance | A | Purchases (Incremental) | Achievable Technical Potential | 0 | 0 | 0 | 0 | 0 | 12.3649 | 8.662 | 5.9611 | 4.645 | 4.0731 | 3.4798 | 2.973 | 2.5207 | 2.0929 | 1.7621 | 1.4563 | 1.1343 | 0.87896 | 0.67843 | 0.52899 | 0.48371 | 0.37709 | 0.32353 | 0.27043 | 0.21773 | 0 | 0 | 0 | 0 | 0 | 0
F14_Industrial_Wood and Lumber Products_Existing_Process_Natural Gas_Gas Boiler - Maintenance_A_Achievable Technical Potential | F14 | Industrial | Wood and Lumber Products | Existing | Process | Natural Gas | Gas Boiler - Maintenance | A | Purchases (Cumulative) | Achievable Technical Potential | 0 | 0 | 0 | 0 | 0 | 12.3649 | 21.0269 | 26.988 | 31.633 | 35.7061 | 39.186 | 42.1589 | 44.6796 | 46.7726 | 48.5346 | 49.9909 | 51.1253 | 52.0042 | 52.6827 | 53.2116 | 53.6954 | 54.0724 | 54.396 | 54.6664 | 54.8841 | 54.8841 | 54.8841 | 54.8841 | 54.8841 | 54.8841 | 54.8841
F1_Industrial_Wood and Lumber Products_Existing_Space Heating_Natural Gas_Gas Furnace - Maintenance_A_Achievable Technical Potential | F1 | Industrial | Wood and Lumber Products | Existing | Space Heating | Natural Gas | Gas Furnace - Maintenance | A | Original Unit Energy Savings (kWh or therms) | Achievable Technical Potential | 0 | 0 | 0 | 0 | 0 | 0.0091939 | 0.0091109 | 0.0090054 | 0.0088982 | 0.0087907 | 0.0086854 | 0.0085811 | 0.0084829 | 0.0083904 | 0.0082972 | 0.0082156 | 0.0081386 | 0.0080664 | 0.0079984 | 0.0079296 | 0.007863 | 0.0077967 | 0.0077284 | 0.0076628 | 0.0075997 | 0.0075405 | 0.0074852 | 0.0074333 | 0.0073847 | 0.0073392 | 0.0072965
F2_Industrial_Wood and Lumber Products_Existing_Space Heating_Natural Gas_Gas Furnace - Maintenance_A_Achievable Technical Potential | F2 | Industrial | Wood and Lumber Products | Existing | Space Heating | Natural Gas | Gas Furnace - Maintenance | A | Original Unit Summer Peak Savings (kW) | Achievable Technical Potential | 0 | 0 | 0 | 0 | 0 | 0 | 0 | 0 | 0 | 0 | 0 | 0 | 0 | 0 | 0 | 0 | 0 | 0 | 0 | 0 | 0 | 0 | 0 | 0 | 0 | 0 | 0 | 0 | 0 | 0 | 0
F3_Industrial_Wood and Lumber Products_Existing_Space Heating_Natural Gas_Gas Furnace - Maintenance_A_Achievable Technical Potential | F3 | Industrial | Wood and Lumber Products | Existing | Space Heating | Natural Gas | Gas Furnace - Maintenance | A | Original Unit Winter Peak Savings (kW) | Achievable Technical Potential | 0 | 0 | 0 | 0 | 0 | 0 | 0 | 0 | 0 | 0 | 0 | 0 | 0 | 0 | 0 | 0 | 0 | 0 | 0 | 0 | 0 | 0 | 0 | 0 | 0 | 0 | 0 | 0 | 0 | 0 | 0
F4_Industrial_Wood and Lumber Products_Existing_Space Heating_Natural Gas_Gas Furnace - Maintenance_A_Achievable Technical Potential | F4 | Industrial | Wood and Lumber Products | Existing | Space Heating | Natural Gas | Gas Furnace - Maintenance | A | Standalone Impact on Baseline Energy (%) | Achievable Technical Potential | 0% | 0% | 0% | 0% | 0% | 7.333e-05% | 0.0001243% | 0.0001595% | 0.0001859% | 0.0002085% | 0.0002306% | 0.0002476% | 0.0002618% | 0.0002775% | 0.0002859% | 0.0002965% | 0.0003026% | 0.0003087% | 0.0003149% | 0.000317% | 0.0003204% | 0.0003231% | 0.0003252% | 0.0003269% | 3.2818e-06 | 3.2813e-06 | 3.2802e-06 | 3.2788e-06 | 0 | 0 | 0
F5_Industrial_Wood and Lumber Products_Existing_Space Heating_Natural Gas_Gas Furnace - Maintenance_A_Achievable Technical Potential | F5 | Industrial | Wood and Lumber Products | Existing | Space Heating | Natural Gas | Gas Furnace - Maintenance | A | Standalone Impact on Baseline Summer Peak (%) | Achievable Technical Potential | 0% | 0% | 0% | 0% | 0% | 0% | 0% | 0% | 0% | 0% | 0% | 0% | 0% | 0% | 0% | 0% | 0% | 0% | 0% | 0% | 0% | 0% | 0% | 0% | 0 | 0 | 0 | 0 | 0 | 0 | 0
F6_Industrial_Wood and Lumber Products_Existing_Space Heating_Natural Gas_Gas Furnace - Maintenance_A_Achievable Technical Potential | F6 | Industrial | Wood and Lumber Products | Existing | Space Heating | Natural Gas | Gas Furnace - Maintenance | A | Standalone Impact on Baseline Winter Peak (%) | Achievable Technical Potential | 0% | 0% | 0% | 0% | 0% | 0% | 0% | 0% | 0% | 0% | 0% | 0% | 0% | 0% | 0% | 0% | 0% | 0% | 0% | 0% | 0% | 0% | 0% | 0% | 0 | 0 | 0 | 0 | 0 | 0 | 0
F7_Industrial_Wood and Lumber Products_Existing_Space Heating_Natural Gas_Gas Furnace - Maintenance_A_Achievable Technical Potential | F7 | Industrial | Wood and Lumber Products | Existing | Space Heating | Natural Gas | Gas Furnace - Maintenance | A | Incremental Energy Savings (MWh or mTherms) | Achievable Technical Potential | 0 | 0 | 0 | 0 | 0 | 5.5786e-05 | 3.8727e-05 | 2.6343e-05 | 2.0283e-05 | 1.757e-05 | 1.4831e-05 | 1.2519e-05 | 1.0493e-05 | 8.6174e-06 | 7.1744e-06 | 5.8712e-06 | 4.5302e-06 | 3.4792e-06 | 2.6628e-06 | 2.0584e-06 | 1.8664e-06 | 1.4427e-06 | 1.227e-06 | 1.0169e-06 | 8.1199e-07 | 0 | 0 | 0 | 0 | 0 | 0
F8_Industrial_Wood and Lumber Products_Existing_Space Heating_Natural Gas_Gas Furnace - Maintenance_A_Achievable Technical Potential | F8 | Industrial | Wood and Lumber Products | Existing | Space Heating | Natural Gas | Gas Furnace - Maintenance | A | Incremental Summer Peak Savings (MW) | Achievable Technical Potential | 0 | 0 | 0 | 0 | 0 | 0 | 0 | 0 | 0 | 0 | 0 | 0 | 0 | 0 | 0 | 0 | 0 | 0 | 0 | 0 | 0 | 0 | 0 | 0 | 0 | 0 | 0 | 0 | 0 | 0 | 0
F9_Industrial_Wood and Lumber Products_Existing_Space Heating_Natural Gas_Gas Furnace - Maintenance_A_Achievable Technical Potential | F9 | Industrial | Wood and Lumber Products | Existing | Space Heating | Natural Gas | Gas Furnace - Maintenance | A | Incremental Winter Peak Savings (MW) | Achievable Technical Potential | 0 | 0 | 0 | 0 | 0 | 0 | 0 | 0 | 0 | 0 | 0 | 0 | 0 | 0 | 0 | 0 | 0 | 0 | 0 | 0 | 0 | 0 | 0 | 0 | 0 | 0 | 0 | 0 | 0 | 0 | 0
F10_Industrial_Wood and Lumber Products_Existing_Space Heating_Natural Gas_Gas Furnace - Maintenance_A_Achievable Technical Potential | F10 | Industrial | Wood and Lumber Products | Existing | Space Heating | Natural Gas | Gas Furnace - Maintenance | A | Cumulative Energy Savings (MWh or mTherms) | Achievable Technical Potential | 0 | 0 | 0 | 0 | 0 | 5.5786e-05 | 9.4009e-05 | 0.00011926 | 0.00013813 | 0.00015403 | 0.00016701 | 0.00017753 | 0.00018599 | 0.00019258 | 0.00019761 | 0.00020154 | 0.00020418 | 0.00020585 | 0.00020678 | 0.00020706 | 0.00020718 | 0.00020688 | 0.00020629 | 0.00020556 | 0.00020468 | 0.00020309 | 0.0002016 | 0.0002002 | 0.00019889 | 0.00019766 | 0.00019651
F11_Industrial_Wood and Lumber Products_Existing_Space Heating_Natural Gas_Gas Furnace - Maintenance_A_Achievable Technical Potential | F11 | Industrial | Wood and Lumber Products | Existing | Space Heating | Natural Gas | Gas Furnace - Maintenance | A | Cumulative Summer Peak Savings (MW) | Achievable Technical Potential | 0 | 0 | 0 | 0 | 0 | 0 | 0 | 0 | 0 | 0 | 0 | 0 | 0 | 0 | 0 | 0 | 0 | 0 | 0 | 0 | 0 | 0 | 0 | 0 | 0 | 0 | 0 | 0 | 0 | 0 | 0
F12_Industrial_Wood and Lumber Products_Existing_Space Heating_Natural Gas_Gas Furnace - Maintenance_A_Achievable Technical Potential | F12 | Industrial | Wood and Lumber Products | Existing | Space Heating | Natural Gas | Gas Furnace - Maintenance | A | Cumulative Winter Peak Savings (MW) | Achievable Technical Potential | 0 | 0 | 0 | 0 | 0 | 0 | 0 | 0 | 0 | 0 | 0 | 0 | 0 | 0 | 0 | 0 | 0 | 0 | 0 | 0 | 0 | 0 | 0 | 0 | 0 | 0 | 0 | 0 | 0 | 0 | 0
F13_Industrial_Wood and Lumber Products_Existing_Space Heating_Natural Gas_Gas Furnace - Maintenance_A_Achievable Technical Potential | F13 | Industrial | Wood and Lumber Products | Existing | Space Heating | Natural Gas | Gas Furnace - Maintenance | A | Purchases (Incremental) | Achievable Technical Potential | 0 | 0 | 0 | 0 | 0 | 6.0677 | 4.2506 | 2.9252 | 2.2794 | 1.9987 | 1.7076 | 1.4589 | 1.237 | 1.027 | 0.86468 | 0.71463 | 0.55663 | 0.43132 | 0.33292 | 0.25958 | 0.23737 | 0.18504 | 0.15876 | 0.1327 | 0.10685 | 0 | 0 | 0 | 0 | 0 | 0
F14_Industrial_Wood and Lumber Products_Existing_Space Heating_Natural Gas_Gas Furnace - Maintenance_A_Achievable Technical Potential | F14 | Industrial | Wood and Lumber Products | Existing | Space Heating | Natural Gas | Gas Furnace - Maintenance | A | Purchases (Cumulative) | Achievable Technical Potential | 0 | 0 | 0 | 0 | 0 | 6.0677 | 10.3183 | 13.2435 | 15.5229 | 17.5217 | 19.2293 | 20.6882 | 21.9251 | 22.9522 | 23.8168 | 24.5315 | 25.0881 | 25.5194 | 25.8523 | 26.1119 | 26.3493 | 26.5343 | 26.6931 | 26.8258 | 26.9326 | 26.9326 | 26.9326 | 26.9326 | 26.9326 | 26.9326 | 26.9326
F1_Industrial_Wood and Lumber Products_Existing_Space Heating_Natural Gas_Gas Boiler - Hot Water Reset_A_Achievable Technical Potential | F1 | Industrial | Wood and Lumber Products | Existing | Space Heating | Natural Gas | Gas Boiler - Hot Water Reset | A | Original Unit Energy Savings (kWh or therms) | Achievable Technical Potential | 0 | 0 | 0 | 0 | 0 | 3.2181 | 3.1963 | 3.1746 | 3.1528 | 3.1311 | 3.11 | 3.0891 | 3.0684 | 3.048 | 3.0263 | 3.0065 | 2.9868 | 2.9675 | 2.9485 | 2.9294 | 2.911 | 2.8918 | 2.8733 | 2.8554 | 2.8374 | 2.8209 | 2.8059 | 2.7922 | 2.7797 | 2.7683 | 2.7578
F2_Industrial_Wood and Lumber Products_Existing_Space Heating_Natural Gas_Gas Boiler - Hot Water Reset_A_Achievable Technical Potential | F2 | Industrial | Wood and Lumber Products | Existing | Space Heating | Natural Gas | Gas Boiler - Hot Water Reset | A | Original Unit Summer Peak Savings (kW) | Achievable Technical Potential | 0 | 0 | 0 | 0 | 0 | 0 | 0 | 0 | 0 | 0 | 0 | 0 | 0 | 0 | 0 | 0 | 0 | 0 | 0 | 0 | 0 | 0 | 0 | 0 | 0 | 0 | 0 | 0 | 0 | 0 | 0
F3_Industrial_Wood and Lumber Products_Existing_Space Heating_Natural Gas_Gas Boiler - Hot Water Reset_A_Achievable Technical Potential | F3 | Industrial | Wood and Lumber Products | Existing | Space Heating | Natural Gas | Gas Boiler - Hot Water Reset | A | Original Unit Winter Peak Savings (kW) | Achievable Technical Potential | 0 | 0 | 0 | 0 | 0 | 0 | 0 | 0 | 0 | 0 | 0 | 0 | 0 | 0 | 0 | 0 | 0 | 0 | 0 | 0 | 0 | 0 | 0 | 0 | 0 | 0 | 0 | 0 | 0 | 0 | 0
F4_Industrial_Wood and Lumber Products_Existing_Space Heating_Natural Gas_Gas Boiler - Hot Water Reset_A_Achievable Technical Potential | F4 | Industrial | Wood and Lumber Products | Existing | Space Heating | Natural Gas | Gas Boiler - Hot Water Reset | A | Standalone Impact on Baseline Energy (%) | Achievable Technical Potential | 0% | 0% | 0% | 0% | 0% | 0.007385% | 0.01643% | 0.02758% | 0.0404% | 0.05501% | 0.07286% | 0.09189% | 0.1113% | 0.1313% | 0.1465% | 0.1601% | 0.1682% | 0.1738% | 0.1776% | 0.1783% | 0.1793% | 0.18% | 0.1805% | 0.181% | 0.0018133 | 0.0018166 | 0.0018197 | 0.0018227 | 0 | 0 | 0
F5_Industrial_Wood and Lumber Products_Existing_Space Heating_Natural Gas_Gas Boiler - Hot Water Reset_A_Achievable Technical Potential | F5 | Industrial | Wood and Lumber Products | Existing | Space Heating | Natural Gas | Gas Boiler - Hot Water Reset | A | Standalone Impact on Baseline Summer Peak (%) | Achievable Technical Potential | 0% | 0% | 0% | 0% | 0% | 0% | 0% | 0% | 0% | 0% | 0% | 0% | 0% | 0% | 0% | 0% | 0% | 0% | 0% | 0% | 0% | 0% | 0% | 0% | 0 | 0 | 0 | 0 | 0 | 0 | 0
F6_Industrial_Wood and Lumber Products_Existing_Space Heating_Natural Gas_Gas Boiler - Hot Water Reset_A_Achievable Technical Potential | F6 | Industrial | Wood and Lumber Products | Existing | Space Heating | Natural Gas | Gas Boiler - Hot Water Reset | A | Standalone Impact on Baseline Winter Peak (%) | Achievable Technical Potential | 0% | 0% | 0% | 0% | 0% | 0% | 0% | 0% | 0% | 0% | 0% | 0% | 0% | 0% | 0% | 0% | 0% | 0% | 0% | 0% | 0% | 0% | 0% | 0% | 0 | 0 | 0 | 0 | 0 | 0 | 0
F7_Industrial_Wood and Lumber Products_Existing_Space Heating_Natural Gas_Gas Boiler - Hot Water Reset_A_Achievable Technical Potential | F7 | Industrial | Wood and Lumber Products | Existing | Space Heating | Natural Gas | Gas Boiler - Hot Water Reset | A | Incremental Energy Savings (MWh or mTherms) | Achievable Technical Potential | 0 | 0 | 0 | 0 | 0 | 0.0056181 | 0.0068477 | 0.0082736 | 0.0095436 | 0.01082 | 0.012405 | 0.01348 | 0.013651 | 0.012575 | 0.010774 | 0.0082036 | 0.0053946 | 0.0030964 | 0.0014681 | 0.00061783 | 0.00022233 | 6.872e-05 | 1.4828e-05 | 2.4138e-06 | 2.8701e-07 | 0 | 0 | 0 | 0 | 0 | 0
F8_Industrial_Wood and Lumber Products_Existing_Space Heating_Natural Gas_Gas Boiler - Hot Water Reset_A_Achievable Technical Potential | F8 | Industrial | Wood and Lumber Products | Existing | Space Heating | Natural Gas | Gas Boiler - Hot Water Reset | A | Incremental Summer Peak Savings (MW) | Achievable Technical Potential | 0 | 0 | 0 | 0 | 0 | 0 | 0 | 0 | 0 | 0 | 0 | 0 | 0 | 0 | 0 | 0 | 0 | 0 | 0 | 0 | 0 | 0 | 0 | 0 | 0 | 0 | 0 | 0 | 0 | 0 | 0
F9_Industrial_Wood and Lumber Products_Existing_Space Heating_Natural Gas_Gas Boiler - Hot Water Reset_A_Achievable Technical Potential | F9 | Industrial | Wood and Lumber Products | Existing | Space Heating | Natural Gas | Gas Boiler - Hot Water Reset | A | Incremental Winter Peak Savings (MW) | Achievable Technical Potential | 0 | 0 | 0 | 0 | 0 | 0 | 0 | 0 | 0 | 0 | 0 | 0 | 0 | 0 | 0 | 0 | 0 | 0 | 0 | 0 | 0 | 0 | 0 | 0 | 0 | 0 | 0 | 0 | 0 | 0 | 0
F10_Industrial_Wood and Lumber Products_Existing_Space Heating_Natural Gas_Gas Boiler - Hot Water Reset_A_Achievable Technical Potential | F10 | Industrial | Wood and Lumber Products | Existing | Space Heating | Natural Gas | Gas Boiler - Hot Water Reset | A | Cumulative Energy Savings (MWh or mTherms) | Achievable Technical Potential | 0 | 0 | 0 | 0 | 0 | 0.0056181 | 0.012428 | 0.020617 | 0.030019 | 0.040632 | 0.052763 | 0.065888 | 0.079098 | 0.091146 | 0.10127 | 0.10881 | 0.1135 | 0.11586 | 0.11658 | 0.11645 | 0.11594 | 0.11524 | 0.11452 | 0.11381 | 0.11309 | 0.11243 | 0.11184 | 0.11129 | 0.11079 | 0.11034 | 0.10992
F11_Industrial_Wood and Lumber Products_Existing_Space Heating_Natural Gas_Gas Boiler - Hot Water Reset_A_Achievable Technical Potential | F11 | Industrial | Wood and Lumber Products | Existing | Space Heating | Natural Gas | Gas Boiler - Hot Water Reset | A | Cumulative Summer Peak Savings (MW) | Achievable Technical Potential | 0 | 0 | 0 | 0 | 0 | 0 | 0 | 0 | 0 | 0 | 0 | 0 | 0 | 0 | 0 | 0 | 0 | 0 | 0 | 0 | 0 | 0 | 0 | 0 | 0 | 0 | 0 | 0 | 0 | 0 | 0
F12_Industrial_Wood and Lumber Products_Existing_Space Heating_Natural Gas_Gas Boiler - Hot Water Reset_A_Achievable Technical Potential | F12 | Industrial | Wood and Lumber Products | Existing | Space Heating | Natural Gas | Gas Boiler - Hot Water Reset | A | Cumulative Winter Peak Savings (MW) | Achievable Technical Potential | 0 | 0 | 0 | 0 | 0 | 0 | 0 | 0 | 0 | 0 | 0 | 0 | 0 | 0 | 0 | 0 | 0 | 0 | 0 | 0 | 0 | 0 | 0 | 0 | 0 | 0 | 0 | 0 | 0 | 0 | 0
F13_Industrial_Wood and Lumber Products_Existing_Space Heating_Natural Gas_Gas Boiler - Hot Water Reset_A_Achievable Technical Potential | F13 | Industrial | Wood and Lumber Products | Existing | Space Heating | Natural Gas | Gas Boiler - Hot Water Reset | A | Purchases (Incremental) | Achievable Technical Potential | 0 | 0 | 0 | 0 | 0 | 1.7458 | 2.1424 | 2.6062 | 3.027 | 3.4556 | 3.9887 | 4.3637 | 4.4488 | 4.1258 | 3.5601 | 2.7287 | 1.8061 | 1.0434 | 0.49791 | 0.2109 | 0.076375 | 0.023763 | 0.0051605 | 0.00084536 | 0.00010115 | 0 | 0 | 0 | 0 | 0 | 0
F14_Industrial_Wood and Lumber Products_Existing_Space Heating_Natural Gas_Gas Boiler - Hot Water Reset_A_Achievable Technical Potential | F14 | Industrial | Wood and Lumber Products | Existing | Space Heating | Natural Gas | Gas Boiler - Hot Water Reset | A | Purchases (Cumulative) | Achievable Technical Potential | 0 | 0 | 0 | 0 | 0 | 1.7458 | 3.8882 | 6.4944 | 9.5215 | 12.977 | 16.9657 | 21.3294 | 25.7782 | 29.904 | 33.4641 | 36.1927 | 37.9988 | 39.0423 | 39.5402 | 39.7511 | 39.8274 | 39.8512 | 39.8564 | 39.8572 | 39.8573 | 39.8573 | 39.8573 | 39.8573 | 39.8573 | 39.8573 | 39.8573
F1_Industrial_Wood and Lumber Products_Existing_Process_Natural Gas_Gas Boiler - Hot Water Reset_A_Achievable Technical Potential | F1 | Industrial | Wood and Lumber Products | Existing | Process | Natural Gas | Gas Boiler - Hot Water Reset | A | Original Unit Energy Savings (kWh or therms) | Achievable Technical Potential | 0 | 0 | 0 | 0 | 0 | 11.5025 | 11.5025 | 11.5025 | 11.5025 | 11.5025 | 11.5025 | 11.5025 | 11.5025 | 11.5025 | 11.5025 | 11.5025 | 11.5025 | 11.5025 | 11.5025 | 11.5025 | 11.5025 | 11.5025 | 11.5025 | 11.5025 | 11.5025 | 11.5025 | 11.5025 | 11.5025 | 11.5025 | 11.5025 | 11.5025
F2_Industrial_Wood and Lumber Products_Existing_Process_Natural Gas_Gas Boiler - Hot Water Reset_A_Achievable Technical Potential | F2 | Industrial | Wood and Lumber Products | Existing | Process | Natural Gas | Gas Boiler - Hot Water Reset | A | Original Unit Summer Peak Savings (kW) | Achievable Technical Potential | 0 | 0 | 0 | 0 | 0 | 0 | 0 | 0 | 0 | 0 | 0 | 0 | 0 | 0 | 0 | 0 | 0 | 0 | 0 | 0 | 0 | 0 | 0 | 0 | 0 | 0 | 0 | 0 | 0 | 0 | 0
F3_Industrial_Wood and Lumber Products_Existing_Process_Natural Gas_Gas Boiler - Hot Water Reset_A_Achievable Technical Potential | F3 | Industrial | Wood and Lumber Products | Existing | Process | Natural Gas | Gas Boiler - Hot Water Reset | A | Original Unit Winter Peak Savings (kW) | Achievable Technical Potential | 0 | 0 | 0 | 0 | 0 | 0 | 0 | 0 | 0 | 0 | 0 | 0 | 0 | 0 | 0 | 0 | 0 | 0 | 0 | 0 | 0 | 0 | 0 | 0 | 0 | 0 | 0 | 0 | 0 | 0 | 0
F4_Industrial_Wood and Lumber Products_Existing_Process_Natural Gas_Gas Boiler - Hot Water Reset_A_Achievable Technical Potential | F4 | Industrial | Wood and Lumber Products | Existing | Process | Natural Gas | Gas Boiler - Hot Water Reset | A | Standalone Impact on Baseline Energy (%) | Achievable Technical Potential | 0% | 0% | 0% | 0% | 0% | 0.01263% | 0.02815% | 0.04729% | 0.0693% | 0.09437% | 0.125% | 0.1575% | 0.1908% | 0.2249% | 0.2507% | 0.2737% | 0.2874% | 0.2968% | 0.3032% | 0.3045% | 0.3063% | 0.3077% | 0.3089% | 0.31% | 0.0031094 | 0.0031184 | 0.0031268 | 0.0031344 | 0 | 0 | 0
F5_Industrial_Wood and Lumber Products_Existing_Process_Natural Gas_Gas Boiler - Hot Water Reset_A_Achievable Technical Potential | F5 | Industrial | Wood and Lumber Products | Existing | Process | Natural Gas | Gas Boiler - Hot Water Reset | A | Standalone Impact on Baseline Summer Peak (%) | Achievable Technical Potential | 0% | 0% | 0% | 0% | 0% | 0% | 0% | 0% | 0% | 0% | 0% | 0% | 0% | 0% | 0% | 0% | 0% | 0% | 0% | 0% | 0% | 0% | 0% | 0% | 0 | 0 | 0 | 0 | 0 | 0 | 0
F6_Industrial_Wood and Lumber Products_Existing_Process_Natural Gas_Gas Boiler - Hot Water Reset_A_Achievable Technical Potential | F6 | Industrial | Wood and Lumber Products | Existing | Process | Natural Gas | Gas Boiler - Hot Water Reset | A | Standalone Impact on Baseline Winter Peak (%) | Achievable Technical Potential | 0% | 0% | 0% | 0% | 0% | 0% | 0% | 0% | 0% | 0% | 0% | 0% | 0% | 0% | 0% | 0% | 0% | 0% | 0% | 0% | 0% | 0% | 0% | 0% | 0 | 0 | 0 | 0 | 0 | 0 | 0
F7_Industrial_Wood and Lumber Products_Existing_Process_Natural Gas_Gas Boiler - Hot Water Reset_A_Achievable Technical Potential | F7 | Industrial | Wood and Lumber Products | Existing | Process | Natural Gas | Gas Boiler - Hot Water Reset | A | Incremental Energy Savings (MWh or mTherms) | Achievable Technical Potential | 0 | 0 | 0 | 0 | 0 | 0.069121 | 0.084823 | 0.10319 | 0.11985 | 0.13681 | 0.15792 | 0.17277 | 0.17614 | 0.16335 | 0.14095 | 0.10803 | 0.071508 | 0.041312 | 0.019713 | 0.0083502 | 0.0030239 | 0.00094085 | 0.00020432 | 3.347e-05 | 4.0048e-06 | 0 | 0 | 0 | 0 | 0 | 0
F8_Industrial_Wood and Lumber Products_Existing_Process_Natural Gas_Gas Boiler - Hot Water Reset_A_Achievable Technical Potential | F8 | Industrial | Wood and Lumber Products | Existing | Process | Natural Gas | Gas Boiler - Hot Water Reset | A | Incremental Summer Peak Savings (MW) | Achievable Technical Potential | 0 | 0 | 0 | 0 | 0 | 0 | 0 | 0 | 0 | 0 | 0 | 0 | 0 | 0 | 0 | 0 | 0 | 0 | 0 | 0 | 0 | 0 | 0 | 0 | 0 | 0 | 0 | 0 | 0 | 0 | 0
F9_Industrial_Wood and Lumber Products_Existing_Process_Natural Gas_Gas Boiler - Hot Water Reset_A_Achievable Technical Potential | F9 | Industrial | Wood and Lumber Products | Existing | Process | Natural Gas | Gas Boiler - Hot Water Reset | A | Incremental Winter Peak Savings (MW) | Achievable Technical Potential | 0 | 0 | 0 | 0 | 0 | 0 | 0 | 0 | 0 | 0 | 0 | 0 | 0 | 0 | 0 | 0 | 0 | 0 | 0 | 0 | 0 | 0 | 0 | 0 | 0 | 0 | 0 | 0 | 0 | 0 | 0
F10_Industrial_Wood and Lumber Products_Existing_Process_Natural Gas_Gas Boiler - Hot Water Reset_A_Achievable Technical Potential | F10 | Industrial | Wood and Lumber Products | Existing | Process | Natural Gas | Gas Boiler - Hot Water Reset | A | Cumulative Energy Savings (MWh or mTherms) | Achievable Technical Potential | 0 | 0 | 0 | 0 | 0 | 0.069121 | 0.15394 | 0.25713 | 0.37698 | 0.51379 | 0.67171 | 0.84448 | 1.0206 | 1.184 | 1.3249 | 1.433 | 1.5045 | 1.5458 | 1.5655 | 1.5738 | 1.5769 | 1.5778 | 1.578 | 1.578 | 1.578 | 1.578 | 1.578 | 1.578 | 1.578 | 1.578 | 1.578
F11_Industrial_Wood and Lumber Products_Existing_Process_Natural Gas_Gas Boiler - Hot Water Reset_A_Achievable Technical Potential | F11 | Industrial | Wood and Lumber Products | Existing | Process | Natural Gas | Gas Boiler - Hot Water Reset | A | Cumulative Summer Peak Savings (MW) | Achievable Technical Potential | 0 | 0 | 0 | 0 | 0 | 0 | 0 | 0 | 0 | 0 | 0 | 0 | 0 | 0 | 0 | 0 | 0 | 0 | 0 | 0 | 0 | 0 | 0 | 0 | 0 | 0 | 0 | 0 | 0 | 0 | 0
F12_Industrial_Wood and Lumber Products_Existing_Process_Natural Gas_Gas Boiler - Hot Water Reset_A_Achievable Technical Potential | F12 | Industrial | Wood and Lumber Products | Existing | Process | Natural Gas | Gas Boiler - Hot Water Reset | A | Cumulative Winter Peak Savings (MW) | Achievable Technical Potential | 0 | 0 | 0 | 0 | 0 | 0 | 0 | 0 | 0 | 0 | 0 | 0 | 0 | 0 | 0 | 0 | 0 | 0 | 0 | 0 | 0 | 0 | 0 | 0 | 0 | 0 | 0 | 0 | 0 | 0 | 0
F13_Industrial_Wood and Lumber Products_Existing_Process_Natural Gas_Gas Boiler - Hot Water Reset_A_Achievable Technical Potential | F13 | Industrial | Wood and Lumber Products | Existing | Process | Natural Gas | Gas Boiler - Hot Water Reset | A | Purchases (Incremental) | Achievable Technical Potential | 0 | 0 | 0 | 0 | 0 | 6.0092 | 7.3743 | 8.9707 | 10.4192 | 11.8943 | 13.7292 | 15.02 | 15.3129 | 14.2014 | 12.2539 | 9.3922 | 6.2167 | 3.5916 | 1.7138 | 0.72595 | 0.26289 | 0.081795 | 0.017763 | 0.0029098 | 0.00034817 | 0 | 0 | 0 | 0 | 0 | 0
F14_Industrial_Wood and Lumber Products_Existing_Process_Natural Gas_Gas Boiler - Hot Water Reset_A_Achievable Technical Potential | F14 | Industrial | Wood and Lumber Products | Existing | Process | Natural Gas | Gas Boiler - Hot Water Reset | A | Purchases (Cumulative) | Achievable Technical Potential | 0 | 0 | 0 | 0 | 0 | 6.0092 | 13.3834 | 22.3542 | 32.7734 | 44.6677 | 58.3969 | 73.4169 | 88.7298 | 102.9312 | 115.1851 | 124.5773 | 130.794 | 134.3856 | 136.0994 | 136.8253 | 137.0882 | 137.17 | 137.1878 | 137.1907 | 137.191 | 137.191 | 137.191 | 137.191 | 137.191 | 137.191 | 137.191
F1_Industrial_Wood and Lumber Products_Existing_Space Heating_Natural Gas_Steam Trap Maintenance_A_Achievable Technical Potential | F1 | Industrial | Wood and Lumber Products | Existing | Space Heating | Natural Gas | Steam Trap Maintenance | A | Original Unit Energy Savings (kWh or therms) | Achievable Technical Potential | 0 | 0 | 0 | 0 | 0 | 1.1369 | 1.1292 | 1.1215 | 1.1138 | 1.1061 | 1.0987 | 1.0913 | 1.084 | 1.0768 | 1.0691 | 1.0621 | 1.0552 | 1.0484 | 1.0416 | 1.0349 | 1.0284 | 1.0216 | 1.0151 | 1.0088 | 1.0024 | 0.99657 | 0.99127 | 0.98642 | 0.982 | 0.97797 | 0.97429
F2_Industrial_Wood and Lumber Products_Existing_Space Heating_Natural Gas_Steam Trap Maintenance_A_Achievable Technical Potential | F2 | Industrial | Wood and Lumber Products | Existing | Space Heating | Natural Gas | Steam Trap Maintenance | A | Original Unit Summer Peak Savings (kW) | Achievable Technical Potential | 0 | 0 | 0 | 0 | 0 | 0 | 0 | 0 | 0 | 0 | 0 | 0 | 0 | 0 | 0 | 0 | 0 | 0 | 0 | 0 | 0 | 0 | 0 | 0 | 0 | 0 | 0 | 0 | 0 | 0 | 0
F3_Industrial_Wood and Lumber Products_Existing_Space Heating_Natural Gas_Steam Trap Maintenance_A_Achievable Technical Potential | F3 | Industrial | Wood and Lumber Products | Existing | Space Heating | Natural Gas | Steam Trap Maintenance | A | Original Unit Winter Peak Savings (kW) | Achievable Technical Potential | 0 | 0 | 0 | 0 | 0 | 0 | 0 | 0 | 0 | 0 | 0 | 0 | 0 | 0 | 0 | 0 | 0 | 0 | 0 | 0 | 0 | 0 | 0 | 0 | 0 | 0 | 0 | 0 | 0 | 0 | 0
F4_Industrial_Wood and Lumber Products_Existing_Space Heating_Natural Gas_Steam Trap Maintenance_A_Achievable Technical Potential | F4 | Industrial | Wood and Lumber Products | Existing | Space Heating | Natural Gas | Steam Trap Maintenance | A | Standalone Impact on Baseline Energy (%) | Achievable Technical Potential | 0% | 0% | 0% | 0% | 0% | 0.001456% | 0.002908% | 0.004375% | 0.005823% | 0.00727% | 0.008817% | 0.0103% | 0.01178% | 0.01343% | 0.01484% | 0.01645% | 0.01792% | 0.01948% | 0.02111% | 0.02254% | 0.02408% | 0.02562% | 0.02715% | 0.02867% | 0.0003018 | 0.00030235 | 0.00030287 | 0.00030336 | 0 | 0 | 0
F5_Industrial_Wood and Lumber Products_Existing_Space Heating_Natural Gas_Steam Trap Maintenance_A_Achievable Technical Potential | F5 | Industrial | Wood and Lumber Products | Existing | Space Heating | Natural Gas | Steam Trap Maintenance | A | Standalone Impact on Baseline Summer Peak (%) | Achievable Technical Potential | 0% | 0% | 0% | 0% | 0% | 0% | 0% | 0% | 0% | 0% | 0% | 0% | 0% | 0% | 0% | 0% | 0% | 0% | 0% | 0% | 0% | 0% | 0% | 0% | 0 | 0 | 0 | 0 | 0 | 0 | 0
F6_Industrial_Wood and Lumber Products_Existing_Space Heating_Natural Gas_Steam Trap Maintenance_A_Achievable Technical Potential | F6 | Industrial | Wood and Lumber Products | Existing | Space Heating | Natural Gas | Steam Trap Maintenance | A | Standalone Impact on Baseline Winter Peak (%) | Achievable Technical Potential | 0% | 0% | 0% | 0% | 0% | 0% | 0% | 0% | 0% | 0% | 0% | 0% | 0% | 0% | 0% | 0% | 0% | 0% | 0% | 0% | 0% | 0% | 0% | 0% | 0 | 0 | 0 | 0 | 0 | 0 | 0
F7_Industrial_Wood and Lumber Products_Existing_Space Heating_Natural Gas_Steam Trap Maintenance_A_Achievable Technical Potential | F7 | Industrial | Wood and Lumber Products | Existing | Space Heating | Natural Gas | Steam Trap Maintenance | A | Incremental Energy Savings (MWh or mTherms) | Achievable Technical Potential | 0 | 0 | 0 | 0 | 0 | 0.0011078 | 0.0010997 | 0.0010858 | 0.0010789 | 0.0010724 | 0.0010516 | 0.0010417 | 0.0010326 | 0.0010094 | 0.0010061 | 0.00098997 | 0.00098363 | 0.00097235 | 0.0009575 | 0.00095243 | 0.00094253 | 0.00093268 | 0.00092334 | 0.00091446 | 0.00090582 | 0 | 0 | 0 | 0 | 0 | 0
F8_Industrial_Wood and Lumber Products_Existing_Space Heating_Natural Gas_Steam Trap Maintenance_A_Achievable Technical Potential | F8 | Industrial | Wood and Lumber Products | Existing | Space Heating | Natural Gas | Steam Trap Maintenance | A | Incremental Summer Peak Savings (MW) | Achievable Technical Potential | 0 | 0 | 0 | 0 | 0 | 0 | 0 | 0 | 0 | 0 | 0 | 0 | 0 | 0 | 0 | 0 | 0 | 0 | 0 | 0 | 0 | 0 | 0 | 0 | 0 | 0 | 0 | 0 | 0 | 0 | 0
F9_Industrial_Wood and Lumber Products_Existing_Space Heating_Natural Gas_Steam Trap Maintenance_A_Achievable Technical Potential | F9 | Industrial | Wood and Lumber Products | Existing | Space Heating | Natural Gas | Steam Trap Maintenance | A | Incremental Winter Peak Savings (MW) | Achievable Technical Potential | 0 | 0 | 0 | 0 | 0 | 0 | 0 | 0 | 0 | 0 | 0 | 0 | 0 | 0 | 0 | 0 | 0 | 0 | 0 | 0 | 0 | 0 | 0 | 0 | 0 | 0 | 0 | 0 | 0 | 0 | 0
F10_Industrial_Wood and Lumber Products_Existing_Space Heating_Natural Gas_Steam Trap Maintenance_A_Achievable Technical Potential | F10 | Industrial | Wood and Lumber Products | Existing | Space Heating | Natural Gas | Steam Trap Maintenance | A | Cumulative Energy Savings (MWh or mTherms) | Achievable Technical Potential | 0 | 0 | 0 | 0 | 0 | 0.0011078 | 0.0021999 | 0.0032708 | 0.0043273 | 0.0053698 | 0.0063852 | 0.007384 | 0.0083671 | 0.0093208 | 0.010261 | 0.011183 | 0.012094 | 0.012988 | 0.013862 | 0.014725 | 0.015575 | 0.016405 | 0.017224 | 0.018031 | 0.018823 | 0.018713 | 0.018614 | 0.018523 | 0.01844 | 0.018364 | 0.018295
F11_Industrial_Wood and Lumber Products_Existing_Space Heating_Natural Gas_Steam Trap Maintenance_A_Achievable Technical Potential | F11 | Industrial | Wood and Lumber Products | Existing | Space Heating | Natural Gas | Steam Trap Maintenance | A | Cumulative Summer Peak Savings (MW) | Achievable Technical Potential | 0 | 0 | 0 | 0 | 0 | 0 | 0 | 0 | 0 | 0 | 0 | 0 | 0 | 0 | 0 | 0 | 0 | 0 | 0 | 0 | 0 | 0 | 0 | 0 | 0 | 0 | 0 | 0 | 0 | 0 | 0
F12_Industrial_Wood and Lumber Products_Existing_Space Heating_Natural Gas_Steam Trap Maintenance_A_Achievable Technical Potential | F12 | Industrial | Wood and Lumber Products | Existing | Space Heating | Natural Gas | Steam Trap Maintenance | A | Cumulative Winter Peak Savings (MW) | Achievable Technical Potential | 0 | 0 | 0 | 0 | 0 | 0 | 0 | 0 | 0 | 0 | 0 | 0 | 0 | 0 | 0 | 0 | 0 | 0 | 0 | 0 | 0 | 0 | 0 | 0 | 0 | 0 | 0 | 0 | 0 | 0 | 0
F13_Industrial_Wood and Lumber Products_Existing_Space Heating_Natural Gas_Steam Trap Maintenance_A_Achievable Technical Potential | F13 | Industrial | Wood and Lumber Products | Existing | Space Heating | Natural Gas | Steam Trap Maintenance | A | Purchases (Incremental) | Achievable Technical Potential | 0 | 0 | 0 | 0 | 0 | 0.97441 | 0.97387 | 0.96813 | 0.96865 | 0.96945 | 0.95714 | 0.95453 | 0.95259 | 0.93746 | 0.94104 | 0.93207 | 0.93219 | 0.9275 | 0.91922 | 0.92031 | 0.91651 | 0.91294 | 0.90961 | 0.90652 | 0.90366 | 0 | 0 | 0 | 0 | 0 | 0
F14_Industrial_Wood and Lumber Products_Existing_Space Heating_Natural Gas_Steam Trap Maintenance_A_Achievable Technical Potential | F14 | Industrial | Wood and Lumber Products | Existing | Space Heating | Natural Gas | Steam Trap Maintenance | A | Purchases (Cumulative) | Achievable Technical Potential | 0 | 0 | 0 | 0 | 0 | 0.97441 | 1.9483 | 2.9164 | 3.8851 | 4.8545 | 5.8117 | 6.7662 | 7.7188 | 8.6562 | 9.5973 | 10.5293 | 11.4615 | 12.389 | 13.3082 | 14.2286 | 15.1451 | 16.058 | 16.9676 | 17.8741 | 18.7778 | 18.7778 | 18.7778 | 18.7778 | 18.7778 | 18.7778 | 18.7778
F1_Industrial_Wood and Lumber Products_Existing_Process_Natural Gas_Steam Trap Maintenance_A_Achievable Technical Potential | F1 | Industrial | Wood and Lumber Products | Existing | Process | Natural Gas | Steam Trap Maintenance | A | Original Unit Energy Savings (kWh or therms) | Achievable Technical Potential | 0 | 0 | 0 | 0 | 0 | 8.1272 | 8.1272 | 8.1272 | 8.1272 | 8.1272 | 8.1272 | 8.1272 | 8.1272 | 8.1272 | 8.1272 | 8.1272 | 8.1272 | 8.1272 | 8.1272 | 8.1272 | 8.1272 | 8.1272 | 8.1272 | 8.1272 | 8.1272 | 8.1272 | 8.1272 | 8.1272 | 8.1272 | 8.1272 | 8.1272
F2_Industrial_Wood and Lumber Products_Existing_Process_Natural Gas_Steam Trap Maintenance_A_Achievable Technical Potential | F2 | Industrial | Wood and Lumber Products | Existing | Process | Natural Gas | Steam Trap Maintenance | A | Original Unit Summer Peak Savings (kW) | Achievable Technical Potential | 0 | 0 | 0 | 0 | 0 | 0 | 0 | 0 | 0 | 0 | 0 | 0 | 0 | 0 | 0 | 0 | 0 | 0 | 0 | 0 | 0 | 0 | 0 | 0 | 0 | 0 | 0 | 0 | 0 | 0 | 0
F3_Industrial_Wood and Lumber Products_Existing_Process_Natural Gas_Steam Trap Maintenance_A_Achievable Technical Potential | F3 | Industrial | Wood and Lumber Products | Existing | Process | Natural Gas | Steam Trap Maintenance | A | Original Unit Winter Peak Savings (kW) | Achievable Technical Potential | 0 | 0 | 0 | 0 | 0 | 0 | 0 | 0 | 0 | 0 | 0 | 0 | 0 | 0 | 0 | 0 | 0 | 0 | 0 | 0 | 0 | 0 | 0 | 0 | 0 | 0 | 0 | 0 | 0 | 0 | 0
F4_Industrial_Wood and Lumber Products_Existing_Process_Natural Gas_Steam Trap Maintenance_A_Achievable Technical Potential | F4 | Industrial | Wood and Lumber Products | Existing | Process | Natural Gas | Steam Trap Maintenance | A | Standalone Impact on Baseline Energy (%) | Achievable Technical Potential | 0% | 0% | 0% | 0% | 0% | 0.004981% | 0.009965% | 0.015% | 0.01998% | 0.02494% | 0.03024% | 0.03531% | 0.04036% | 0.04599% | 0.0508% | 0.05627% | 0.06124% | 0.06653% | 0.07211% | 0.07701% | 0.08231% | 0.08761% | 0.09291% | 0.09821% | 0.001035 | 0.0010381 | 0.0010408 | 0.0010434 | 0 | 0 | 0
F5_Industrial_Wood and Lumber Products_Existing_Process_Natural Gas_Steam Trap Maintenance_A_Achievable Technical Potential | F5 | Industrial | Wood and Lumber Products | Existing | Process | Natural Gas | Steam Trap Maintenance | A | Standalone Impact on Baseline Summer Peak (%) | Achievable Technical Potential | 0% | 0% | 0% | 0% | 0% | 0% | 0% | 0% | 0% | 0% | 0% | 0% | 0% | 0% | 0% | 0% | 0% | 0% | 0% | 0% | 0% | 0% | 0% | 0% | 0 | 0 | 0 | 0 | 0 | 0 | 0
F6_Industrial_Wood and Lumber Products_Existing_Process_Natural Gas_Steam Trap Maintenance_A_Achievable Technical Potential | F6 | Industrial | Wood and Lumber Products | Existing | Process | Natural Gas | Steam Trap Maintenance | A | Standalone Impact on Baseline Winter Peak (%) | Achievable Technical Potential | 0% | 0% | 0% | 0% | 0% | 0% | 0% | 0% | 0% | 0% | 0% | 0% | 0% | 0% | 0% | 0% | 0% | 0% | 0% | 0% | 0% | 0% | 0% | 0% | 0 | 0 | 0 | 0 | 0 | 0 | 0
F7_Industrial_Wood and Lumber Products_Existing_Process_Natural Gas_Steam Trap Maintenance_A_Achievable Technical Potential | F7 | Industrial | Wood and Lumber Products | Existing | Process | Natural Gas | Steam Trap Maintenance | A | Incremental Energy Savings (MWh or mTherms) | Achievable Technical Potential | 0 | 0 | 0 | 0 | 0 | 0.027258 | 0.027243 | 0.027083 | 0.027097 | 0.02712 | 0.026775 | 0.026702 | 0.026648 | 0.026225 | 0.026325 | 0.026074 | 0.026077 | 0.025946 | 0.025715 | 0.025745 | 0.025639 | 0.025539 | 0.025446 | 0.025359 | 0.025279 | 0 | 0 | 0 | 0 | 0 | 0
F8_Industrial_Wood and Lumber Products_Existing_Process_Natural Gas_Steam Trap Maintenance_A_Achievable Technical Potential | F8 | Industrial | Wood and Lumber Products | Existing | Process | Natural Gas | Steam Trap Maintenance | A | Incremental Summer Peak Savings (MW) | Achievable Technical Potential | 0 | 0 | 0 | 0 | 0 | 0 | 0 | 0 | 0 | 0 | 0 | 0 | 0 | 0 | 0 | 0 | 0 | 0 | 0 | 0 | 0 | 0 | 0 | 0 | 0 | 0 | 0 | 0 | 0 | 0 | 0
F9_Industrial_Wood and Lumber Products_Existing_Process_Natural Gas_Steam Trap Maintenance_A_Achievable Technical Potential | F9 | Industrial | Wood and Lumber Products | Existing | Process | Natural Gas | Steam Trap Maintenance | A | Incremental Winter Peak Savings (MW) | Achievable Technical Potential | 0 | 0 | 0 | 0 | 0 | 0 | 0 | 0 | 0 | 0 | 0 | 0 | 0 | 0 | 0 | 0 | 0 | 0 | 0 | 0 | 0 | 0 | 0 | 0 | 0 | 0 | 0 | 0 | 0 | 0 | 0
F10_Industrial_Wood and Lumber Products_Existing_Process_Natural Gas_Steam Trap Maintenance_A_Achievable Technical Potential | F10 | Industrial | Wood and Lumber Products | Existing | Process | Natural Gas | Steam Trap Maintenance | A | Cumulative Energy Savings (MWh or mTherms) | Achievable Technical Potential | 0 | 0 | 0 | 0 | 0 | 0.027258 | 0.054502 | 0.081584 | 0.10868 | 0.1358 | 0.16258 | 0.18928 | 0.21593 | 0.24215 | 0.26848 | 0.29455 | 0.32063 | 0.34657 | 0.37229 | 0.39803 | 0.42367 | 0.44921 | 0.47466 | 0.50002 | 0.52529 | 0.52529 | 0.52529 | 0.52529 | 0.52529 | 0.52529 | 0.52529
F11_Industrial_Wood and Lumber Products_Existing_Process_Natural Gas_Steam Trap Maintenance_A_Achievable Technical Potential | F11 | Industrial | Wood and Lumber Products | Existing | Process | Natural Gas | Steam Trap Maintenance | A | Cumulative Summer Peak Savings (MW) | Achievable Technical Potential | 0 | 0 | 0 | 0 | 0 | 0 | 0 | 0 | 0 | 0 | 0 | 0 | 0 | 0 | 0 | 0 | 0 | 0 | 0 | 0 | 0 | 0 | 0 | 0 | 0 | 0 | 0 | 0 | 0 | 0 | 0
F12_Industrial_Wood and Lumber Products_Existing_Process_Natural Gas_Steam Trap Maintenance_A_Achievable Technical Potential | F12 | Industrial | Wood and Lumber Products | Existing | Process | Natural Gas | Steam Trap Maintenance | A | Cumulative Winter Peak Savings (MW) | Achievable Technical Potential | 0 | 0 | 0 | 0 | 0 | 0 | 0 | 0 | 0 | 0 | 0 | 0 | 0 | 0 | 0 | 0 | 0 | 0 | 0 | 0 | 0 | 0 | 0 | 0 | 0 | 0 | 0 | 0 | 0 | 0 | 0
F13_Industrial_Wood and Lumber Products_Existing_Process_Natural Gas_Steam Trap Maintenance_A_Achievable Technical Potential | F13 | Industrial | Wood and Lumber Products | Existing | Process | Natural Gas | Steam Trap Maintenance | A | Purchases (Incremental) | Achievable Technical Potential | 0 | 0 | 0 | 0 | 0 | 3.354 | 3.3521 | 3.3323 | 3.3342 | 3.3369 | 3.2945 | 3.2855 | 3.2789 | 3.2268 | 3.2391 | 3.2082 | 3.2086 | 3.1925 | 3.164 | 3.1678 | 3.1547 | 3.1424 | 3.1309 | 3.1203 | 3.1105 | 0 | 0 | 0 | 0 | 0 | 0
F14_Industrial_Wood and Lumber Products_Existing_Process_Natural Gas_Steam Trap Maintenance_A_Achievable Technical Potential | F14 | Industrial | Wood and Lumber Products | Existing | Process | Natural Gas | Steam Trap Maintenance | A | Purchases (Cumulative) | Achievable Technical Potential | 0 | 0 | 0 | 0 | 0 | 3.354 | 6.7061 | 10.0384 | 13.3726 | 16.7095 | 20.004 | 23.2896 | 26.5684 | 29.7952 | 33.0343 | 36.2425 | 39.4512 | 42.6437 | 45.8077 | 48.9754 | 52.1301 | 55.2725 | 58.4034 | 61.5237 | 64.6342 | 64.6342 | 64.6342 | 64.6342 | 64.6342 | 64.6342 | 64.6342
F1_Industrial_Wood and Lumber Products_Existing_Space Heating_Natural Gas_Gas Boiler - High Turndown_A_Achievable Technical Potential | F1 | Industrial | Wood and Lumber Products | Existing | Space Heating | Natural Gas | Gas Boiler - High Turndown | A | Original Unit Energy Savings (kWh or therms) | Achievable Technical Potential | 0 | 0 | 0 | 0 | 0 | 1.2068 | 1.1986 | 1.1905 | 1.1823 | 1.1742 | 1.1662 | 1.1584 | 1.1506 | 1.143 | 1.1349 | 1.1274 | 1.1201 | 1.1128 | 1.1057 | 1.0985 | 1.0916 | 1.0844 | 1.0775 | 1.0708 | 1.064 | 1.0578 | 1.0522 | 1.0471 | 1.0424 | 1.0381 | 1.0342
F2_Industrial_Wood and Lumber Products_Existing_Space Heating_Natural Gas_Gas Boiler - High Turndown_A_Achievable Technical Potential | F2 | Industrial | Wood and Lumber Products | Existing | Space Heating | Natural Gas | Gas Boiler - High Turndown | A | Original Unit Summer Peak Savings (kW) | Achievable Technical Potential | 0 | 0 | 0 | 0 | 0 | 0 | 0 | 0 | 0 | 0 | 0 | 0 | 0 | 0 | 0 | 0 | 0 | 0 | 0 | 0 | 0 | 0 | 0 | 0 | 0 | 0 | 0 | 0 | 0 | 0 | 0
F3_Industrial_Wood and Lumber Products_Existing_Space Heating_Natural Gas_Gas Boiler - High Turndown_A_Achievable Technical Potential | F3 | Industrial | Wood and Lumber Products | Existing | Space Heating | Natural Gas | Gas Boiler - High Turndown | A | Original Unit Winter Peak Savings (kW) | Achievable Technical Potential | 0 | 0 | 0 | 0 | 0 | 0 | 0 | 0 | 0 | 0 | 0 | 0 | 0 | 0 | 0 | 0 | 0 | 0 | 0 | 0 | 0 | 0 | 0 | 0 | 0 | 0 | 0 | 0 | 0 | 0 | 0
F4_Industrial_Wood and Lumber Products_Existing_Space Heating_Natural Gas_Gas Boiler - High Turndown_A_Achievable Technical Potential | F4 | Industrial | Wood and Lumber Products | Existing | Space Heating | Natural Gas | Gas Boiler - High Turndown | A | Standalone Impact on Baseline Energy (%) | Achievable Technical Potential | 0% | 0% | 0% | 0% | 0% | 0.004227% | 0.00844% | 0.0127% | 0.0169% | 0.0211% | 0.02517% | 0.02829% | 0.03079% | 0.03325% | 0.0347% | 0.03631% | 0.03733% | 0.03834% | 0.03932% | 0.03978% | 0.04034% | 0.04048% | 0.04059% | 0.04069% | 0.00040772 | 0.00040847 | 0.00040917 | 0.00040983 | 0 | 0 | 0
F5_Industrial_Wood and Lumber Products_Existing_Space Heating_Natural Gas_Gas Boiler - High Turndown_A_Achievable Technical Potential | F5 | Industrial | Wood and Lumber Products | Existing | Space Heating | Natural Gas | Gas Boiler - High Turndown | A | Standalone Impact on Baseline Summer Peak (%) | Achievable Technical Potential | 0% | 0% | 0% | 0% | 0% | 0% | 0% | 0% | 0% | 0% | 0% | 0% | 0% | 0% | 0% | 0% | 0% | 0% | 0% | 0% | 0% | 0% | 0% | 0% | 0 | 0 | 0 | 0 | 0 | 0 | 0
F6_Industrial_Wood and Lumber Products_Existing_Space Heating_Natural Gas_Gas Boiler - High Turndown_A_Achievable Technical Potential | F6 | Industrial | Wood and Lumber Products | Existing | Space Heating | Natural Gas | Gas Boiler - High Turndown | A | Standalone Impact on Baseline Winter Peak (%) | Achievable Technical Potential | 0% | 0% | 0% | 0% | 0% | 0% | 0% | 0% | 0% | 0% | 0% | 0% | 0% | 0% | 0% | 0% | 0% | 0% | 0% | 0% | 0% | 0% | 0% | 0% | 0 | 0 | 0 | 0 | 0 | 0 | 0
F7_Industrial_Wood and Lumber Products_Existing_Space Heating_Natural Gas_Gas Boiler - High Turndown_A_Achievable Technical Potential | F7 | Industrial | Wood and Lumber Products | Existing | Space Heating | Natural Gas | Gas Boiler - High Turndown | A | Incremental Energy Savings (MWh or mTherms) | Achievable Technical Potential | 0 | 0 | 0 | 0 | 0 | 0.0032153 | 0.0031918 | 0.0031514 | 0.0031315 | 0.0031125 | 0.002747 | 0.0021769 | 0.0017263 | 0.0013501 | 0.0010765 | 0.00084739 | 0.00067357 | 0.00053268 | 0.00041963 | 0.00033393 | 0.00026437 | 1.7844e-06 | 6.3088e-07 | 2.1301e-07 | 6.8802e-08 | 5.7973e-08 | 5.7511e-08 | 5.7091e-08 | 5.6712e-08 | 5.6369e-08 | 5.6061e-08
F8_Industrial_Wood and Lumber Products_Existing_Space Heating_Natural Gas_Gas Boiler - High Turndown_A_Achievable Technical Potential | F8 | Industrial | Wood and Lumber Products | Existing | Space Heating | Natural Gas | Gas Boiler - High Turndown | A | Incremental Summer Peak Savings (MW) | Achievable Technical Potential | 0 | 0 | 0 | 0 | 0 | 0 | 0 | 0 | 0 | 0 | 0 | 0 | 0 | 0 | 0 | 0 | 0 | 0 | 0 | 0 | 0 | 0 | 0 | 0 | 0 | 0 | 0 | 0 | 0 | 0 | 0
F9_Industrial_Wood and Lumber Products_Existing_Space Heating_Natural Gas_Gas Boiler - High Turndown_A_Achievable Technical Potential | F9 | Industrial | Wood and Lumber Products | Existing | Space Heating | Natural Gas | Gas Boiler - High Turndown | A | Incremental Winter Peak Savings (MW) | Achievable Technical Potential | 0 | 0 | 0 | 0 | 0 | 0 | 0 | 0 | 0 | 0 | 0 | 0 | 0 | 0 | 0 | 0 | 0 | 0 | 0 | 0 | 0 | 0 | 0 | 0 | 0 | 0 | 0 | 0 | 0 | 0 | 0
F10_Industrial_Wood and Lumber Products_Existing_Space Heating_Natural Gas_Gas Boiler - High Turndown_A_Achievable Technical Potential | F10 | Industrial | Wood and Lumber Products | Existing | Space Heating | Natural Gas | Gas Boiler - High Turndown | A | Cumulative Energy Savings (MWh or mTherms) | Achievable Technical Potential | 0 | 0 | 0 | 0 | 0 | 0.0032153 | 0.0063853 | 0.0094934 | 0.01256 | 0.015586 | 0.018228 | 0.020282 | 0.021873 | 0.023077 | 0.02399 | 0.02468 | 0.025192 | 0.025562 | 0.025818 | 0.025985 | 0.026086 | 0.025916 | 0.02575 | 0.02559 | 0.025429 | 0.025281 | 0.025147 | 0.025024 | 0.024912 | 0.024809 | 0.024716
F11_Industrial_Wood and Lumber Products_Existing_Space Heating_Natural Gas_Gas Boiler - High Turndown_A_Achievable Technical Potential | F11 | Industrial | Wood and Lumber Products | Existing | Space Heating | Natural Gas | Gas Boiler - High Turndown | A | Cumulative Summer Peak Savings (MW) | Achievable Technical Potential | 0 | 0 | 0 | 0 | 0 | 0 | 0 | 0 | 0 | 0 | 0 | 0 | 0 | 0 | 0 | 0 | 0 | 0 | 0 | 0 | 0 | 0 | 0 | 0 | 0 | 0 | 0 | 0 | 0 | 0 | 0
F12_Industrial_Wood and Lumber Products_Existing_Space Heating_Natural Gas_Gas Boiler - High Turndown_A_Achievable Technical Potential | F12 | Industrial | Wood and Lumber Products | Existing | Space Heating | Natural Gas | Gas Boiler - High Turndown | A | Cumulative Winter Peak Savings (MW) | Achievable Technical Potential | 0 | 0 | 0 | 0 | 0 | 0 | 0 | 0 | 0 | 0 | 0 | 0 | 0 | 0 | 0 | 0 | 0 | 0 | 0 | 0 | 0 | 0 | 0 | 0 | 0 | 0 | 0 | 0 | 0 | 0 | 0
F13_Industrial_Wood and Lumber Products_Existing_Space Heating_Natural Gas_Gas Boiler - High Turndown_A_Achievable Technical Potential | F13 | Industrial | Wood and Lumber Products | Existing | Space Heating | Natural Gas | Gas Boiler - High Turndown | A | Purchases (Incremental) | Achievable Technical Potential | 0 | 0 | 0 | 0 | 0 | 2.6644 | 2.6629 | 2.6472 | 2.6486 | 2.6508 | 2.3555 | 1.8792 | 1.5003 | 1.1812 | 0.94857 | 0.75162 | 0.60137 | 0.47868 | 0.37952 | 0.30398 | 0.24218 | 0.0016454 | 0.00058551 | 0.00019893 | 6.4663e-05 | 5.4803e-05 | 5.4657e-05 | 5.4525e-05 | 5.4406e-05 | 5.43e-05 | 5.4208e-05
F14_Industrial_Wood and Lumber Products_Existing_Space Heating_Natural Gas_Gas Boiler - High Turndown_A_Achievable Technical Potential | F14 | Industrial | Wood and Lumber Products | Existing | Space Heating | Natural Gas | Gas Boiler - High Turndown | A | Purchases (Cumulative) | Achievable Technical Potential | 0 | 0 | 0 | 0 | 0 | 2.6644 | 5.3273 | 7.9745 | 10.6232 | 13.274 | 15.6295 | 17.5087 | 19.009 | 20.1902 | 21.1388 | 21.8904 | 22.4917 | 22.9704 | 23.3499 | 23.6539 | 23.8961 | 23.8977 | 23.8983 | 23.8985 | 23.8986 | 23.8987 | 23.8987 | 23.8988 | 23.8988 | 23.8989 | 23.8989
F1_Industrial_Wood and Lumber Products_Existing_Process_Natural Gas_Gas Boiler - High Turndown_A_Achievable Technical Potential | F1 | Industrial | Wood and Lumber Products | Existing | Process | Natural Gas | Gas Boiler - High Turndown | A | Original Unit Energy Savings (kWh or therms) | Achievable Technical Potential | 0 | 0 | 0 | 0 | 0 | 8.6269 | 8.6269 | 8.6269 | 8.6269 | 8.6269 | 8.6269 | 8.6269 | 8.6269 | 8.6269 | 8.6269 | 8.6269 | 8.6269 | 8.6269 | 8.6269 | 8.6269 | 8.6269 | 8.6269 | 8.6269 | 8.6269 | 8.6269 | 8.6269 | 8.6269 | 8.6269 | 8.6269 | 8.6269 | 8.6269
F2_Industrial_Wood and Lumber Products_Existing_Process_Natural Gas_Gas Boiler - High Turndown_A_Achievable Technical Potential | F2 | Industrial | Wood and Lumber Products | Existing | Process | Natural Gas | Gas Boiler - High Turndown | A | Original Unit Summer Peak Savings (kW) | Achievable Technical Potential | 0 | 0 | 0 | 0 | 0 | 0 | 0 | 0 | 0 | 0 | 0 | 0 | 0 | 0 | 0 | 0 | 0 | 0 | 0 | 0 | 0 | 0 | 0 | 0 | 0 | 0 | 0 | 0 | 0 | 0 | 0
F3_Industrial_Wood and Lumber Products_Existing_Process_Natural Gas_Gas Boiler - High Turndown_A_Achievable Technical Potential | F3 | Industrial | Wood and Lumber Products | Existing | Process | Natural Gas | Gas Boiler - High Turndown | A | Original Unit Winter Peak Savings (kW) | Achievable Technical Potential | 0 | 0 | 0 | 0 | 0 | 0 | 0 | 0 | 0 | 0 | 0 | 0 | 0 | 0 | 0 | 0 | 0 | 0 | 0 | 0 | 0 | 0 | 0 | 0 | 0 | 0 | 0 | 0 | 0 | 0 | 0
F4_Industrial_Wood and Lumber Products_Existing_Process_Natural Gas_Gas Boiler - High Turndown_A_Achievable Technical Potential | F4 | Industrial | Wood and Lumber Products | Existing | Process | Natural Gas | Gas Boiler - High Turndown | A | Standalone Impact on Baseline Energy (%) | Achievable Technical Potential | 0% | 0% | 0% | 0% | 0% | 0.01446% | 0.02892% | 0.04355% | 0.05799% | 0.07239% | 0.08634% | 0.09698% | 0.1055% | 0.1139% | 0.1188% | 0.1242% | 0.1276% | 0.1309% | 0.1343% | 0.1359% | 0.1379% | 0.1384% | 0.1389% | 0.1394% | 0.0013983 | 0.0014024 | 0.0014061 | 0.0014095 | 0 | 0 | 0
F5_Industrial_Wood and Lumber Products_Existing_Process_Natural Gas_Gas Boiler - High Turndown_A_Achievable Technical Potential | F5 | Industrial | Wood and Lumber Products | Existing | Process | Natural Gas | Gas Boiler - High Turndown | A | Standalone Impact on Baseline Summer Peak (%) | Achievable Technical Potential | 0% | 0% | 0% | 0% | 0% | 0% | 0% | 0% | 0% | 0% | 0% | 0% | 0% | 0% | 0% | 0% | 0% | 0% | 0% | 0% | 0% | 0% | 0% | 0% | 0 | 0 | 0 | 0 | 0 | 0 | 0
F6_Industrial_Wood and Lumber Products_Existing_Process_Natural Gas_Gas Boiler - High Turndown_A_Achievable Technical Potential | F6 | Industrial | Wood and Lumber Products | Existing | Process | Natural Gas | Gas Boiler - High Turndown | A | Standalone Impact on Baseline Winter Peak (%) | Achievable Technical Potential | 0% | 0% | 0% | 0% | 0% | 0% | 0% | 0% | 0% | 0% | 0% | 0% | 0% | 0% | 0% | 0% | 0% | 0% | 0% | 0% | 0% | 0% | 0% | 0% | 0 | 0 | 0 | 0 | 0 | 0 | 0
F7_Industrial_Wood and Lumber Products_Existing_Process_Natural Gas_Gas Boiler - High Turndown_A_Achievable Technical Potential | F7 | Industrial | Wood and Lumber Products | Existing | Process | Natural Gas | Gas Boiler - High Turndown | A | Incremental Energy Savings (MWh or mTherms) | Achievable Technical Potential | 0 | 0 | 0 | 0 | 0 | 0.079117 | 0.079073 | 0.078607 | 0.078649 | 0.078714 | 0.069943 | 0.055802 | 0.044551 | 0.035075 | 0.028167 | 0.022319 | 0.017857 | 0.014214 | 0.01127 | 0.0090264 | 0.0071913 | 4.8859e-05 | 1.7386e-05 | 5.9069e-06 | 1.9201e-06 | 1.6273e-06 | 1.623e-06 | 1.6191e-06 | 1.6155e-06 | 1.6124e-06 | 1.6097e-06
F8_Industrial_Wood and Lumber Products_Existing_Process_Natural Gas_Gas Boiler - High Turndown_A_Achievable Technical Potential | F8 | Industrial | Wood and Lumber Products | Existing | Process | Natural Gas | Gas Boiler - High Turndown | A | Incremental Summer Peak Savings (MW) | Achievable Technical Potential | 0 | 0 | 0 | 0 | 0 | 0 | 0 | 0 | 0 | 0 | 0 | 0 | 0 | 0 | 0 | 0 | 0 | 0 | 0 | 0 | 0 | 0 | 0 | 0 | 0 | 0 | 0 | 0 | 0 | 0 | 0
F9_Industrial_Wood and Lumber Products_Existing_Process_Natural Gas_Gas Boiler - High Turndown_A_Achievable Technical Potential | F9 | Industrial | Wood and Lumber Products | Existing | Process | Natural Gas | Gas Boiler - High Turndown | A | Incremental Winter Peak Savings (MW) | Achievable Technical Potential | 0 | 0 | 0 | 0 | 0 | 0 | 0 | 0 | 0 | 0 | 0 | 0 | 0 | 0 | 0 | 0 | 0 | 0 | 0 | 0 | 0 | 0 | 0 | 0 | 0 | 0 | 0 | 0 | 0 | 0 | 0
F10_Industrial_Wood and Lumber Products_Existing_Process_Natural Gas_Gas Boiler - High Turndown_A_Achievable Technical Potential | F10 | Industrial | Wood and Lumber Products | Existing | Process | Natural Gas | Gas Boiler - High Turndown | A | Cumulative Energy Savings (MWh or mTherms) | Achievable Technical Potential | 0 | 0 | 0 | 0 | 0 | 0.079117 | 0.15819 | 0.2368 | 0.31545 | 0.39416 | 0.4641 | 0.51991 | 0.56446 | 0.59953 | 0.6277 | 0.65002 | 0.66787 | 0.68209 | 0.69336 | 0.70238 | 0.70958 | 0.70962 | 0.70964 | 0.70965 | 0.70965 | 0.70965 | 0.70965 | 0.70965 | 0.70966 | 0.70966 | 0.70966
F11_Industrial_Wood and Lumber Products_Existing_Process_Natural Gas_Gas Boiler - High Turndown_A_Achievable Technical Potential | F11 | Industrial | Wood and Lumber Products | Existing | Process | Natural Gas | Gas Boiler - High Turndown | A | Cumulative Summer Peak Savings (MW) | Achievable Technical Potential | 0 | 0 | 0 | 0 | 0 | 0 | 0 | 0 | 0 | 0 | 0 | 0 | 0 | 0 | 0 | 0 | 0 | 0 | 0 | 0 | 0 | 0 | 0 | 0 | 0 | 0 | 0 | 0 | 0 | 0 | 0
F12_Industrial_Wood and Lumber Products_Existing_Process_Natural Gas_Gas Boiler - High Turndown_A_Achievable Technical Potential | F12 | Industrial | Wood and Lumber Products | Existing | Process | Natural Gas | Gas Boiler - High Turndown | A | Cumulative Winter Peak Savings (MW) | Achievable Technical Potential | 0 | 0 | 0 | 0 | 0 | 0 | 0 | 0 | 0 | 0 | 0 | 0 | 0 | 0 | 0 | 0 | 0 | 0 | 0 | 0 | 0 | 0 | 0 | 0 | 0 | 0 | 0 | 0 | 0 | 0 | 0
F13_Industrial_Wood and Lumber Products_Existing_Process_Natural Gas_Gas Boiler - High Turndown_A_Achievable Technical Potential | F13 | Industrial | Wood and Lumber Products | Existing | Process | Natural Gas | Gas Boiler - High Turndown | A | Purchases (Incremental) | Achievable Technical Potential | 0 | 0 | 0 | 0 | 0 | 9.1709 | 9.1659 | 9.1119 | 9.1168 | 9.1243 | 8.1076 | 6.4684 | 5.1642 | 4.0657 | 3.265 | 2.5871 | 2.0699 | 1.6476 | 1.3063 | 1.0463 | 0.83359 | 0.0056636 | 0.0020153 | 0.00068471 | 0.00022257 | 0.00018864 | 0.00018813 | 0.00018768 | 0.00018727 | 0.0001869 | 0.00018659
F14_Industrial_Wood and Lumber Products_Existing_Process_Natural Gas_Gas Boiler - High Turndown_A_Achievable Technical Potential | F14 | Industrial | Wood and Lumber Products | Existing | Process | Natural Gas | Gas Boiler - High Turndown | A | Purchases (Cumulative) | Achievable Technical Potential | 0 | 0 | 0 | 0 | 0 | 9.1709 | 18.3369 | 27.4487 | 36.5655 | 45.6898 | 53.7974 | 60.2658 | 65.43 | 69.4957 | 72.7608 | 75.3479 | 77.4178 | 79.0654 | 80.3718 | 81.4181 | 82.2517 | 82.2573 | 82.2594 | 82.26 | 82.2603 | 82.2604 | 82.2606 | 82.2608 | 82.261 | 82.2612 | 82.2614
F1_Industrial_Wood and Lumber Products_Existing_Space Heating_Natural Gas_Gas Boiler - Burner Control Optimization_A_Achievable Technical Potential | F1 | Industrial | Wood and Lumber Products | Existing | Space Heating | Natural Gas | Gas Boiler - Burner Control Optimization | A | Original Unit Energy Savings (kWh or therms) | Achievable Technical Potential | 0 | 0 | 0 | 0 | 0 | 0.34996 | 0.34759 | 0.34524 | 0.34287 | 0.34051 | 0.33821 | 0.33594 | 0.33369 | 0.33147 | 0.32911 | 0.32695 | 0.32482 | 0.32272 | 0.32065 | 0.31857 | 0.31657 | 0.31449 | 0.31248 | 0.31053 | 0.30856 | 0.30677 | 0.30514 | 0.30365 | 0.30229 | 0.30105 | 0.29992
F2_Industrial_Wood and Lumber Products_Existing_Space Heating_Natural Gas_Gas Boiler - Burner Control Optimization_A_Achievable Technical Potential | F2 | Industrial | Wood and Lumber Products | Existing | Space Heating | Natural Gas | Gas Boiler - Burner Control Optimization | A | Original Unit Summer Peak Savings (kW) | Achievable Technical Potential | 0 | 0 | 0 | 0 | 0 | 0 | 0 | 0 | 0 | 0 | 0 | 0 | 0 | 0 | 0 | 0 | 0 | 0 | 0 | 0 | 0 | 0 | 0 | 0 | 0 | 0 | 0 | 0 | 0 | 0 | 0
F3_Industrial_Wood and Lumber Products_Existing_Space Heating_Natural Gas_Gas Boiler - Burner Control Optimization_A_Achievable Technical Potential | F3 | Industrial | Wood and Lumber Products | Existing | Space Heating | Natural Gas | Gas Boiler - Burner Control Optimization | A | Original Unit Winter Peak Savings (kW) | Achievable Technical Potential | 0 | 0 | 0 | 0 | 0 | 0 | 0 | 0 | 0 | 0 | 0 | 0 | 0 | 0 | 0 | 0 | 0 | 0 | 0 | 0 | 0 | 0 | 0 | 0 | 0 | 0 | 0 | 0 | 0 | 0 | 0
F4_Industrial_Wood and Lumber Products_Existing_Space Heating_Natural Gas_Gas Boiler - Burner Control Optimization_A_Achievable Technical Potential | F4 | Industrial | Wood and Lumber Products | Existing | Space Heating | Natural Gas | Gas Boiler - Burner Control Optimization | A | Standalone Impact on Baseline Energy (%) | Achievable Technical Potential | 0% | 0% | 0% | 0% | 0% | 0.0003306% | 0.000849% | 0.00189% | 0.003702% | 0.00652% | 0.01056% | 0.01562% | 0.02153% | 0.02822% | 0.03446% | 0.04074% | 0.04594% | 0.05046% | 0.05423% | 0.0566% | 0.05853% | 0.05987% | 0.06076% | 0.06135% | 0.00061767 | 0.00061879 | 0.00061986 | 0.00062085 | 0 | 0 | 0
F5_Industrial_Wood and Lumber Products_Existing_Space Heating_Natural Gas_Gas Boiler - Burner Control Optimization_A_Achievable Technical Potential | F5 | Industrial | Wood and Lumber Products | Existing | Space Heating | Natural Gas | Gas Boiler - Burner Control Optimization | A | Standalone Impact on Baseline Summer Peak (%) | Achievable Technical Potential | 0% | 0% | 0% | 0% | 0% | 0% | 0% | 0% | 0% | 0% | 0% | 0% | 0% | 0% | 0% | 0% | 0% | 0% | 0% | 0% | 0% | 0% | 0% | 0% | 0 | 0 | 0 | 0 | 0 | 0 | 0
F6_Industrial_Wood and Lumber Products_Existing_Space Heating_Natural Gas_Gas Boiler - Burner Control Optimization_A_Achievable Technical Potential | F6 | Industrial | Wood and Lumber Products | Existing | Space Heating | Natural Gas | Gas Boiler - Burner Control Optimization | A | Standalone Impact on Baseline Winter Peak (%) | Achievable Technical Potential | 0% | 0% | 0% | 0% | 0% | 0% | 0% | 0% | 0% | 0% | 0% | 0% | 0% | 0% | 0% | 0% | 0% | 0% | 0% | 0% | 0% | 0% | 0% | 0% | 0 | 0 | 0 | 0 | 0 | 0 | 0
F7_Industrial_Wood and Lumber Products_Existing_Space Heating_Natural Gas_Gas Boiler - Burner Control Optimization_A_Achievable Technical Potential | F7 | Industrial | Wood and Lumber Products | Existing | Space Heating | Natural Gas | Gas Boiler - Burner Control Optimization | A | Incremental Energy Savings (MWh or mTherms) | Achievable Technical Potential | 0 | 0 | 0 | 0 | 0 | 0.00025153 | 0.00039249 | 0.00077505 | 0.0013478 | 0.0020838 | 0.0028609 | 0.0036067 | 0.0041712 | 0.0043913 | 0.0043768 | 0.0040195 | 0.0034945 | 0.0028448 | 0.0021789 | 0.001597 | 0.0011063 | 0.00072981 | 0.00045977 | 0.00027717 | 0.00018589 | 0 | 0 | 0 | 0 | 0 | 0
F8_Industrial_Wood and Lumber Products_Existing_Space Heating_Natural Gas_Gas Boiler - Burner Control Optimization_A_Achievable Technical Potential | F8 | Industrial | Wood and Lumber Products | Existing | Space Heating | Natural Gas | Gas Boiler - Burner Control Optimization | A | Incremental Summer Peak Savings (MW) | Achievable Technical Potential | 0 | 0 | 0 | 0 | 0 | 0 | 0 | 0 | 0 | 0 | 0 | 0 | 0 | 0 | 0 | 0 | 0 | 0 | 0 | 0 | 0 | 0 | 0 | 0 | 0 | 0 | 0 | 0 | 0 | 0 | 0
F9_Industrial_Wood and Lumber Products_Existing_Space Heating_Natural Gas_Gas Boiler - Burner Control Optimization_A_Achievable Technical Potential | F9 | Industrial | Wood and Lumber Products | Existing | Space Heating | Natural Gas | Gas Boiler - Burner Control Optimization | A | Incremental Winter Peak Savings (MW) | Achievable Technical Potential | 0 | 0 | 0 | 0 | 0 | 0 | 0 | 0 | 0 | 0 | 0 | 0 | 0 | 0 | 0 | 0 | 0 | 0 | 0 | 0 | 0 | 0 | 0 | 0 | 0 | 0 | 0 | 0 | 0 | 0 | 0
F10_Industrial_Wood and Lumber Products_Existing_Space Heating_Natural Gas_Gas Boiler - Burner Control Optimization_A_Achievable Technical Potential | F10 | Industrial | Wood and Lumber Products | Existing | Space Heating | Natural Gas | Gas Boiler - Burner Control Optimization | A | Cumulative Energy Savings (MWh or mTherms) | Achievable Technical Potential | 0 | 0 | 0 | 0 | 0 | 0.00025153 | 0.00064231 | 0.001413 | 0.0027511 | 0.0048159 | 0.0076443 | 0.0112 | 0.015296 | 0.019585 | 0.023823 | 0.027686 | 0.031 | 0.033644 | 0.035607 | 0.036974 | 0.037848 | 0.038329 | 0.038543 | 0.03858 | 0.038522 | 0.038299 | 0.038095 | 0.037909 | 0.037739 | 0.037584 | 0.037442
F11_Industrial_Wood and Lumber Products_Existing_Space Heating_Natural Gas_Gas Boiler - Burner Control Optimization_A_Achievable Technical Potential | F11 | Industrial | Wood and Lumber Products | Existing | Space Heating | Natural Gas | Gas Boiler - Burner Control Optimization | A | Cumulative Summer Peak Savings (MW) | Achievable Technical Potential | 0 | 0 | 0 | 0 | 0 | 0 | 0 | 0 | 0 | 0 | 0 | 0 | 0 | 0 | 0 | 0 | 0 | 0 | 0 | 0 | 0 | 0 | 0 | 0 | 0 | 0 | 0 | 0 | 0 | 0 | 0
F12_Industrial_Wood and Lumber Products_Existing_Space Heating_Natural Gas_Gas Boiler - Burner Control Optimization_A_Achievable Technical Potential | F12 | Industrial | Wood and Lumber Products | Existing | Space Heating | Natural Gas | Gas Boiler - Burner Control Optimization | A | Cumulative Winter Peak Savings (MW) | Achievable Technical Potential | 0 | 0 | 0 | 0 | 0 | 0 | 0 | 0 | 0 | 0 | 0 | 0 | 0 | 0 | 0 | 0 | 0 | 0 | 0 | 0 | 0 | 0 | 0 | 0 | 0 | 0 | 0 | 0 | 0 | 0 | 0
F13_Industrial_Wood and Lumber Products_Existing_Space Heating_Natural Gas_Gas Boiler - Burner Control Optimization_A_Achievable Technical Potential | F13 | Industrial | Wood and Lumber Products | Existing | Space Heating | Natural Gas | Gas Boiler - Burner Control Optimization | A | Purchases (Incremental) | Achievable Technical Potential | 0 | 0 | 0 | 0 | 0 | 0.71873 | 1.1292 | 2.245 | 3.9309 | 6.1197 | 8.4588 | 10.7363 | 12.5003 | 13.2481 | 13.2987 | 12.2937 | 10.7584 | 8.8153 | 6.7952 | 5.0129 | 3.4945 | 2.3206 | 1.4714 | 0.89258 | 0.60244 | 0 | 0 | 0 | 0 | 0 | 0
F14_Industrial_Wood and Lumber Products_Existing_Space Heating_Natural Gas_Gas Boiler - Burner Control Optimization_A_Achievable Technical Potential | F14 | Industrial | Wood and Lumber Products | Existing | Space Heating | Natural Gas | Gas Boiler - Burner Control Optimization | A | Purchases (Cumulative) | Achievable Technical Potential | 0 | 0 | 0 | 0 | 0 | 0.71873 | 1.8479 | 4.0929 | 8.0237 | 14.1435 | 22.6023 | 33.3386 | 45.8389 | 59.087 | 72.3857 | 84.6794 | 95.4378 | 104.2531 | 111.0483 | 116.0612 | 119.5557 | 121.8763 | 123.3477 | 124.2403 | 124.8427 | 124.8427 | 124.8427 | 124.8427 | 124.8427 | 124.8427 | 124.8427
F1_Industrial_Wood and Lumber Products_Existing_Process_Natural Gas_Gas Boiler - Burner Control Optimization_A_Achievable Technical Potential | F1 | Industrial | Wood and Lumber Products | Existing | Process | Natural Gas | Gas Boiler - Burner Control Optimization | A | Original Unit Energy Savings (kWh or therms) | Achievable Technical Potential | 0 | 0 | 0 | 0 | 0 | 2.5018 | 2.5018 | 2.5018 | 2.5018 | 2.5018 | 2.5018 | 2.5018 | 2.5018 | 2.5018 | 2.5018 | 2.5018 | 2.5018 | 2.5018 | 2.5018 | 2.5018 | 2.5018 | 2.5018 | 2.5018 | 2.5018 | 2.5018 | 2.5018 | 2.5018 | 2.5018 | 2.5018 | 2.5018 | 2.5018
F2_Industrial_Wood and Lumber Products_Existing_Process_Natural Gas_Gas Boiler - Burner Control Optimization_A_Achievable Technical Potential | F2 | Industrial | Wood and Lumber Products | Existing | Process | Natural Gas | Gas Boiler - Burner Control Optimization | A | Original Unit Summer Peak Savings (kW) | Achievable Technical Potential | 0 | 0 | 0 | 0 | 0 | 0 | 0 | 0 | 0 | 0 | 0 | 0 | 0 | 0 | 0 | 0 | 0 | 0 | 0 | 0 | 0 | 0 | 0 | 0 | 0 | 0 | 0 | 0 | 0 | 0 | 0
F3_Industrial_Wood and Lumber Products_Existing_Process_Natural Gas_Gas Boiler - Burner Control Optimization_A_Achievable Technical Potential | F3 | Industrial | Wood and Lumber Products | Existing | Process | Natural Gas | Gas Boiler - Burner Control Optimization | A | Original Unit Winter Peak Savings (kW) | Achievable Technical Potential | 0 | 0 | 0 | 0 | 0 | 0 | 0 | 0 | 0 | 0 | 0 | 0 | 0 | 0 | 0 | 0 | 0 | 0 | 0 | 0 | 0 | 0 | 0 | 0 | 0 | 0 | 0 | 0 | 0 | 0 | 0
F4_Industrial_Wood and Lumber Products_Existing_Process_Natural Gas_Gas Boiler - Burner Control Optimization_A_Achievable Technical Potential | F4 | Industrial | Wood and Lumber Products | Existing | Process | Natural Gas | Gas Boiler - Burner Control Optimization | A | Standalone Impact on Baseline Energy (%) | Achievable Technical Potential | 0% | 0% | 0% | 0% | 0% | 0.001131% | 0.002909% | 0.006482% | 0.0127% | 0.02237% | 0.03621% | 0.05355% | 0.07378% | 0.09664% | 0.1179% | 0.1393% | 0.157% | 0.1723% | 0.1852% | 0.1934% | 0.2% | 0.2047% | 0.2079% | 0.2101% | 0.0021183 | 0.0021245 | 0.0021301 | 0.0021353 | 0 | 0 | 0
F5_Industrial_Wood and Lumber Products_Existing_Process_Natural Gas_Gas Boiler - Burner Control Optimization_A_Achievable Technical Potential | F5 | Industrial | Wood and Lumber Products | Existing | Process | Natural Gas | Gas Boiler - Burner Control Optimization | A | Standalone Impact on Baseline Summer Peak (%) | Achievable Technical Potential | 0% | 0% | 0% | 0% | 0% | 0% | 0% | 0% | 0% | 0% | 0% | 0% | 0% | 0% | 0% | 0% | 0% | 0% | 0% | 0% | 0% | 0% | 0% | 0% | 0 | 0 | 0 | 0 | 0 | 0 | 0
F6_Industrial_Wood and Lumber Products_Existing_Process_Natural Gas_Gas Boiler - Burner Control Optimization_A_Achievable Technical Potential | F6 | Industrial | Wood and Lumber Products | Existing | Process | Natural Gas | Gas Boiler - Burner Control Optimization | A | Standalone Impact on Baseline Winter Peak (%) | Achievable Technical Potential | 0% | 0% | 0% | 0% | 0% | 0% | 0% | 0% | 0% | 0% | 0% | 0% | 0% | 0% | 0% | 0% | 0% | 0% | 0% | 0% | 0% | 0% | 0% | 0% | 0 | 0 | 0 | 0 | 0 | 0 | 0
F7_Industrial_Wood and Lumber Products_Existing_Process_Natural Gas_Gas Boiler - Burner Control Optimization_A_Achievable Technical Potential | F7 | Industrial | Wood and Lumber Products | Existing | Process | Natural Gas | Gas Boiler - Burner Control Optimization | A | Incremental Energy Savings (MWh or mTherms) | Achievable Technical Potential | 0 | 0 | 0 | 0 | 0 | 0.0061892 | 0.0097235 | 0.019332 | 0.03385 | 0.052699 | 0.072842 | 0.092454 | 0.10764 | 0.11408 | 0.11452 | 0.10587 | 0.092644 | 0.075911 | 0.058515 | 0.043168 | 0.030092 | 0.019984 | 0.01267 | 0.0076863 | 0.0051878 | 0 | 0 | 0 | 0 | 0 | 0
F8_Industrial_Wood and Lumber Products_Existing_Process_Natural Gas_Gas Boiler - Burner Control Optimization_A_Achievable Technical Potential | F8 | Industrial | Wood and Lumber Products | Existing | Process | Natural Gas | Gas Boiler - Burner Control Optimization | A | Incremental Summer Peak Savings (MW) | Achievable Technical Potential | 0 | 0 | 0 | 0 | 0 | 0 | 0 | 0 | 0 | 0 | 0 | 0 | 0 | 0 | 0 | 0 | 0 | 0 | 0 | 0 | 0 | 0 | 0 | 0 | 0 | 0 | 0 | 0 | 0 | 0 | 0
F9_Industrial_Wood and Lumber Products_Existing_Process_Natural Gas_Gas Boiler - Burner Control Optimization_A_Achievable Technical Potential | F9 | Industrial | Wood and Lumber Products | Existing | Process | Natural Gas | Gas Boiler - Burner Control Optimization | A | Incremental Winter Peak Savings (MW) | Achievable Technical Potential | 0 | 0 | 0 | 0 | 0 | 0 | 0 | 0 | 0 | 0 | 0 | 0 | 0 | 0 | 0 | 0 | 0 | 0 | 0 | 0 | 0 | 0 | 0 | 0 | 0 | 0 | 0 | 0 | 0 | 0 | 0
F10_Industrial_Wood and Lumber Products_Existing_Process_Natural Gas_Gas Boiler - Burner Control Optimization_A_Achievable Technical Potential | F10 | Industrial | Wood and Lumber Products | Existing | Process | Natural Gas | Gas Boiler - Burner Control Optimization | A | Cumulative Energy Savings (MWh or mTherms) | Achievable Technical Potential | 0 | 0 | 0 | 0 | 0 | 0.0061892 | 0.015913 | 0.035245 | 0.069095 | 0.12179 | 0.19464 | 0.28709 | 0.39473 | 0.50882 | 0.62334 | 0.7292 | 0.82185 | 0.89776 | 0.95627 | 0.99944 | 1.0295 | 1.0495 | 1.0622 | 1.0699 | 1.0751 | 1.0751 | 1.0751 | 1.0751 | 1.0751 | 1.0751 | 1.0751
F11_Industrial_Wood and Lumber Products_Existing_Process_Natural Gas_Gas Boiler - Burner Control Optimization_A_Achievable Technical Potential | F11 | Industrial | Wood and Lumber Products | Existing | Process | Natural Gas | Gas Boiler - Burner Control Optimization | A | Cumulative Summer Peak Savings (MW) | Achievable Technical Potential | 0 | 0 | 0 | 0 | 0 | 0 | 0 | 0 | 0 | 0 | 0 | 0 | 0 | 0 | 0 | 0 | 0 | 0 | 0 | 0 | 0 | 0 | 0 | 0 | 0 | 0 | 0 | 0 | 0 | 0 | 0
F12_Industrial_Wood and Lumber Products_Existing_Process_Natural Gas_Gas Boiler - Burner Control Optimization_A_Achievable Technical Potential | F12 | Industrial | Wood and Lumber Products | Existing | Process | Natural Gas | Gas Boiler - Burner Control Optimization | A | Cumulative Winter Peak Savings (MW) | Achievable Technical Potential | 0 | 0 | 0 | 0 | 0 | 0 | 0 | 0 | 0 | 0 | 0 | 0 | 0 | 0 | 0 | 0 | 0 | 0 | 0 | 0 | 0 | 0 | 0 | 0 | 0 | 0 | 0 | 0 | 0 | 0 | 0
F13_Industrial_Wood and Lumber Products_Existing_Process_Natural Gas_Gas Boiler - Burner Control Optimization_A_Achievable Technical Potential | F13 | Industrial | Wood and Lumber Products | Existing | Process | Natural Gas | Gas Boiler - Burner Control Optimization | A | Purchases (Incremental) | Achievable Technical Potential | 0 | 0 | 0 | 0 | 0 | 2.4739 | 3.8866 | 7.7274 | 13.5302 | 21.0644 | 29.1157 | 36.9551 | 43.0267 | 45.6007 | 45.7748 | 42.3157 | 37.031 | 30.3427 | 23.3893 | 17.2547 | 12.0283 | 7.9877 | 5.0646 | 3.0723 | 2.0736 | 0 | 0 | 0 | 0 | 0 | 0
F14_Industrial_Wood and Lumber Products_Existing_Process_Natural Gas_Gas Boiler - Burner Control Optimization_A_Achievable Technical Potential | F14 | Industrial | Wood and Lumber Products | Existing | Process | Natural Gas | Gas Boiler - Burner Control Optimization | A | Purchases (Cumulative) | Achievable Technical Potential | 0 | 0 | 0 | 0 | 0 | 2.4739 | 6.3605 | 14.0879 | 27.6181 | 48.6825 | 77.7982 | 114.7533 | 157.78 | 203.3807 | 249.1555 | 291.4712 | 328.5022 | 358.8449 | 382.2342 | 399.4889 | 411.5172 | 419.5049 | 424.5694 | 427.6417 | 429.7154 | 429.7154 | 429.7154 | 429.7154 | 429.7154 | 429.7154 | 429.7154
F1_Industrial_Wood and Lumber Products_Existing_Space Heating_Natural Gas_HVAC - Demand Controlled Ventilation_A_Achievable Technical Potential | F1 | Industrial | Wood and Lumber Products | Existing | Space Heating | Natural Gas | HVAC - Demand Controlled Ventilation | A | Original Unit Energy Savings (kWh or therms) | Achievable Technical Potential | 0 | 0 | 0 | 0 | 0 | 0.045714 | 0.045302 | 0.044777 | 0.044244 | 0.043709 | 0.043186 | 0.042667 | 0.042179 | 0.041719 | 0.041255 | 0.04085 | 0.040467 | 0.040108 | 0.03977 | 0.039428 | 0.039096 | 0.038767 | 0.038427 | 0.038101 | 0.037787 | 0.037493 | 0.037218 | 0.03696 | 0.036718 | 0.036492 | 0.03628
F2_Industrial_Wood and Lumber Products_Existing_Space Heating_Natural Gas_HVAC - Demand Controlled Ventilation_A_Achievable Technical Potential | F2 | Industrial | Wood and Lumber Products | Existing | Space Heating | Natural Gas | HVAC - Demand Controlled Ventilation | A | Original Unit Summer Peak Savings (kW) | Achievable Technical Potential | 0 | 0 | 0 | 0 | 0 | 0 | 0 | 0 | 0 | 0 | 0 | 0 | 0 | 0 | 0 | 0 | 0 | 0 | 0 | 0 | 0 | 0 | 0 | 0 | 0 | 0 | 0 | 0 | 0 | 0 | 0
F3_Industrial_Wood and Lumber Products_Existing_Space Heating_Natural Gas_HVAC - Demand Controlled Ventilation_A_Achievable Technical Potential | F3 | Industrial | Wood and Lumber Products | Existing | Space Heating | Natural Gas | HVAC - Demand Controlled Ventilation | A | Original Unit Winter Peak Savings (kW) | Achievable Technical Potential | 0 | 0 | 0 | 0 | 0 | 0 | 0 | 0 | 0 | 0 | 0 | 0 | 0 | 0 | 0 | 0 | 0 | 0 | 0 | 0 | 0 | 0 | 0 | 0 | 0 | 0 | 0 | 0 | 0 | 0 | 0
F4_Industrial_Wood and Lumber Products_Existing_Space Heating_Natural Gas_HVAC - Demand Controlled Ventilation_A_Achievable Technical Potential | F4 | Industrial | Wood and Lumber Products | Existing | Space Heating | Natural Gas | HVAC - Demand Controlled Ventilation | A | Standalone Impact on Baseline Energy (%) | Achievable Technical Potential | 0% | 0% | 0% | 0% | 0% | 0.02566% | 0.05112% | 0.07655% | 0.1014% | 0.1259% | 0.1519% | 0.1764% | 0.2008% | 0.228% | 0.251% | 0.2773% | 0.3012% | 0.3266% | 0.3532% | 0.3763% | 0.4013% | 0.4261% | 0.4505% | 0.4746% | 0.0049859 | 0.004985 | 0.0049834 | 0.0049812 | 0 | 0 | 0
F5_Industrial_Wood and Lumber Products_Existing_Space Heating_Natural Gas_HVAC - Demand Controlled Ventilation_A_Achievable Technical Potential | F5 | Industrial | Wood and Lumber Products | Existing | Space Heating | Natural Gas | HVAC - Demand Controlled Ventilation | A | Standalone Impact on Baseline Summer Peak (%) | Achievable Technical Potential | 0% | 0% | 0% | 0% | 0% | 0% | 0% | 0% | 0% | 0% | 0% | 0% | 0% | 0% | 0% | 0% | 0% | 0% | 0% | 0% | 0% | 0% | 0% | 0% | 0 | 0 | 0 | 0 | 0 | 0 | 0
F6_Industrial_Wood and Lumber Products_Existing_Space Heating_Natural Gas_HVAC - Demand Controlled Ventilation_A_Achievable Technical Potential | F6 | Industrial | Wood and Lumber Products | Existing | Space Heating | Natural Gas | HVAC - Demand Controlled Ventilation | A | Standalone Impact on Baseline Winter Peak (%) | Achievable Technical Potential | 0% | 0% | 0% | 0% | 0% | 0% | 0% | 0% | 0% | 0% | 0% | 0% | 0% | 0% | 0% | 0% | 0% | 0% | 0% | 0% | 0% | 0% | 0% | 0% | 0 | 0 | 0 | 0 | 0 | 0 | 0
F7_Industrial_Wood and Lumber Products_Existing_Space Heating_Natural Gas_HVAC - Demand Controlled Ventilation_A_Achievable Technical Potential | F7 | Industrial | Wood and Lumber Products | Existing | Space Heating | Natural Gas | HVAC - Demand Controlled Ventilation | A | Incremental Energy Savings (MWh or mTherms) | Achievable Technical Potential | 0 | 0 | 0 | 0 | 0 | 0.019521 | 0.019334 | 0.018997 | 0.018781 | 0.01857 | 0.018114 | 0.017848 | 0.017608 | 0.017139 | 0.017014 | 0.016686 | 0.016531 | 0.016302 | 0.016021 | 0.015902 | 0.015703 | 0.01551 | 0.015318 | 0.015136 | 0.014964 | 0 | 0 | 0 | 0 | 0 | 0
F8_Industrial_Wood and Lumber Products_Existing_Space Heating_Natural Gas_HVAC - Demand Controlled Ventilation_A_Achievable Technical Potential | F8 | Industrial | Wood and Lumber Products | Existing | Space Heating | Natural Gas | HVAC - Demand Controlled Ventilation | A | Incremental Summer Peak Savings (MW) | Achievable Technical Potential | 0 | 0 | 0 | 0 | 0 | 0 | 0 | 0 | 0 | 0 | 0 | 0 | 0 | 0 | 0 | 0 | 0 | 0 | 0 | 0 | 0 | 0 | 0 | 0 | 0 | 0 | 0 | 0 | 0 | 0 | 0
F9_Industrial_Wood and Lumber Products_Existing_Space Heating_Natural Gas_HVAC - Demand Controlled Ventilation_A_Achievable Technical Potential | F9 | Industrial | Wood and Lumber Products | Existing | Space Heating | Natural Gas | HVAC - Demand Controlled Ventilation | A | Incremental Winter Peak Savings (MW) | Achievable Technical Potential | 0 | 0 | 0 | 0 | 0 | 0 | 0 | 0 | 0 | 0 | 0 | 0 | 0 | 0 | 0 | 0 | 0 | 0 | 0 | 0 | 0 | 0 | 0 | 0 | 0 | 0 | 0 | 0 | 0 | 0 | 0
F10_Industrial_Wood and Lumber Products_Existing_Space Heating_Natural Gas_HVAC - Demand Controlled Ventilation_A_Achievable Technical Potential | F10 | Industrial | Wood and Lumber Products | Existing | Space Heating | Natural Gas | HVAC - Demand Controlled Ventilation | A | Cumulative Energy Savings (MWh or mTherms) | Achievable Technical Potential | 0 | 0 | 0 | 0 | 0 | 0.019521 | 0.038679 | 0.057228 | 0.075328 | 0.092987 | 0.10999 | 0.12652 | 0.14267 | 0.15826 | 0.17351 | 0.18849 | 0.20326 | 0.21776 | 0.23194 | 0.24585 | 0.25949 | 0.27281 | 0.28574 | 0.29845 | 0.31095 | 0.30853 | 0.30627 | 0.30415 | 0.30216 | 0.30029 | 0.29855
F11_Industrial_Wood and Lumber Products_Existing_Space Heating_Natural Gas_HVAC - Demand Controlled Ventilation_A_Achievable Technical Potential | F11 | Industrial | Wood and Lumber Products | Existing | Space Heating | Natural Gas | HVAC - Demand Controlled Ventilation | A | Cumulative Summer Peak Savings (MW) | Achievable Technical Potential | 0 | 0 | 0 | 0 | 0 | 0 | 0 | 0 | 0 | 0 | 0 | 0 | 0 | 0 | 0 | 0 | 0 | 0 | 0 | 0 | 0 | 0 | 0 | 0 | 0 | 0 | 0 | 0 | 0 | 0 | 0
F12_Industrial_Wood and Lumber Products_Existing_Space Heating_Natural Gas_HVAC - Demand Controlled Ventilation_A_Achievable Technical Potential | F12 | Industrial | Wood and Lumber Products | Existing | Space Heating | Natural Gas | HVAC - Demand Controlled Ventilation | A | Cumulative Winter Peak Savings (MW) | Achievable Technical Potential | 0 | 0 | 0 | 0 | 0 | 0 | 0 | 0 | 0 | 0 | 0 | 0 | 0 | 0 | 0 | 0 | 0 | 0 | 0 | 0 | 0 | 0 | 0 | 0 | 0 | 0 | 0 | 0 | 0 | 0 | 0
F13_Industrial_Wood and Lumber Products_Existing_Space Heating_Natural Gas_HVAC - Demand Controlled Ventilation_A_Achievable Technical Potential | F13 | Industrial | Wood and Lumber Products | Existing | Space Heating | Natural Gas | HVAC - Demand Controlled Ventilation | A | Purchases (Incremental) | Achievable Technical Potential | 0 | 0 | 0 | 0 | 0 | 427.0186 | 426.7842 | 424.2673 | 424.4967 | 424.8477 | 419.4526 | 418.3063 | 417.457 | 410.8279 | 412.3965 | 408.4637 | 408.5167 | 406.4607 | 402.835 | 403.3122 | 401.6444 | 400.0823 | 398.6245 | 397.2699 | 396.0171 | 0 | 0 | 0 | 0 | 0 | 0
F14_Industrial_Wood and Lumber Products_Existing_Space Heating_Natural Gas_HVAC - Demand Controlled Ventilation_A_Achievable Technical Potential | F14 | Industrial | Wood and Lumber Products | Existing | Space Heating | Natural Gas | HVAC - Demand Controlled Ventilation | A | Purchases (Cumulative) | Achievable Technical Potential | 0 | 0 | 0 | 0 | 0 | 427.0186 | 853.8028 | 1278.07 | 1702.5667 | 2127.4144 | 2546.8669 | 2965.1733 | 3382.6303 | 3793.4582 | 4205.8546 | 4614.3184 | 5022.8351 | 5429.2957 | 5832.1308 | 6235.443 | 6637.0875 | 7037.1698 | 7435.7943 | 7833.0642 | 8229.0813 | 8229.0813 | 8229.0813 | 8229.0813 | 8229.0813 | 8229.0813 | 8229.0813
F1_Industrial_Wood and Lumber Products_Existing_Space Heating_Natural Gas_Gas Boiler - Stack Economizer_A_Achievable Technical Potential | F1 | Industrial | Wood and Lumber Products | Existing | Space Heating | Natural Gas | Gas Boiler - Stack Economizer | A | Original Unit Energy Savings (kWh or therms) | Achievable Technical Potential | 0 | 0 | 0 | 0 | 0 | 0.88094 | 0.87497 | 0.86904 | 0.86308 | 0.85713 | 0.85136 | 0.84563 | 0.83997 | 0.83438 | 0.82846 | 0.82302 | 0.81764 | 0.81236 | 0.80715 | 0.80193 | 0.79689 | 0.79164 | 0.78658 | 0.78167 | 0.77673 | 0.77223 | 0.76811 | 0.76436 | 0.76094 | 0.75781 | 0.75496
F2_Industrial_Wood and Lumber Products_Existing_Space Heating_Natural Gas_Gas Boiler - Stack Economizer_A_Achievable Technical Potential | F2 | Industrial | Wood and Lumber Products | Existing | Space Heating | Natural Gas | Gas Boiler - Stack Economizer | A | Original Unit Summer Peak Savings (kW) | Achievable Technical Potential | 0 | 0 | 0 | 0 | 0 | 0 | 0 | 0 | 0 | 0 | 0 | 0 | 0 | 0 | 0 | 0 | 0 | 0 | 0 | 0 | 0 | 0 | 0 | 0 | 0 | 0 | 0 | 0 | 0 | 0 | 0
F3_Industrial_Wood and Lumber Products_Existing_Space Heating_Natural Gas_Gas Boiler - Stack Economizer_A_Achievable Technical Potential | F3 | Industrial | Wood and Lumber Products | Existing | Space Heating | Natural Gas | Gas Boiler - Stack Economizer | A | Original Unit Winter Peak Savings (kW) | Achievable Technical Potential | 0 | 0 | 0 | 0 | 0 | 0 | 0 | 0 | 0 | 0 | 0 | 0 | 0 | 0 | 0 | 0 | 0 | 0 | 0 | 0 | 0 | 0 | 0 | 0 | 0 | 0 | 0 | 0 | 0 | 0 | 0
F4_Industrial_Wood and Lumber Products_Existing_Space Heating_Natural Gas_Gas Boiler - Stack Economizer_A_Achievable Technical Potential | F4 | Industrial | Wood and Lumber Products | Existing | Space Heating | Natural Gas | Gas Boiler - Stack Economizer | A | Standalone Impact on Baseline Energy (%) | Achievable Technical Potential | 0% | 0% | 0% | 0% | 0% | 0.008228% | 0.01643% | 0.02472% | 0.0329% | 0.04107% | 0.049% | 0.05506% | 0.05993% | 0.06472% | 0.06756% | 0.07069% | 0.07268% | 0.07463% | 0.07654% | 0.07743% | 0.07852% | 0.0788% | 0.07902% | 0.07922% | 0.0007937 | 0.00079515 | 0.00079652 | 0.0007978 | 0 | 0 | 0
F5_Industrial_Wood and Lumber Products_Existing_Space Heating_Natural Gas_Gas Boiler - Stack Economizer_A_Achievable Technical Potential | F5 | Industrial | Wood and Lumber Products | Existing | Space Heating | Natural Gas | Gas Boiler - Stack Economizer | A | Standalone Impact on Baseline Summer Peak (%) | Achievable Technical Potential | 0% | 0% | 0% | 0% | 0% | 0% | 0% | 0% | 0% | 0% | 0% | 0% | 0% | 0% | 0% | 0% | 0% | 0% | 0% | 0% | 0% | 0% | 0% | 0% | 0 | 0 | 0 | 0 | 0 | 0 | 0
F6_Industrial_Wood and Lumber Products_Existing_Space Heating_Natural Gas_Gas Boiler - Stack Economizer_A_Achievable Technical Potential | F6 | Industrial | Wood and Lumber Products | Existing | Space Heating | Natural Gas | Gas Boiler - Stack Economizer | A | Standalone Impact on Baseline Winter Peak (%) | Achievable Technical Potential | 0% | 0% | 0% | 0% | 0% | 0% | 0% | 0% | 0% | 0% | 0% | 0% | 0% | 0% | 0% | 0% | 0% | 0% | 0% | 0% | 0% | 0% | 0% | 0% | 0 | 0 | 0 | 0 | 0 | 0 | 0
F7_Industrial_Wood and Lumber Products_Existing_Space Heating_Natural Gas_Gas Boiler - Stack Economizer_A_Achievable Technical Potential | F7 | Industrial | Wood and Lumber Products | Existing | Space Heating | Natural Gas | Gas Boiler - Stack Economizer | A | Incremental Energy Savings (MWh or mTherms) | Achievable Technical Potential | 0 | 0 | 0 | 0 | 0 | 0.0062591 | 0.0062133 | 0.0061348 | 0.006096 | 0.006059 | 0.0053475 | 0.0042377 | 0.0033606 | 0.0026282 | 0.0020956 | 0.0016496 | 0.0013112 | 0.0010369 | 0.00081689 | 0.00065005 | 0.00051464 | 3.4735e-06 | 1.2281e-06 | 4.1465e-07 | 1.3393e-07 | 1.1285e-07 | 1.1195e-07 | 1.1114e-07 | 1.104e-07 | 1.0973e-07 | 1.0913e-07
F8_Industrial_Wood and Lumber Products_Existing_Space Heating_Natural Gas_Gas Boiler - Stack Economizer_A_Achievable Technical Potential | F8 | Industrial | Wood and Lumber Products | Existing | Space Heating | Natural Gas | Gas Boiler - Stack Economizer | A | Incremental Summer Peak Savings (MW) | Achievable Technical Potential | 0 | 0 | 0 | 0 | 0 | 0 | 0 | 0 | 0 | 0 | 0 | 0 | 0 | 0 | 0 | 0 | 0 | 0 | 0 | 0 | 0 | 0 | 0 | 0 | 0 | 0 | 0 | 0 | 0 | 0 | 0
F9_Industrial_Wood and Lumber Products_Existing_Space Heating_Natural Gas_Gas Boiler - Stack Economizer_A_Achievable Technical Potential | F9 | Industrial | Wood and Lumber Products | Existing | Space Heating | Natural Gas | Gas Boiler - Stack Economizer | A | Incremental Winter Peak Savings (MW) | Achievable Technical Potential | 0 | 0 | 0 | 0 | 0 | 0 | 0 | 0 | 0 | 0 | 0 | 0 | 0 | 0 | 0 | 0 | 0 | 0 | 0 | 0 | 0 | 0 | 0 | 0 | 0 | 0 | 0 | 0 | 0 | 0 | 0
F10_Industrial_Wood and Lumber Products_Existing_Space Heating_Natural Gas_Gas Boiler - Stack Economizer_A_Achievable Technical Potential | F10 | Industrial | Wood and Lumber Products | Existing | Space Heating | Natural Gas | Gas Boiler - Stack Economizer | A | Cumulative Energy Savings (MWh or mTherms) | Achievable Technical Potential | 0 | 0 | 0 | 0 | 0 | 0.0062591 | 0.01243 | 0.018481 | 0.02445 | 0.03034 | 0.035483 | 0.039482 | 0.042579 | 0.044923 | 0.0467 | 0.048043 | 0.049041 | 0.049761 | 0.050258 | 0.050583 | 0.05078 | 0.050449 | 0.050128 | 0.049815 | 0.049501 | 0.049214 | 0.048952 | 0.048713 | 0.048495 | 0.048296 | 0.048114
F11_Industrial_Wood and Lumber Products_Existing_Space Heating_Natural Gas_Gas Boiler - Stack Economizer_A_Achievable Technical Potential | F11 | Industrial | Wood and Lumber Products | Existing | Space Heating | Natural Gas | Gas Boiler - Stack Economizer | A | Cumulative Summer Peak Savings (MW) | Achievable Technical Potential | 0 | 0 | 0 | 0 | 0 | 0 | 0 | 0 | 0 | 0 | 0 | 0 | 0 | 0 | 0 | 0 | 0 | 0 | 0 | 0 | 0 | 0 | 0 | 0 | 0 | 0 | 0 | 0 | 0 | 0 | 0
F12_Industrial_Wood and Lumber Products_Existing_Space Heating_Natural Gas_Gas Boiler - Stack Economizer_A_Achievable Technical Potential | F12 | Industrial | Wood and Lumber Products | Existing | Space Heating | Natural Gas | Gas Boiler - Stack Economizer | A | Cumulative Winter Peak Savings (MW) | Achievable Technical Potential | 0 | 0 | 0 | 0 | 0 | 0 | 0 | 0 | 0 | 0 | 0 | 0 | 0 | 0 | 0 | 0 | 0 | 0 | 0 | 0 | 0 | 0 | 0 | 0 | 0 | 0 | 0 | 0 | 0 | 0 | 0
F13_Industrial_Wood and Lumber Products_Existing_Space Heating_Natural Gas_Gas Boiler - Stack Economizer_A_Achievable Technical Potential | F13 | Industrial | Wood and Lumber Products | Existing | Space Heating | Natural Gas | Gas Boiler - Stack Economizer | A | Purchases (Incremental) | Achievable Technical Potential | 0 | 0 | 0 | 0 | 0 | 7.105 | 7.1011 | 7.0592 | 7.0631 | 7.0689 | 6.2812 | 5.0112 | 4.0009 | 3.1499 | 2.5295 | 2.0043 | 1.6037 | 1.2765 | 1.0121 | 0.81061 | 0.64581 | 0.0043878 | 0.0015613 | 0.00053047 | 0.00017243 | 0.00014614 | 0.00014575 | 0.0001454 | 0.00014508 | 0.0001448 | 0.00014455
F14_Industrial_Wood and Lumber Products_Existing_Space Heating_Natural Gas_Gas Boiler - Stack Economizer_A_Achievable Technical Potential | F14 | Industrial | Wood and Lumber Products | Existing | Space Heating | Natural Gas | Gas Boiler - Stack Economizer | A | Purchases (Cumulative) | Achievable Technical Potential | 0 | 0 | 0 | 0 | 0 | 7.105 | 14.2061 | 21.2654 | 28.3284 | 35.3973 | 41.6786 | 46.6898 | 50.6907 | 53.8405 | 56.37 | 58.3743 | 59.978 | 61.2545 | 62.2665 | 63.0771 | 63.7229 | 63.7273 | 63.7289 | 63.7294 | 63.7296 | 63.7297 | 63.7299 | 63.73 | 63.7302 | 63.7303 | 63.7305
F1_Industrial_Wood and Lumber Products_Existing_Process_Natural Gas_Gas Boiler - Stack Economizer_A_Achievable Technical Potential | F1 | Industrial | Wood and Lumber Products | Existing | Process | Natural Gas | Gas Boiler - Stack Economizer | A | Original Unit Energy Savings (kWh or therms) | Achievable Technical Potential | 0 | 0 | 0 | 0 | 0 | 8.2818 | 8.2818 | 8.2818 | 8.2818 | 8.2818 | 8.2818 | 8.2818 | 8.2818 | 8.2818 | 8.2818 | 8.2818 | 8.2818 | 8.2818 | 8.2818 | 8.2818 | 8.2818 | 8.2818 | 8.2818 | 8.2818 | 8.2818 | 8.2818 | 8.2818 | 8.2818 | 8.2818 | 8.2818 | 8.2818
F2_Industrial_Wood and Lumber Products_Existing_Process_Natural Gas_Gas Boiler - Stack Economizer_A_Achievable Technical Potential | F2 | Industrial | Wood and Lumber Products | Existing | Process | Natural Gas | Gas Boiler - Stack Economizer | A | Original Unit Summer Peak Savings (kW) | Achievable Technical Potential | 0 | 0 | 0 | 0 | 0 | 0 | 0 | 0 | 0 | 0 | 0 | 0 | 0 | 0 | 0 | 0 | 0 | 0 | 0 | 0 | 0 | 0 | 0 | 0 | 0 | 0 | 0 | 0 | 0 | 0 | 0
F3_Industrial_Wood and Lumber Products_Existing_Process_Natural Gas_Gas Boiler - Stack Economizer_A_Achievable Technical Potential | F3 | Industrial | Wood and Lumber Products | Existing | Process | Natural Gas | Gas Boiler - Stack Economizer | A | Original Unit Winter Peak Savings (kW) | Achievable Technical Potential | 0 | 0 | 0 | 0 | 0 | 0 | 0 | 0 | 0 | 0 | 0 | 0 | 0 | 0 | 0 | 0 | 0 | 0 | 0 | 0 | 0 | 0 | 0 | 0 | 0 | 0 | 0 | 0 | 0 | 0 | 0
F4_Industrial_Wood and Lumber Products_Existing_Process_Natural Gas_Gas Boiler - Stack Economizer_A_Achievable Technical Potential | F4 | Industrial | Wood and Lumber Products | Existing | Process | Natural Gas | Gas Boiler - Stack Economizer | A | Standalone Impact on Baseline Energy (%) | Achievable Technical Potential | 0% | 0% | 0% | 0% | 0% | 0.03701% | 0.07404% | 0.1115% | 0.1484% | 0.1853% | 0.221% | 0.2483% | 0.2701% | 0.2915% | 0.304% | 0.3179% | 0.3266% | 0.3352% | 0.3438% | 0.3479% | 0.3529% | 0.3543% | 0.3556% | 0.3568% | 0.0035796 | 0.0035901 | 0.0035997 | 0.0036084 | 0 | 0 | 0
F5_Industrial_Wood and Lumber Products_Existing_Process_Natural Gas_Gas Boiler - Stack Economizer_A_Achievable Technical Potential | F5 | Industrial | Wood and Lumber Products | Existing | Process | Natural Gas | Gas Boiler - Stack Economizer | A | Standalone Impact on Baseline Summer Peak (%) | Achievable Technical Potential | 0% | 0% | 0% | 0% | 0% | 0% | 0% | 0% | 0% | 0% | 0% | 0% | 0% | 0% | 0% | 0% | 0% | 0% | 0% | 0% | 0% | 0% | 0% | 0% | 0 | 0 | 0 | 0 | 0 | 0 | 0
F6_Industrial_Wood and Lumber Products_Existing_Process_Natural Gas_Gas Boiler - Stack Economizer_A_Achievable Technical Potential | F6 | Industrial | Wood and Lumber Products | Existing | Process | Natural Gas | Gas Boiler - Stack Economizer | A | Standalone Impact on Baseline Winter Peak (%) | Achievable Technical Potential | 0% | 0% | 0% | 0% | 0% | 0% | 0% | 0% | 0% | 0% | 0% | 0% | 0% | 0% | 0% | 0% | 0% | 0% | 0% | 0% | 0% | 0% | 0% | 0% | 0 | 0 | 0 | 0 | 0 | 0 | 0
F7_Industrial_Wood and Lumber Products_Existing_Process_Natural Gas_Gas Boiler - Stack Economizer_A_Achievable Technical Potential | F7 | Industrial | Wood and Lumber Products | Existing | Process | Natural Gas | Gas Boiler - Stack Economizer | A | Incremental Energy Savings (MWh or mTherms) | Achievable Technical Potential | 0 | 0 | 0 | 0 | 0 | 0.20254 | 0.20243 | 0.20123 | 0.20134 | 0.20151 | 0.17906 | 0.14285 | 0.11405 | 0.089791 | 0.072107 | 0.057136 | 0.045714 | 0.036388 | 0.02885 | 0.023108 | 0.01841 | 0.00012508 | 4.4508e-05 | 1.5122e-05 | 4.9155e-06 | 4.166e-06 | 4.1549e-06 | 4.1448e-06 | 4.1358e-06 | 4.1278e-06 | 4.1207e-06
F8_Industrial_Wood and Lumber Products_Existing_Process_Natural Gas_Gas Boiler - Stack Economizer_A_Achievable Technical Potential | F8 | Industrial | Wood and Lumber Products | Existing | Process | Natural Gas | Gas Boiler - Stack Economizer | A | Incremental Summer Peak Savings (MW) | Achievable Technical Potential | 0 | 0 | 0 | 0 | 0 | 0 | 0 | 0 | 0 | 0 | 0 | 0 | 0 | 0 | 0 | 0 | 0 | 0 | 0 | 0 | 0 | 0 | 0 | 0 | 0 | 0 | 0 | 0 | 0 | 0 | 0
F9_Industrial_Wood and Lumber Products_Existing_Process_Natural Gas_Gas Boiler - Stack Economizer_A_Achievable Technical Potential | F9 | Industrial | Wood and Lumber Products | Existing | Process | Natural Gas | Gas Boiler - Stack Economizer | A | Incremental Winter Peak Savings (MW) | Achievable Technical Potential | 0 | 0 | 0 | 0 | 0 | 0 | 0 | 0 | 0 | 0 | 0 | 0 | 0 | 0 | 0 | 0 | 0 | 0 | 0 | 0 | 0 | 0 | 0 | 0 | 0 | 0 | 0 | 0 | 0 | 0 | 0
F10_Industrial_Wood and Lumber Products_Existing_Process_Natural Gas_Gas Boiler - Stack Economizer_A_Achievable Technical Potential | F10 | Industrial | Wood and Lumber Products | Existing | Process | Natural Gas | Gas Boiler - Stack Economizer | A | Cumulative Energy Savings (MWh or mTherms) | Achievable Technical Potential | 0 | 0 | 0 | 0 | 0 | 0.20254 | 0.40497 | 0.6062 | 0.80754 | 1.0091 | 1.1881 | 1.331 | 1.445 | 1.5348 | 1.6069 | 1.664 | 1.7098 | 1.7461 | 1.775 | 1.7981 | 1.8165 | 1.8166 | 1.8167 | 1.8167 | 1.8167 | 1.8167 | 1.8167 | 1.8167 | 1.8167 | 1.8167 | 1.8167
F11_Industrial_Wood and Lumber Products_Existing_Process_Natural Gas_Gas Boiler - Stack Economizer_A_Achievable Technical Potential | F11 | Industrial | Wood and Lumber Products | Existing | Process | Natural Gas | Gas Boiler - Stack Economizer | A | Cumulative Summer Peak Savings (MW) | Achievable Technical Potential | 0 | 0 | 0 | 0 | 0 | 0 | 0 | 0 | 0 | 0 | 0 | 0 | 0 | 0 | 0 | 0 | 0 | 0 | 0 | 0 | 0 | 0 | 0 | 0 | 0 | 0 | 0 | 0 | 0 | 0 | 0
F12_Industrial_Wood and Lumber Products_Existing_Process_Natural Gas_Gas Boiler - Stack Economizer_A_Achievable Technical Potential | F12 | Industrial | Wood and Lumber Products | Existing | Process | Natural Gas | Gas Boiler - Stack Economizer | A | Cumulative Winter Peak Savings (MW) | Achievable Technical Potential | 0 | 0 | 0 | 0 | 0 | 0 | 0 | 0 | 0 | 0 | 0 | 0 | 0 | 0 | 0 | 0 | 0 | 0 | 0 | 0 | 0 | 0 | 0 | 0 | 0 | 0 | 0 | 0 | 0 | 0 | 0
F13_Industrial_Wood and Lumber Products_Existing_Process_Natural Gas_Gas Boiler - Stack Economizer_A_Achievable Technical Potential | F13 | Industrial | Wood and Lumber Products | Existing | Process | Natural Gas | Gas Boiler - Stack Economizer | A | Purchases (Incremental) | Achievable Technical Potential | 0 | 0 | 0 | 0 | 0 | 24.4559 | 24.4424 | 24.2983 | 24.3114 | 24.3315 | 21.6203 | 17.249 | 13.7712 | 10.842 | 8.7067 | 6.8989 | 5.5199 | 4.3937 | 3.4836 | 2.7902 | 2.2229 | 0.015103 | 0.0053742 | 0.0018259 | 0.00059353 | 0.00050303 | 0.00050169 | 0.00050047 | 0.00049938 | 0.00049841 | 0.00049756
F14_Industrial_Wood and Lumber Products_Existing_Process_Natural Gas_Gas Boiler - Stack Economizer_A_Achievable Technical Potential | F14 | Industrial | Wood and Lumber Products | Existing | Process | Natural Gas | Gas Boiler - Stack Economizer | A | Purchases (Cumulative) | Achievable Technical Potential | 0 | 0 | 0 | 0 | 0 | 24.4559 | 48.8983 | 73.1966 | 97.508 | 121.8396 | 143.4599 | 160.7088 | 174.48 | 185.322 | 194.0287 | 200.9276 | 206.4475 | 210.8411 | 214.3247 | 217.1149 | 219.3378 | 219.3529 | 219.3583 | 219.3601 | 219.3607 | 219.3612 | 219.3617 | 219.3622 | 219.3627 | 219.3632 | 219.3637
F1_Industrial_Wood and Lumber Products_Existing_Space Heating_Natural Gas_Gas Furnace Tube Inserts_A_Achievable Technical Potential | F1 | Industrial | Wood and Lumber Products | Existing | Space Heating | Natural Gas | Gas Furnace Tube Inserts | A | Original Unit Energy Savings (kWh or therms) | Achievable Technical Potential | 0 | 0 | 0 | 0 | 0 | 0.086193 | 0.085415 | 0.084425 | 0.083421 | 0.082413 | 0.081426 | 0.080448 | 0.079527 | 0.07866 | 0.077786 | 0.077021 | 0.0763 | 0.075622 | 0.074985 | 0.07434 | 0.073715 | 0.073094 | 0.072454 | 0.071839 | 0.071247 | 0.070693 | 0.070173 | 0.069687 | 0.069231 | 0.068805 | 0.068405
F2_Industrial_Wood and Lumber Products_Existing_Space Heating_Natural Gas_Gas Furnace Tube Inserts_A_Achievable Technical Potential | F2 | Industrial | Wood and Lumber Products | Existing | Space Heating | Natural Gas | Gas Furnace Tube Inserts | A | Original Unit Summer Peak Savings (kW) | Achievable Technical Potential | 0 | 0 | 0 | 0 | 0 | 0 | 0 | 0 | 0 | 0 | 0 | 0 | 0 | 0 | 0 | 0 | 0 | 0 | 0 | 0 | 0 | 0 | 0 | 0 | 0 | 0 | 0 | 0 | 0 | 0 | 0
F3_Industrial_Wood and Lumber Products_Existing_Space Heating_Natural Gas_Gas Furnace Tube Inserts_A_Achievable Technical Potential | F3 | Industrial | Wood and Lumber Products | Existing | Space Heating | Natural Gas | Gas Furnace Tube Inserts | A | Original Unit Winter Peak Savings (kW) | Achievable Technical Potential | 0 | 0 | 0 | 0 | 0 | 0 | 0 | 0 | 0 | 0 | 0 | 0 | 0 | 0 | 0 | 0 | 0 | 0 | 0 | 0 | 0 | 0 | 0 | 0 | 0 | 0 | 0 | 0 | 0 | 0 | 0
F4_Industrial_Wood and Lumber Products_Existing_Space Heating_Natural Gas_Gas Furnace Tube Inserts_A_Achievable Technical Potential | F4 | Industrial | Wood and Lumber Products | Existing | Space Heating | Natural Gas | Gas Furnace Tube Inserts | A | Standalone Impact on Baseline Energy (%) | Achievable Technical Potential | 0% | 0% | 0% | 0% | 0% | 0% | 0% | 0% | 0% | 0% | 0% | 0% | 0% | 0% | 0% | 0% | 0% | 0% | 0% | 0% | 0% | 0% | 0% | 0% | 0 | 0 | 0 | 0 | 0 | 0 | 0
F5_Industrial_Wood and Lumber Products_Existing_Space Heating_Natural Gas_Gas Furnace Tube Inserts_A_Achievable Technical Potential | F5 | Industrial | Wood and Lumber Products | Existing | Space Heating | Natural Gas | Gas Furnace Tube Inserts | A | Standalone Impact on Baseline Summer Peak (%) | Achievable Technical Potential | 0% | 0% | 0% | 0% | 0% | 0% | 0% | 0% | 0% | 0% | 0% | 0% | 0% | 0% | 0% | 0% | 0% | 0% | 0% | 0% | 0% | 0% | 0% | 0% | 0 | 0 | 0 | 0 | 0 | 0 | 0
F6_Industrial_Wood and Lumber Products_Existing_Space Heating_Natural Gas_Gas Furnace Tube Inserts_A_Achievable Technical Potential | F6 | Industrial | Wood and Lumber Products | Existing | Space Heating | Natural Gas | Gas Furnace Tube Inserts | A | Standalone Impact on Baseline Winter Peak (%) | Achievable Technical Potential | 0% | 0% | 0% | 0% | 0% | 0% | 0% | 0% | 0% | 0% | 0% | 0% | 0% | 0% | 0% | 0% | 0% | 0% | 0% | 0% | 0% | 0% | 0% | 0% | 0 | 0 | 0 | 0 | 0 | 0 | 0
F7_Industrial_Wood and Lumber Products_Existing_Space Heating_Natural Gas_Gas Furnace Tube Inserts_A_Achievable Technical Potential | F7 | Industrial | Wood and Lumber Products | Existing | Space Heating | Natural Gas | Gas Furnace Tube Inserts | A | Incremental Energy Savings (MWh or mTherms) | Achievable Technical Potential | 0 | 0 | 0 | 0 | 0 | 0 | 0 | 0 | 0 | 0 | 0 | 0 | 0 | 0 | 0 | 0 | 0 | 0 | 0 | 0 | 0 | 0 | 0 | 0 | 0 | 0 | 0 | 0 | 0 | 0 | 0
F8_Industrial_Wood and Lumber Products_Existing_Space Heating_Natural Gas_Gas Furnace Tube Inserts_A_Achievable Technical Potential | F8 | Industrial | Wood and Lumber Products | Existing | Space Heating | Natural Gas | Gas Furnace Tube Inserts | A | Incremental Summer Peak Savings (MW) | Achievable Technical Potential | 0 | 0 | 0 | 0 | 0 | 0 | 0 | 0 | 0 | 0 | 0 | 0 | 0 | 0 | 0 | 0 | 0 | 0 | 0 | 0 | 0 | 0 | 0 | 0 | 0 | 0 | 0 | 0 | 0 | 0 | 0
F9_Industrial_Wood and Lumber Products_Existing_Space Heating_Natural Gas_Gas Furnace Tube Inserts_A_Achievable Technical Potential | F9 | Industrial | Wood and Lumber Products | Existing | Space Heating | Natural Gas | Gas Furnace Tube Inserts | A | Incremental Winter Peak Savings (MW) | Achievable Technical Potential | 0 | 0 | 0 | 0 | 0 | 0 | 0 | 0 | 0 | 0 | 0 | 0 | 0 | 0 | 0 | 0 | 0 | 0 | 0 | 0 | 0 | 0 | 0 | 0 | 0 | 0 | 0 | 0 | 0 | 0 | 0
F10_Industrial_Wood and Lumber Products_Existing_Space Heating_Natural Gas_Gas Furnace Tube Inserts_A_Achievable Technical Potential | F10 | Industrial | Wood and Lumber Products | Existing | Space Heating | Natural Gas | Gas Furnace Tube Inserts | A | Cumulative Energy Savings (MWh or mTherms) | Achievable Technical Potential | 0 | 0 | 0 | 0 | 0 | 0 | 0 | 0 | 0 | 0 | 0 | 0 | 0 | 0 | 0 | 0 | 0 | 0 | 0 | 0 | 0 | 0 | 0 | 0 | 0 | 0 | 0 | 0 | 0 | 0 | 0
F11_Industrial_Wood and Lumber Products_Existing_Space Heating_Natural Gas_Gas Furnace Tube Inserts_A_Achievable Technical Potential | F11 | Industrial | Wood and Lumber Products | Existing | Space Heating | Natural Gas | Gas Furnace Tube Inserts | A | Cumulative Summer Peak Savings (MW) | Achievable Technical Potential | 0 | 0 | 0 | 0 | 0 | 0 | 0 | 0 | 0 | 0 | 0 | 0 | 0 | 0 | 0 | 0 | 0 | 0 | 0 | 0 | 0 | 0 | 0 | 0 | 0 | 0 | 0 | 0 | 0 | 0 | 0
F12_Industrial_Wood and Lumber Products_Existing_Space Heating_Natural Gas_Gas Furnace Tube Inserts_A_Achievable Technical Potential | F12 | Industrial | Wood and Lumber Products | Existing | Space Heating | Natural Gas | Gas Furnace Tube Inserts | A | Cumulative Winter Peak Savings (MW) | Achievable Technical Potential | 0 | 0 | 0 | 0 | 0 | 0 | 0 | 0 | 0 | 0 | 0 | 0 | 0 | 0 | 0 | 0 | 0 | 0 | 0 | 0 | 0 | 0 | 0 | 0 | 0 | 0 | 0 | 0 | 0 | 0 | 0
F13_Industrial_Wood and Lumber Products_Existing_Space Heating_Natural Gas_Gas Furnace Tube Inserts_A_Achievable Technical Potential | F13 | Industrial | Wood and Lumber Products | Existing | Space Heating | Natural Gas | Gas Furnace Tube Inserts | A | Purchases (Incremental) | Achievable Technical Potential | 0 | 0 | 0 | 0 | 0 | 0 | 0 | 0 | 0 | 0 | 0 | 0 | 0 | 0 | 0 | 0 | 0 | 0 | 0 | 0 | 0 | 0 | 0 | 0 | 0 | 0 | 0 | 0 | 0 | 0 | 0
F14_Industrial_Wood and Lumber Products_Existing_Space Heating_Natural Gas_Gas Furnace Tube Inserts_A_Achievable Technical Potential | F14 | Industrial | Wood and Lumber Products | Existing | Space Heating | Natural Gas | Gas Furnace Tube Inserts | A | Purchases (Cumulative) | Achievable Technical Potential | 0 | 0 | 0 | 0 | 0 | 0 | 0 | 0 | 0 | 0 | 0 | 0 | 0 | 0 | 0 | 0 | 0 | 0 | 0 | 0 | 0 | 0 | 0 | 0 | 0 | 0 | 0 | 0 | 0 | 0 | 0
F1_Industrial_Wood and Lumber Products_Existing_Space Heating_Natural Gas_Space Heating - Heat Recovery Ventilator_A_Achievable Technical Potential | F1 | Industrial | Wood and Lumber Products | Existing | Space Heating | Natural Gas | Space Heating - Heat Recovery Ventilator | A | Original Unit Energy Savings (kWh or therms) | Achievable Technical Potential | 0 | 0 | 0 | 0 | 0 | 0.013225 | 0.01316 | 0.01308 | 0.012996 | 0.012907 | 0.012817 | 0.012725 | 0.012634 | 0.012542 | 0.012443 | 0.012352 | 0.012262 | 0.012178 | 0.0121 | 0.012025 | 0.011953 | 0.011879 | 0.011813 | 0.011751 | 0.011691 | 0.011636 | 0.011585 | 0.011538 | 0 | 0 | 0
F2_Industrial_Wood and Lumber Products_Existing_Space Heating_Natural Gas_Space Heating - Heat Recovery Ventilator_A_Achievable Technical Potential | F2 | Industrial | Wood and Lumber Products | Existing | Space Heating | Natural Gas | Space Heating - Heat Recovery Ventilator | A | Original Unit Summer Peak Savings (kW) | Achievable Technical Potential | 0 | 0 | 0 | 0 | 0 | 0 | 0 | 0 | 0 | 0 | 0 | 0 | 0 | 0 | 0 | 0 | 0 | 0 | 0 | 0 | 0 | 0 | 0 | 0 | 0 | 0 | 0 | 0 | 0 | 0 | 0
F3_Industrial_Wood and Lumber Products_Existing_Space Heating_Natural Gas_Space Heating - Heat Recovery Ventilator_A_Achievable Technical Potential | F3 | Industrial | Wood and Lumber Products | Existing | Space Heating | Natural Gas | Space Heating - Heat Recovery Ventilator | A | Original Unit Winter Peak Savings (kW) | Achievable Technical Potential | 0 | 0 | 0 | 0 | 0 | 0 | 0 | 0 | 0 | 0 | 0 | 0 | 0 | 0 | 0 | 0 | 0 | 0 | 0 | 0 | 0 | 0 | 0 | 0 | 0 | 0 | 0 | 0 | 0 | 0 | 0
F4_Industrial_Wood and Lumber Products_Existing_Space Heating_Natural Gas_Space Heating - Heat Recovery Ventilator_A_Achievable Technical Potential | F4 | Industrial | Wood and Lumber Products | Existing | Space Heating | Natural Gas | Space Heating - Heat Recovery Ventilator | A | Standalone Impact on Baseline Energy (%) | Achievable Technical Potential | 0% | 0% | 0% | 0% | 0% | 0.01817% | 0.03635% | 0.05474% | 0.07288% | 0.09099% | 0.1103% | 0.1288% | 0.1472% | 0.1678% | 0.1853% | 0.2053% | 0.2234% | 0.2427% | 0.2631% | 0.2809% | 0.3003% | 0.3196% | 0.339% | 0.3583% | 0.0037759 | 0.0037869 | 0.003797 | 0.0038062 | 0 | 0 | 0
F5_Industrial_Wood and Lumber Products_Existing_Space Heating_Natural Gas_Space Heating - Heat Recovery Ventilator_A_Achievable Technical Potential | F5 | Industrial | Wood and Lumber Products | Existing | Space Heating | Natural Gas | Space Heating - Heat Recovery Ventilator | A | Standalone Impact on Baseline Summer Peak (%) | Achievable Technical Potential | 0% | 0% | 0% | 0% | 0% | 0% | 0% | 0% | 0% | 0% | 0% | 0% | 0% | 0% | 0% | 0% | 0% | 0% | 0% | 0% | 0% | 0% | 0% | 0% | 0 | 0 | 0 | 0 | 0 | 0 | 0
F6_Industrial_Wood and Lumber Products_Existing_Space Heating_Natural Gas_Space Heating - Heat Recovery Ventilator_A_Achievable Technical Potential | F6 | Industrial | Wood and Lumber Products | Existing | Space Heating | Natural Gas | Space Heating - Heat Recovery Ventilator | A | Standalone Impact on Baseline Winter Peak (%) | Achievable Technical Potential | 0% | 0% | 0% | 0% | 0% | 0% | 0% | 0% | 0% | 0% | 0% | 0% | 0% | 0% | 0% | 0% | 0% | 0% | 0% | 0% | 0% | 0% | 0% | 0% | 0 | 0 | 0 | 0 | 0 | 0 | 0
F7_Industrial_Wood and Lumber Products_Existing_Space Heating_Natural Gas_Space Heating - Heat Recovery Ventilator_A_Achievable Technical Potential | F7 | Industrial | Wood and Lumber Products | Existing | Space Heating | Natural Gas | Space Heating - Heat Recovery Ventilator | A | Incremental Energy Savings (MWh or mTherms) | Achievable Technical Potential | 0 | 0 | 0 | 0 | 0 | 0.013823 | 0.013748 | 0.013584 | 0.013503 | 0.013422 | 0.01316 | 0.013029 | 0.012909 | 0.012612 | 0.012561 | 0.01235 | 0.012261 | 0.012116 | 0.011931 | 0.011871 | 0.011751 | 0.011633 | 0.011526 | 0.011426 | 0.011333 | 0 | 0 | 0 | 0 | 0 | 0
F8_Industrial_Wood and Lumber Products_Existing_Space Heating_Natural Gas_Space Heating - Heat Recovery Ventilator_A_Achievable Technical Potential | F8 | Industrial | Wood and Lumber Products | Existing | Space Heating | Natural Gas | Space Heating - Heat Recovery Ventilator | A | Incremental Summer Peak Savings (MW) | Achievable Technical Potential | 0 | 0 | 0 | 0 | 0 | 0 | 0 | 0 | 0 | 0 | 0 | 0 | 0 | 0 | 0 | 0 | 0 | 0 | 0 | 0 | 0 | 0 | 0 | 0 | 0 | 0 | 0 | 0 | 0 | 0 | 0
F9_Industrial_Wood and Lumber Products_Existing_Space Heating_Natural Gas_Space Heating - Heat Recovery Ventilator_A_Achievable Technical Potential | F9 | Industrial | Wood and Lumber Products | Existing | Space Heating | Natural Gas | Space Heating - Heat Recovery Ventilator | A | Incremental Winter Peak Savings (MW) | Achievable Technical Potential | 0 | 0 | 0 | 0 | 0 | 0 | 0 | 0 | 0 | 0 | 0 | 0 | 0 | 0 | 0 | 0 | 0 | 0 | 0 | 0 | 0 | 0 | 0 | 0 | 0 | 0 | 0 | 0 | 0 | 0 | 0
F10_Industrial_Wood and Lumber Products_Existing_Space Heating_Natural Gas_Space Heating - Heat Recovery Ventilator_A_Achievable Technical Potential | F10 | Industrial | Wood and Lumber Products | Existing | Space Heating | Natural Gas | Space Heating - Heat Recovery Ventilator | A | Cumulative Energy Savings (MWh or mTherms) | Achievable Technical Potential | 0 | 0 | 0 | 0 | 0 | 0.013823 | 0.027503 | 0.04092 | 0.054159 | 0.067212 | 0.079905 | 0.092359 | 0.1046 | 0.11646 | 0.1281 | 0.13951 | 0.15076 | 0.16184 | 0.17274 | 0.18353 | 0.19418 | 0.20462 | 0.21501 | 0.2253 | 0.23549 | 0.23438 | 0.23335 | 0.2324 | 0 | 0 | 0
F11_Industrial_Wood and Lumber Products_Existing_Space Heating_Natural Gas_Space Heating - Heat Recovery Ventilator_A_Achievable Technical Potential | F11 | Industrial | Wood and Lumber Products | Existing | Space Heating | Natural Gas | Space Heating - Heat Recovery Ventilator | A | Cumulative Summer Peak Savings (MW) | Achievable Technical Potential | 0 | 0 | 0 | 0 | 0 | 0 | 0 | 0 | 0 | 0 | 0 | 0 | 0 | 0 | 0 | 0 | 0 | 0 | 0 | 0 | 0 | 0 | 0 | 0 | 0 | 0 | 0 | 0 | 0 | 0 | 0
F12_Industrial_Wood and Lumber Products_Existing_Space Heating_Natural Gas_Space Heating - Heat Recovery Ventilator_A_Achievable Technical Potential | F12 | Industrial | Wood and Lumber Products | Existing | Space Heating | Natural Gas | Space Heating - Heat Recovery Ventilator | A | Cumulative Winter Peak Savings (MW) | Achievable Technical Potential | 0 | 0 | 0 | 0 | 0 | 0 | 0 | 0 | 0 | 0 | 0 | 0 | 0 | 0 | 0 | 0 | 0 | 0 | 0 | 0 | 0 | 0 | 0 | 0 | 0 | 0 | 0 | 0 | 0 | 0 | 0
F13_Industrial_Wood and Lumber Products_Existing_Space Heating_Natural Gas_Space Heating - Heat Recovery Ventilator_A_Achievable Technical Potential | F13 | Industrial | Wood and Lumber Products | Existing | Space Heating | Natural Gas | Space Heating - Heat Recovery Ventilator | A | Purchases (Incremental) | Achievable Technical Potential | 0 | 0 | 0 | 0 | 0 | 1045.2247 | 1044.651 | 1038.4903 | 1039.0518 | 1039.9109 | 1026.7051 | 1023.8995 | 1021.8205 | 1005.5944 | 1009.4338 | 999.8075 | 999.9373 | 994.9045 | 986.03 | 987.1981 | 983.1158 | 979.2921 | 975.7239 | 972.4081 | 969.3416 | 0 | 0 | 0 | 0 | 0 | 0
F14_Industrial_Wood and Lumber Products_Existing_Space Heating_Natural Gas_Space Heating - Heat Recovery Ventilator_A_Achievable Technical Potential | F14 | Industrial | Wood and Lumber Products | Existing | Space Heating | Natural Gas | Space Heating - Heat Recovery Ventilator | A | Purchases (Cumulative) | Achievable Technical Potential | 0 | 0 | 0 | 0 | 0 | 1045.2247 | 2089.8757 | 3128.366 | 4167.4178 | 5207.3287 | 6234.0339 | 7257.9334 | 8279.7539 | 9285.3483 | 10294.7821 | 11294.5896 | 12294.5268 | 13289.4314 | 14275.4614 | 15262.6595 | 16245.7752 | 17225.0673 | 18200.7912 | 19173.1993 | 20142.5409 | 20142.5409 | 20142.5409 | 20142.5409 | 20142.5409 | 20142.5409 | 20142.5409
F1_Industrial_Wood and Lumber Products_Existing_Space Heating_Natural Gas_Thermostat - Programmable_A_Achievable Technical Potential | F1 | Industrial | Wood and Lumber Products | Existing | Space Heating | Natural Gas | Thermostat - Programmable | A | Original Unit Energy Savings (kWh or therms) | Achievable Technical Potential | 0 | 0 | 0 | 0 | 0 | 0.00657 | 0.0065379 | 0.0064981 | 0.0064561 | 0.0064121 | 0.0063676 | 0.0063217 | 0.0062762 | 0.0062308 | 0.0061817 | 0.0061364 | 0.0060916 | 0.0060501 | 0.0060114 | 0.0059736 | 0.005938 | 0.0059015 | 0.0058686 | 0.0058376 | 0.005808 | 0.0057807 | 0.0057553 | 0.0057319 | 0 | 0 | 0
F2_Industrial_Wood and Lumber Products_Existing_Space Heating_Natural Gas_Thermostat - Programmable_A_Achievable Technical Potential | F2 | Industrial | Wood and Lumber Products | Existing | Space Heating | Natural Gas | Thermostat - Programmable | A | Original Unit Summer Peak Savings (kW) | Achievable Technical Potential | 0 | 0 | 0 | 0 | 0 | 0 | 0 | 0 | 0 | 0 | 0 | 0 | 0 | 0 | 0 | 0 | 0 | 0 | 0 | 0 | 0 | 0 | 0 | 0 | 0 | 0 | 0 | 0 | 0 | 0 | 0
F3_Industrial_Wood and Lumber Products_Existing_Space Heating_Natural Gas_Thermostat - Programmable_A_Achievable Technical Potential | F3 | Industrial | Wood and Lumber Products | Existing | Space Heating | Natural Gas | Thermostat - Programmable | A | Original Unit Winter Peak Savings (kW) | Achievable Technical Potential | 0 | 0 | 0 | 0 | 0 | 0 | 0 | 0 | 0 | 0 | 0 | 0 | 0 | 0 | 0 | 0 | 0 | 0 | 0 | 0 | 0 | 0 | 0 | 0 | 0 | 0 | 0 | 0 | 0 | 0 | 0
F4_Industrial_Wood and Lumber Products_Existing_Space Heating_Natural Gas_Thermostat - Programmable_A_Achievable Technical Potential | F4 | Industrial | Wood and Lumber Products | Existing | Space Heating | Natural Gas | Thermostat - Programmable | A | Standalone Impact on Baseline Energy (%) | Achievable Technical Potential | 0% | 0% | 0% | 0% | 0% | 0.02708% | 0.05418% | 0.08158% | 0.1086% | 0.1356% | 0.1644% | 0.192% | 0.2194% | 0.2501% | 0.2762% | 0.3059% | 0.333% | 0.3617% | 0.3921% | 0.4187% | 0.4475% | 0.4763% | 0.5052% | 0.534% | 0.0056274 | 0.0056438 | 0.0056589 | 0.0056726 | 0 | 0 | 0
F5_Industrial_Wood and Lumber Products_Existing_Space Heating_Natural Gas_Thermostat - Programmable_A_Achievable Technical Potential | F5 | Industrial | Wood and Lumber Products | Existing | Space Heating | Natural Gas | Thermostat - Programmable | A | Standalone Impact on Baseline Summer Peak (%) | Achievable Technical Potential | 0% | 0% | 0% | 0% | 0% | 0% | 0% | 0% | 0% | 0% | 0% | 0% | 0% | 0% | 0% | 0% | 0% | 0% | 0% | 0% | 0% | 0% | 0% | 0% | 0 | 0 | 0 | 0 | 0 | 0 | 0
F6_Industrial_Wood and Lumber Products_Existing_Space Heating_Natural Gas_Thermostat - Programmable_A_Achievable Technical Potential | F6 | Industrial | Wood and Lumber Products | Existing | Space Heating | Natural Gas | Thermostat - Programmable | A | Standalone Impact on Baseline Winter Peak (%) | Achievable Technical Potential | 0% | 0% | 0% | 0% | 0% | 0% | 0% | 0% | 0% | 0% | 0% | 0% | 0% | 0% | 0% | 0% | 0% | 0% | 0% | 0% | 0% | 0% | 0% | 0% | 0 | 0 | 0 | 0 | 0 | 0 | 0
F7_Industrial_Wood and Lumber Products_Existing_Space Heating_Natural Gas_Thermostat - Programmable_A_Achievable Technical Potential | F7 | Industrial | Wood and Lumber Products | Existing | Space Heating | Natural Gas | Thermostat - Programmable | A | Incremental Energy Savings (MWh or mTherms) | Achievable Technical Potential | 0 | 0 | 0 | 0 | 0 | 0.020601 | 0.020489 | 0.020245 | 0.020125 | 0.020004 | 0.019613 | 0.019418 | 0.019239 | 0.018797 | 0.01872 | 0.018406 | 0.018274 | 0.018058 | 0.017782 | 0.017691 | 0.017513 | 0.017338 | 0.017179 | 0.01703 | 0.01689 | 0 | 0 | 0 | 0 | 0 | 0
F8_Industrial_Wood and Lumber Products_Existing_Space Heating_Natural Gas_Thermostat - Programmable_A_Achievable Technical Potential | F8 | Industrial | Wood and Lumber Products | Existing | Space Heating | Natural Gas | Thermostat - Programmable | A | Incremental Summer Peak Savings (MW) | Achievable Technical Potential | 0 | 0 | 0 | 0 | 0 | 0 | 0 | 0 | 0 | 0 | 0 | 0 | 0 | 0 | 0 | 0 | 0 | 0 | 0 | 0 | 0 | 0 | 0 | 0 | 0 | 0 | 0 | 0 | 0 | 0 | 0
F9_Industrial_Wood and Lumber Products_Existing_Space Heating_Natural Gas_Thermostat - Programmable_A_Achievable Technical Potential | F9 | Industrial | Wood and Lumber Products | Existing | Space Heating | Natural Gas | Thermostat - Programmable | A | Incremental Winter Peak Savings (MW) | Achievable Technical Potential | 0 | 0 | 0 | 0 | 0 | 0 | 0 | 0 | 0 | 0 | 0 | 0 | 0 | 0 | 0 | 0 | 0 | 0 | 0 | 0 | 0 | 0 | 0 | 0 | 0 | 0 | 0 | 0 | 0 | 0 | 0
F10_Industrial_Wood and Lumber Products_Existing_Space Heating_Natural Gas_Thermostat - Programmable_A_Achievable Technical Potential | F10 | Industrial | Wood and Lumber Products | Existing | Space Heating | Natural Gas | Thermostat - Programmable | A | Cumulative Energy Savings (MWh or mTherms) | Achievable Technical Potential | 0 | 0 | 0 | 0 | 0 | 0.020601 | 0.04099 | 0.060986 | 0.080716 | 0.10017 | 0.11909 | 0.13765 | 0.1559 | 0.17356 | 0.19092 | 0.20792 | 0.22468 | 0.24121 | 0.25744 | 0.27352 | 0.2894 | 0.30496 | 0.32044 | 0.33577 | 0.35096 | 0.34931 | 0.34778 | 0.34636 | 0 | 0 | 0
F11_Industrial_Wood and Lumber Products_Existing_Space Heating_Natural Gas_Thermostat - Programmable_A_Achievable Technical Potential | F11 | Industrial | Wood and Lumber Products | Existing | Space Heating | Natural Gas | Thermostat - Programmable | A | Cumulative Summer Peak Savings (MW) | Achievable Technical Potential | 0 | 0 | 0 | 0 | 0 | 0 | 0 | 0 | 0 | 0 | 0 | 0 | 0 | 0 | 0 | 0 | 0 | 0 | 0 | 0 | 0 | 0 | 0 | 0 | 0 | 0 | 0 | 0 | 0 | 0 | 0
F12_Industrial_Wood and Lumber Products_Existing_Space Heating_Natural Gas_Thermostat - Programmable_A_Achievable Technical Potential | F12 | Industrial | Wood and Lumber Products | Existing | Space Heating | Natural Gas | Thermostat - Programmable | A | Cumulative Winter Peak Savings (MW) | Achievable Technical Potential | 0 | 0 | 0 | 0 | 0 | 0 | 0 | 0 | 0 | 0 | 0 | 0 | 0 | 0 | 0 | 0 | 0 | 0 | 0 | 0 | 0 | 0 | 0 | 0 | 0 | 0 | 0 | 0 | 0 | 0 | 0
F13_Industrial_Wood and Lumber Products_Existing_Space Heating_Natural Gas_Thermostat - Programmable_A_Achievable Technical Potential | F13 | Industrial | Wood and Lumber Products | Existing | Space Heating | Natural Gas | Thermostat - Programmable | A | Purchases (Incremental) | Achievable Technical Potential | 0 | 0 | 0 | 0 | 0 | 3135.674 | 3133.953 | 3115.471 | 3117.1553 | 3119.7328 | 3080.1154 | 3071.6985 | 3065.4616 | 3016.7832 | 3028.3013 | 2999.4225 | 2999.8118 | 2984.7136 | 2958.0901 | 2961.5942 | 2949.3473 | 2937.8763 | 2927.1717 | 2917.2242 | 2908.0249 | 0 | 0 | 0 | 0 | 0 | 0
F14_Industrial_Wood and Lumber Products_Existing_Space Heating_Natural Gas_Thermostat - Programmable_A_Achievable Technical Potential | F14 | Industrial | Wood and Lumber Products | Existing | Space Heating | Natural Gas | Thermostat - Programmable | A | Purchases (Cumulative) | Achievable Technical Potential | 0 | 0 | 0 | 0 | 0 | 3135.674 | 6269.627 | 9385.098 | 12502.2533 | 15621.9861 | 18702.1016 | 21773.8001 | 24839.2617 | 27856.0448 | 30884.3462 | 33883.7687 | 36883.5805 | 39868.2941 | 42826.3842 | 45787.9784 | 48737.3256 | 51675.2019 | 54602.3736 | 57519.5978 | 60427.6227 | 60427.6227 | 60427.6227 | 60427.6227 | 60427.6227 | 60427.6227 | 60427.6227
F1_Industrial_Wood and Lumber Products_Existing_Space Heating_Natural Gas_ENERGY STAR Connected Thermostat_A_Achievable Technical Potential | F1 | Industrial | Wood and Lumber Products | Existing | Space Heating | Natural Gas | ENERGY STAR Connected Thermostat | A | Original Unit Energy Savings (kWh or therms) | Achievable Technical Potential | 0 | 0 | 0 | 0 | 0 | 0.015466 | 0.01539 | 0.015297 | 0.015198 | 0.015094 | 0.014989 | 0.014881 | 0.014774 | 0.014667 | 0.014552 | 0.014445 | 0.01434 | 0.014242 | 0.014151 | 0.014062 | 0.013978 | 0.013892 | 0.013815 | 0.013742 | 0.013672 | 0.013608 | 0.013548 | 0.013493 | 0 | 0 | 0
F2_Industrial_Wood and Lumber Products_Existing_Space Heating_Natural Gas_ENERGY STAR Connected Thermostat_A_Achievable Technical Potential | F2 | Industrial | Wood and Lumber Products | Existing | Space Heating | Natural Gas | ENERGY STAR Connected Thermostat | A | Original Unit Summer Peak Savings (kW) | Achievable Technical Potential | 0 | 0 | 0 | 0 | 0 | 0 | 0 | 0 | 0 | 0 | 0 | 0 | 0 | 0 | 0 | 0 | 0 | 0 | 0 | 0 | 0 | 0 | 0 | 0 | 0 | 0 | 0 | 0 | 0 | 0 | 0
F3_Industrial_Wood and Lumber Products_Existing_Space Heating_Natural Gas_ENERGY STAR Connected Thermostat_A_Achievable Technical Potential | F3 | Industrial | Wood and Lumber Products | Existing | Space Heating | Natural Gas | ENERGY STAR Connected Thermostat | A | Original Unit Winter Peak Savings (kW) | Achievable Technical Potential | 0 | 0 | 0 | 0 | 0 | 0 | 0 | 0 | 0 | 0 | 0 | 0 | 0 | 0 | 0 | 0 | 0 | 0 | 0 | 0 | 0 | 0 | 0 | 0 | 0 | 0 | 0 | 0 | 0 | 0 | 0
F4_Industrial_Wood and Lumber Products_Existing_Space Heating_Natural Gas_ENERGY STAR Connected Thermostat_A_Achievable Technical Potential | F4 | Industrial | Wood and Lumber Products | Existing | Space Heating | Natural Gas | ENERGY STAR Connected Thermostat | A | Standalone Impact on Baseline Energy (%) | Achievable Technical Potential | 0% | 0% | 0% | 0% | 0% | 0.06375% | 0.1275% | 0.192% | 0.2557% | 0.3192% | 0.3871% | 0.4519% | 0.5166% | 0.5886% | 0.6502% | 0.7202% | 0.7838% | 0.8515% | 0.923% | 0.9856% | 1.053% | 1.121% | 1.189% | 1.257% | 0.013247 | 0.013286 | 0.013321 | 0.013354 | 0 | 0 | 0
F5_Industrial_Wood and Lumber Products_Existing_Space Heating_Natural Gas_ENERGY STAR Connected Thermostat_A_Achievable Technical Potential | F5 | Industrial | Wood and Lumber Products | Existing | Space Heating | Natural Gas | ENERGY STAR Connected Thermostat | A | Standalone Impact on Baseline Summer Peak (%) | Achievable Technical Potential | 0% | 0% | 0% | 0% | 0% | 0% | 0% | 0% | 0% | 0% | 0% | 0% | 0% | 0% | 0% | 0% | 0% | 0% | 0% | 0% | 0% | 0% | 0% | 0% | 0 | 0 | 0 | 0 | 0 | 0 | 0
F6_Industrial_Wood and Lumber Products_Existing_Space Heating_Natural Gas_ENERGY STAR Connected Thermostat_A_Achievable Technical Potential | F6 | Industrial | Wood and Lumber Products | Existing | Space Heating | Natural Gas | ENERGY STAR Connected Thermostat | A | Standalone Impact on Baseline Winter Peak (%) | Achievable Technical Potential | 0% | 0% | 0% | 0% | 0% | 0% | 0% | 0% | 0% | 0% | 0% | 0% | 0% | 0% | 0% | 0% | 0% | 0% | 0% | 0% | 0% | 0% | 0% | 0% | 0 | 0 | 0 | 0 | 0 | 0 | 0
F7_Industrial_Wood and Lumber Products_Existing_Space Heating_Natural Gas_ENERGY STAR Connected Thermostat_A_Achievable Technical Potential | F7 | Industrial | Wood and Lumber Products | Existing | Space Heating | Natural Gas | ENERGY STAR Connected Thermostat | A | Incremental Energy Savings (MWh or mTherms) | Achievable Technical Potential | 0 | 0 | 0 | 0 | 0 | 0.048496 | 0.048232 | 0.047656 | 0.047374 | 0.04709 | 0.046169 | 0.045711 | 0.04529 | 0.044248 | 0.044068 | 0.043327 | 0.043017 | 0.042508 | 0.041859 | 0.041646 | 0.041226 | 0.040814 | 0.040439 | 0.040088 | 0.039759 | 0 | 0 | 0 | 0 | 0 | 0
F8_Industrial_Wood and Lumber Products_Existing_Space Heating_Natural Gas_ENERGY STAR Connected Thermostat_A_Achievable Technical Potential | F8 | Industrial | Wood and Lumber Products | Existing | Space Heating | Natural Gas | ENERGY STAR Connected Thermostat | A | Incremental Summer Peak Savings (MW) | Achievable Technical Potential | 0 | 0 | 0 | 0 | 0 | 0 | 0 | 0 | 0 | 0 | 0 | 0 | 0 | 0 | 0 | 0 | 0 | 0 | 0 | 0 | 0 | 0 | 0 | 0 | 0 | 0 | 0 | 0 | 0 | 0 | 0
F9_Industrial_Wood and Lumber Products_Existing_Space Heating_Natural Gas_ENERGY STAR Connected Thermostat_A_Achievable Technical Potential | F9 | Industrial | Wood and Lumber Products | Existing | Space Heating | Natural Gas | ENERGY STAR Connected Thermostat | A | Incremental Winter Peak Savings (MW) | Achievable Technical Potential | 0 | 0 | 0 | 0 | 0 | 0 | 0 | 0 | 0 | 0 | 0 | 0 | 0 | 0 | 0 | 0 | 0 | 0 | 0 | 0 | 0 | 0 | 0 | 0 | 0 | 0 | 0 | 0 | 0 | 0 | 0
F10_Industrial_Wood and Lumber Products_Existing_Space Heating_Natural Gas_ENERGY STAR Connected Thermostat_A_Achievable Technical Potential | F10 | Industrial | Wood and Lumber Products | Existing | Space Heating | Natural Gas | ENERGY STAR Connected Thermostat | A | Cumulative Energy Savings (MWh or mTherms) | Achievable Technical Potential | 0 | 0 | 0 | 0 | 0 | 0.048496 | 0.096491 | 0.14356 | 0.19001 | 0.2358 | 0.28033 | 0.32403 | 0.36698 | 0.40857 | 0.44943 | 0.48946 | 0.5289 | 0.56781 | 0.60603 | 0.64387 | 0.68125 | 0.71789 | 0.75433 | 0.79042 | 0.82618 | 0.82229 | 0.81868 | 0.81535 | 0 | 0 | 0
F11_Industrial_Wood and Lumber Products_Existing_Space Heating_Natural Gas_ENERGY STAR Connected Thermostat_A_Achievable Technical Potential | F11 | Industrial | Wood and Lumber Products | Existing | Space Heating | Natural Gas | ENERGY STAR Connected Thermostat | A | Cumulative Summer Peak Savings (MW) | Achievable Technical Potential | 0 | 0 | 0 | 0 | 0 | 0 | 0 | 0 | 0 | 0 | 0 | 0 | 0 | 0 | 0 | 0 | 0 | 0 | 0 | 0 | 0 | 0 | 0 | 0 | 0 | 0 | 0 | 0 | 0 | 0 | 0
F12_Industrial_Wood and Lumber Products_Existing_Space Heating_Natural Gas_ENERGY STAR Connected Thermostat_A_Achievable Technical Potential | F12 | Industrial | Wood and Lumber Products | Existing | Space Heating | Natural Gas | ENERGY STAR Connected Thermostat | A | Cumulative Winter Peak Savings (MW) | Achievable Technical Potential | 0 | 0 | 0 | 0 | 0 | 0 | 0 | 0 | 0 | 0 | 0 | 0 | 0 | 0 | 0 | 0 | 0 | 0 | 0 | 0 | 0 | 0 | 0 | 0 | 0 | 0 | 0 | 0 | 0 | 0 | 0
F13_Industrial_Wood and Lumber Products_Existing_Space Heating_Natural Gas_ENERGY STAR Connected Thermostat_A_Achievable Technical Potential | F13 | Industrial | Wood and Lumber Products | Existing | Space Heating | Natural Gas | ENERGY STAR Connected Thermostat | A | Purchases (Incremental) | Achievable Technical Potential | 0 | 0 | 0 | 0 | 0 | 3135.674 | 3133.953 | 3115.471 | 3117.1553 | 3119.7328 | 3080.1154 | 3071.6985 | 3065.4616 | 3016.7832 | 3028.3013 | 2999.4225 | 2999.8118 | 2984.7136 | 2958.0901 | 2961.5942 | 2949.3473 | 2937.8763 | 2927.1717 | 2917.2242 | 2908.0249 | 0 | 0 | 0 | 0 | 0 | 0
F14_Industrial_Wood and Lumber Products_Existing_Space Heating_Natural Gas_ENERGY STAR Connected Thermostat_A_Achievable Technical Potential | F14 | Industrial | Wood and Lumber Products | Existing | Space Heating | Natural Gas | ENERGY STAR Connected Thermostat | A | Purchases (Cumulative) | Achievable Technical Potential | 0 | 0 | 0 | 0 | 0 | 3135.674 | 6269.627 | 9385.098 | 12502.2533 | 15621.9861 | 18702.1016 | 21773.8001 | 24839.2617 | 27856.0448 | 30884.3462 | 33883.7687 | 36883.5805 | 39868.2941 | 42826.3842 | 45787.9784 | 48737.3256 | 51675.2019 | 54602.3736 | 57519.5978 | 60427.6227 | 60427.6227 | 60427.6227 | 60427.6227 | 60427.6227 | 60427.6227 | 60427.6227
F1_Industrial_Wood and Lumber Products_Existing_Space Heating_Natural Gas_Destratification Fans (HVLS)_A_Achievable Technical Potential | F1 | Industrial | Wood and Lumber Products | Existing | Space Heating | Natural Gas | Destratification Fans (HVLS) | A | Original Unit Energy Savings (kWh or therms) | Achievable Technical Potential | 0 | 0 | 0 | 0 | 0 | 0.015466 | 0.01539 | 0.015297 | 0.015198 | 0.015094 | 0.014989 | 0.014881 | 0.014774 | 0.014667 | 0.014552 | 0.014445 | 0.01434 | 0.014242 | 0.014151 | 0.014062 | 0.013978 | 0.013892 | 0.013815 | 0.013742 | 0.013672 | 0.013608 | 0.013548 | 0.013493 | 0 | 0 | 0
F2_Industrial_Wood and Lumber Products_Existing_Space Heating_Natural Gas_Destratification Fans (HVLS)_A_Achievable Technical Potential | F2 | Industrial | Wood and Lumber Products | Existing | Space Heating | Natural Gas | Destratification Fans (HVLS) | A | Original Unit Summer Peak Savings (kW) | Achievable Technical Potential | 0 | 0 | 0 | 0 | 0 | 0 | 0 | 0 | 0 | 0 | 0 | 0 | 0 | 0 | 0 | 0 | 0 | 0 | 0 | 0 | 0 | 0 | 0 | 0 | 0 | 0 | 0 | 0 | 0 | 0 | 0
F3_Industrial_Wood and Lumber Products_Existing_Space Heating_Natural Gas_Destratification Fans (HVLS)_A_Achievable Technical Potential | F3 | Industrial | Wood and Lumber Products | Existing | Space Heating | Natural Gas | Destratification Fans (HVLS) | A | Original Unit Winter Peak Savings (kW) | Achievable Technical Potential | 0 | 0 | 0 | 0 | 0 | 0 | 0 | 0 | 0 | 0 | 0 | 0 | 0 | 0 | 0 | 0 | 0 | 0 | 0 | 0 | 0 | 0 | 0 | 0 | 0 | 0 | 0 | 0 | 0 | 0 | 0
F4_Industrial_Wood and Lumber Products_Existing_Space Heating_Natural Gas_Destratification Fans (HVLS)_A_Achievable Technical Potential | F4 | Industrial | Wood and Lumber Products | Existing | Space Heating | Natural Gas | Destratification Fans (HVLS) | A | Standalone Impact on Baseline Energy (%) | Achievable Technical Potential | 0% | 0% | 0% | 0% | 0% | 0.255% | 0.5101% | 0.7682% | 1.023% | 1.277% | 1.548% | 1.808% | 2.066% | 2.355% | 2.601% | 2.881% | 3.135% | 3.406% | 3.692% | 3.942% | 4.214% | 4.485% | 4.757% | 5.028% | 0.052988 | 0.053143 | 0.053285 | 0.053414 | 0 | 0 | 0
F5_Industrial_Wood and Lumber Products_Existing_Space Heating_Natural Gas_Destratification Fans (HVLS)_A_Achievable Technical Potential | F5 | Industrial | Wood and Lumber Products | Existing | Space Heating | Natural Gas | Destratification Fans (HVLS) | A | Standalone Impact on Baseline Summer Peak (%) | Achievable Technical Potential | 0% | 0% | 0% | 0% | 0% | 0% | 0% | 0% | 0% | 0% | 0% | 0% | 0% | 0% | 0% | 0% | 0% | 0% | 0% | 0% | 0% | 0% | 0% | 0% | 0 | 0 | 0 | 0 | 0 | 0 | 0
F6_Industrial_Wood and Lumber Products_Existing_Space Heating_Natural Gas_Destratification Fans (HVLS)_A_Achievable Technical Potential | F6 | Industrial | Wood and Lumber Products | Existing | Space Heating | Natural Gas | Destratification Fans (HVLS) | A | Standalone Impact on Baseline Winter Peak (%) | Achievable Technical Potential | 0% | 0% | 0% | 0% | 0% | 0% | 0% | 0% | 0% | 0% | 0% | 0% | 0% | 0% | 0% | 0% | 0% | 0% | 0% | 0% | 0% | 0% | 0% | 0% | 0 | 0 | 0 | 0 | 0 | 0 | 0
F7_Industrial_Wood and Lumber Products_Existing_Space Heating_Natural Gas_Destratification Fans (HVLS)_A_Achievable Technical Potential | F7 | Industrial | Wood and Lumber Products | Existing | Space Heating | Natural Gas | Destratification Fans (HVLS) | A | Incremental Energy Savings (MWh or mTherms) | Achievable Technical Potential | 0 | 0 | 0 | 0 | 0 | 0.19398 | 0.19293 | 0.19063 | 0.1895 | 0.18836 | 0.18468 | 0.18285 | 0.18116 | 0.17699 | 0.17627 | 0.17331 | 0.17207 | 0.17003 | 0.16744 | 0.16658 | 0.1649 | 0.16326 | 0.16175 | 0.16035 | 0.15904 | 0 | 0 | 0 | 0 | 0 | 0
F8_Industrial_Wood and Lumber Products_Existing_Space Heating_Natural Gas_Destratification Fans (HVLS)_A_Achievable Technical Potential | F8 | Industrial | Wood and Lumber Products | Existing | Space Heating | Natural Gas | Destratification Fans (HVLS) | A | Incremental Summer Peak Savings (MW) | Achievable Technical Potential | 0 | 0 | 0 | 0 | 0 | 0 | 0 | 0 | 0 | 0 | 0 | 0 | 0 | 0 | 0 | 0 | 0 | 0 | 0 | 0 | 0 | 0 | 0 | 0 | 0 | 0 | 0 | 0 | 0 | 0 | 0
F9_Industrial_Wood and Lumber Products_Existing_Space Heating_Natural Gas_Destratification Fans (HVLS)_A_Achievable Technical Potential | F9 | Industrial | Wood and Lumber Products | Existing | Space Heating | Natural Gas | Destratification Fans (HVLS) | A | Incremental Winter Peak Savings (MW) | Achievable Technical Potential | 0 | 0 | 0 | 0 | 0 | 0 | 0 | 0 | 0 | 0 | 0 | 0 | 0 | 0 | 0 | 0 | 0 | 0 | 0 | 0 | 0 | 0 | 0 | 0 | 0 | 0 | 0 | 0 | 0 | 0 | 0
F10_Industrial_Wood and Lumber Products_Existing_Space Heating_Natural Gas_Destratification Fans (HVLS)_A_Achievable Technical Potential | F10 | Industrial | Wood and Lumber Products | Existing | Space Heating | Natural Gas | Destratification Fans (HVLS) | A | Cumulative Energy Savings (MWh or mTherms) | Achievable Technical Potential | 0 | 0 | 0 | 0 | 0 | 0.19398 | 0.38596 | 0.57424 | 0.76003 | 0.94321 | 1.1213 | 1.2961 | 1.4679 | 1.6343 | 1.7977 | 1.9578 | 2.1156 | 2.2712 | 2.4241 | 2.5755 | 2.725 | 2.8716 | 3.0173 | 3.1617 | 3.3047 | 3.2891 | 3.2747 | 3.2614 | 0 | 0 | 0
F11_Industrial_Wood and Lumber Products_Existing_Space Heating_Natural Gas_Destratification Fans (HVLS)_A_Achievable Technical Potential | F11 | Industrial | Wood and Lumber Products | Existing | Space Heating | Natural Gas | Destratification Fans (HVLS) | A | Cumulative Summer Peak Savings (MW) | Achievable Technical Potential | 0 | 0 | 0 | 0 | 0 | 0 | 0 | 0 | 0 | 0 | 0 | 0 | 0 | 0 | 0 | 0 | 0 | 0 | 0 | 0 | 0 | 0 | 0 | 0 | 0 | 0 | 0 | 0 | 0 | 0 | 0
F12_Industrial_Wood and Lumber Products_Existing_Space Heating_Natural Gas_Destratification Fans (HVLS)_A_Achievable Technical Potential | F12 | Industrial | Wood and Lumber Products | Existing | Space Heating | Natural Gas | Destratification Fans (HVLS) | A | Cumulative Winter Peak Savings (MW) | Achievable Technical Potential | 0 | 0 | 0 | 0 | 0 | 0 | 0 | 0 | 0 | 0 | 0 | 0 | 0 | 0 | 0 | 0 | 0 | 0 | 0 | 0 | 0 | 0 | 0 | 0 | 0 | 0 | 0 | 0 | 0 | 0 | 0
F13_Industrial_Wood and Lumber Products_Existing_Space Heating_Natural Gas_Destratification Fans (HVLS)_A_Achievable Technical Potential | F13 | Industrial | Wood and Lumber Products | Existing | Space Heating | Natural Gas | Destratification Fans (HVLS) | A | Purchases (Incremental) | Achievable Technical Potential | 0 | 0 | 0 | 0 | 0 | 12542.696 | 12535.8121 | 12461.8839 | 12468.6213 | 12478.9313 | 12320.4618 | 12286.794 | 12261.8465 | 12067.1326 | 12113.2053 | 11997.6901 | 11999.2471 | 11938.8544 | 11832.3605 | 11846.3766 | 11797.389 | 11751.5051 | 11708.6867 | 11668.8969 | 11632.0996 | 0 | 0 | 0 | 0 | 0 | 0
F14_Industrial_Wood and Lumber Products_Existing_Space Heating_Natural Gas_Destratification Fans (HVLS)_A_Achievable Technical Potential | F14 | Industrial | Wood and Lumber Products | Existing | Space Heating | Natural Gas | Destratification Fans (HVLS) | A | Purchases (Cumulative) | Achievable Technical Potential | 0 | 0 | 0 | 0 | 0 | 12542.696 | 25078.508 | 37540.3919 | 50009.0132 | 62487.9445 | 74808.4063 | 87095.2003 | 99357.0468 | 111424.1794 | 123537.3847 | 135535.0749 | 147534.322 | 159473.1764 | 171305.5369 | 183151.9135 | 194949.3026 | 206700.8076 | 218409.4943 | 230078.3912 | 241710.4907 | 241710.4907 | 241710.4907 | 241710.4907 | 241710.4907 | 241710.4907 | 241710.4907
F1_Industrial_Wood and Lumber Products_Existing_Space Heating_Natural Gas_Gas Boiler - Insulate Steam Lines/Condensate Tank_A_Achievable Technical Potential | F1 | Industrial | Wood and Lumber Products | Existing | Space Heating | Natural Gas | Gas Boiler - Insulate Steam Lines/Condensate Tank | A | Original Unit Energy Savings (kWh or therms) | Achievable Technical Potential | 0 | 0 | 0 | 0 | 0 | 9.5841 | 9.5191 | 9.4546 | 9.3897 | 9.325 | 9.2622 | 9.1999 | 9.1383 | 9.0775 | 9.013 | 8.9539 | 8.8954 | 8.8379 | 8.7812 | 8.7244 | 8.6696 | 8.6125 | 8.5574 | 8.504 | 8.4503 | 8.4013 | 8.3566 | 8.3157 | 8.2785 | 8.2445 | 8.2134
F2_Industrial_Wood and Lumber Products_Existing_Space Heating_Natural Gas_Gas Boiler - Insulate Steam Lines/Condensate Tank_A_Achievable Technical Potential | F2 | Industrial | Wood and Lumber Products | Existing | Space Heating | Natural Gas | Gas Boiler - Insulate Steam Lines/Condensate Tank | A | Original Unit Summer Peak Savings (kW) | Achievable Technical Potential | 0 | 0 | 0 | 0 | 0 | 0 | 0 | 0 | 0 | 0 | 0 | 0 | 0 | 0 | 0 | 0 | 0 | 0 | 0 | 0 | 0 | 0 | 0 | 0 | 0 | 0 | 0 | 0 | 0 | 0 | 0
F3_Industrial_Wood and Lumber Products_Existing_Space Heating_Natural Gas_Gas Boiler - Insulate Steam Lines/Condensate Tank_A_Achievable Technical Potential | F3 | Industrial | Wood and Lumber Products | Existing | Space Heating | Natural Gas | Gas Boiler - Insulate Steam Lines/Condensate Tank | A | Original Unit Winter Peak Savings (kW) | Achievable Technical Potential | 0 | 0 | 0 | 0 | 0 | 0 | 0 | 0 | 0 | 0 | 0 | 0 | 0 | 0 | 0 | 0 | 0 | 0 | 0 | 0 | 0 | 0 | 0 | 0 | 0 | 0 | 0 | 0 | 0 | 0 | 0
F4_Industrial_Wood and Lumber Products_Existing_Space Heating_Natural Gas_Gas Boiler - Insulate Steam Lines/Condensate Tank_A_Achievable Technical Potential | F4 | Industrial | Wood and Lumber Products | Existing | Space Heating | Natural Gas | Gas Boiler - Insulate Steam Lines/Condensate Tank | A | Standalone Impact on Baseline Energy (%) | Achievable Technical Potential | 0% | 0% | 0% | 0% | 0% | 0.005115% | 0.01021% | 0.01537% | 0.02045% | 0.02553% | 0.03097% | 0.03617% | 0.04137% | 0.04717% | 0.05214% | 0.0578% | 0.06296% | 0.06842% | 0.07416% | 0.07918% | 0.0846% | 0.09001% | 0.09538% | 0.1007% | 0.0010601 | 0.001062 | 0.0010639 | 0.0010656 | 0 | 0 | 0
F5_Industrial_Wood and Lumber Products_Existing_Space Heating_Natural Gas_Gas Boiler - Insulate Steam Lines/Condensate Tank_A_Achievable Technical Potential | F5 | Industrial | Wood and Lumber Products | Existing | Space Heating | Natural Gas | Gas Boiler - Insulate Steam Lines/Condensate Tank | A | Standalone Impact on Baseline Summer Peak (%) | Achievable Technical Potential | 0% | 0% | 0% | 0% | 0% | 0% | 0% | 0% | 0% | 0% | 0% | 0% | 0% | 0% | 0% | 0% | 0% | 0% | 0% | 0% | 0% | 0% | 0% | 0% | 0 | 0 | 0 | 0 | 0 | 0 | 0
F6_Industrial_Wood and Lumber Products_Existing_Space Heating_Natural Gas_Gas Boiler - Insulate Steam Lines/Condensate Tank_A_Achievable Technical Potential | F6 | Industrial | Wood and Lumber Products | Existing | Space Heating | Natural Gas | Gas Boiler - Insulate Steam Lines/Condensate Tank | A | Standalone Impact on Baseline Winter Peak (%) | Achievable Technical Potential | 0% | 0% | 0% | 0% | 0% | 0% | 0% | 0% | 0% | 0% | 0% | 0% | 0% | 0% | 0% | 0% | 0% | 0% | 0% | 0% | 0% | 0% | 0% | 0% | 0 | 0 | 0 | 0 | 0 | 0 | 0
F7_Industrial_Wood and Lumber Products_Existing_Space Heating_Natural Gas_Gas Boiler - Insulate Steam Lines/Condensate Tank_A_Achievable Technical Potential | F7 | Industrial | Wood and Lumber Products | Existing | Space Heating | Natural Gas | Gas Boiler - Insulate Steam Lines/Condensate Tank | A | Incremental Energy Savings (MWh or mTherms) | Achievable Technical Potential | 0 | 0 | 0 | 0 | 0 | 0.0038912 | 0.0038627 | 0.0038139 | 0.0037897 | 0.0037667 | 0.0036938 | 0.003659 | 0.0036271 | 0.0035457 | 0.003534 | 0.0034773 | 0.0034551 | 0.0034155 | 0.0033633 | 0.0033455 | 0.0033107 | 0.0032761 | 0.0032433 | 0.0032121 | 0.0031818 | 0 | 0 | 0 | 0 | 0 | 0
F8_Industrial_Wood and Lumber Products_Existing_Space Heating_Natural Gas_Gas Boiler - Insulate Steam Lines/Condensate Tank_A_Achievable Technical Potential | F8 | Industrial | Wood and Lumber Products | Existing | Space Heating | Natural Gas | Gas Boiler - Insulate Steam Lines/Condensate Tank | A | Incremental Summer Peak Savings (MW) | Achievable Technical Potential | 0 | 0 | 0 | 0 | 0 | 0 | 0 | 0 | 0 | 0 | 0 | 0 | 0 | 0 | 0 | 0 | 0 | 0 | 0 | 0 | 0 | 0 | 0 | 0 | 0 | 0 | 0 | 0 | 0 | 0 | 0
F9_Industrial_Wood and Lumber Products_Existing_Space Heating_Natural Gas_Gas Boiler - Insulate Steam Lines/Condensate Tank_A_Achievable Technical Potential | F9 | Industrial | Wood and Lumber Products | Existing | Space Heating | Natural Gas | Gas Boiler - Insulate Steam Lines/Condensate Tank | A | Incremental Winter Peak Savings (MW) | Achievable Technical Potential | 0 | 0 | 0 | 0 | 0 | 0 | 0 | 0 | 0 | 0 | 0 | 0 | 0 | 0 | 0 | 0 | 0 | 0 | 0 | 0 | 0 | 0 | 0 | 0 | 0 | 0 | 0 | 0 | 0 | 0 | 0
F10_Industrial_Wood and Lumber Products_Existing_Space Heating_Natural Gas_Gas Boiler - Insulate Steam Lines/Condensate Tank_A_Achievable Technical Potential | F10 | Industrial | Wood and Lumber Products | Existing | Space Heating | Natural Gas | Gas Boiler - Insulate Steam Lines/Condensate Tank | A | Cumulative Energy Savings (MWh or mTherms) | Achievable Technical Potential | 0 | 0 | 0 | 0 | 0 | 0.0038912 | 0.0077274 | 0.011489 | 0.0152 | 0.018862 | 0.022429 | 0.025937 | 0.02939 | 0.03274 | 0.036042 | 0.039283 | 0.042481 | 0.045622 | 0.048693 | 0.051723 | 0.054709 | 0.057625 | 0.060499 | 0.063334 | 0.066116 | 0.065732 | 0.065382 | 0.065063 | 0.064772 | 0.064505 | 0.064263
F11_Industrial_Wood and Lumber Products_Existing_Space Heating_Natural Gas_Gas Boiler - Insulate Steam Lines/Condensate Tank_A_Achievable Technical Potential | F11 | Industrial | Wood and Lumber Products | Existing | Space Heating | Natural Gas | Gas Boiler - Insulate Steam Lines/Condensate Tank | A | Cumulative Summer Peak Savings (MW) | Achievable Technical Potential | 0 | 0 | 0 | 0 | 0 | 0 | 0 | 0 | 0 | 0 | 0 | 0 | 0 | 0 | 0 | 0 | 0 | 0 | 0 | 0 | 0 | 0 | 0 | 0 | 0 | 0 | 0 | 0 | 0 | 0 | 0
F12_Industrial_Wood and Lumber Products_Existing_Space Heating_Natural Gas_Gas Boiler - Insulate Steam Lines/Condensate Tank_A_Achievable Technical Potential | F12 | Industrial | Wood and Lumber Products | Existing | Space Heating | Natural Gas | Gas Boiler - Insulate Steam Lines/Condensate Tank | A | Cumulative Winter Peak Savings (MW) | Achievable Technical Potential | 0 | 0 | 0 | 0 | 0 | 0 | 0 | 0 | 0 | 0 | 0 | 0 | 0 | 0 | 0 | 0 | 0 | 0 | 0 | 0 | 0 | 0 | 0 | 0 | 0 | 0 | 0 | 0 | 0 | 0 | 0
F13_Industrial_Wood and Lumber Products_Existing_Space Heating_Natural Gas_Gas Boiler - Insulate Steam Lines/Condensate Tank_A_Achievable Technical Potential | F13 | Industrial | Wood and Lumber Products | Existing | Space Heating | Natural Gas | Gas Boiler - Insulate Steam Lines/Condensate Tank | A | Purchases (Incremental) | Achievable Technical Potential | 0 | 0 | 0 | 0 | 0 | 0.406 | 0.40578 | 0.40339 | 0.4036 | 0.40394 | 0.39881 | 0.39772 | 0.39691 | 0.39061 | 0.3921 | 0.38836 | 0.38841 | 0.38646 | 0.38301 | 0.38346 | 0.38188 | 0.38039 | 0.37901 | 0.37772 | 0.37653 | 0 | 0 | 0 | 0 | 0 | 0
F14_Industrial_Wood and Lumber Products_Existing_Space Heating_Natural Gas_Gas Boiler - Insulate Steam Lines/Condensate Tank_A_Achievable Technical Potential | F14 | Industrial | Wood and Lumber Products | Existing | Space Heating | Natural Gas | Gas Boiler - Insulate Steam Lines/Condensate Tank | A | Purchases (Cumulative) | Achievable Technical Potential | 0 | 0 | 0 | 0 | 0 | 0.406 | 0.81178 | 1.2152 | 1.6188 | 2.0227 | 2.4215 | 2.8192 | 3.2162 | 3.6068 | 3.9989 | 4.3872 | 4.7756 | 5.1621 | 5.5451 | 5.9286 | 6.3104 | 6.6908 | 7.0698 | 7.4476 | 7.8241 | 7.8241 | 7.8241 | 7.8241 | 7.8241 | 7.8241 | 7.8241
F1_Industrial_Wood and Lumber Products_Existing_Process_Natural Gas_Gas Boiler - Insulate Steam Lines/Condensate Tank_A_Achievable Technical Potential | F1 | Industrial | Wood and Lumber Products | Existing | Process | Natural Gas | Gas Boiler - Insulate Steam Lines/Condensate Tank | A | Original Unit Energy Savings (kWh or therms) | Achievable Technical Potential | 0 | 0 | 0 | 0 | 0 | 68.5138 | 68.5138 | 68.5138 | 68.5138 | 68.5138 | 68.5138 | 68.5138 | 68.5138 | 68.5138 | 68.5138 | 68.5138 | 68.5138 | 68.5138 | 68.5138 | 68.5138 | 68.5138 | 68.5138 | 68.5138 | 68.5138 | 68.5138 | 68.5138 | 68.5138 | 68.5138 | 68.5138 | 68.5138 | 68.5138
F2_Industrial_Wood and Lumber Products_Existing_Process_Natural Gas_Gas Boiler - Insulate Steam Lines/Condensate Tank_A_Achievable Technical Potential | F2 | Industrial | Wood and Lumber Products | Existing | Process | Natural Gas | Gas Boiler - Insulate Steam Lines/Condensate Tank | A | Original Unit Summer Peak Savings (kW) | Achievable Technical Potential | 0 | 0 | 0 | 0 | 0 | 0 | 0 | 0 | 0 | 0 | 0 | 0 | 0 | 0 | 0 | 0 | 0 | 0 | 0 | 0 | 0 | 0 | 0 | 0 | 0 | 0 | 0 | 0 | 0 | 0 | 0
F3_Industrial_Wood and Lumber Products_Existing_Process_Natural Gas_Gas Boiler - Insulate Steam Lines/Condensate Tank_A_Achievable Technical Potential | F3 | Industrial | Wood and Lumber Products | Existing | Process | Natural Gas | Gas Boiler - Insulate Steam Lines/Condensate Tank | A | Original Unit Winter Peak Savings (kW) | Achievable Technical Potential | 0 | 0 | 0 | 0 | 0 | 0 | 0 | 0 | 0 | 0 | 0 | 0 | 0 | 0 | 0 | 0 | 0 | 0 | 0 | 0 | 0 | 0 | 0 | 0 | 0 | 0 | 0 | 0 | 0 | 0 | 0
F4_Industrial_Wood and Lumber Products_Existing_Process_Natural Gas_Gas Boiler - Insulate Steam Lines/Condensate Tank_A_Achievable Technical Potential | F4 | Industrial | Wood and Lumber Products | Existing | Process | Natural Gas | Gas Boiler - Insulate Steam Lines/Condensate Tank | A | Standalone Impact on Baseline Energy (%) | Achievable Technical Potential | 0% | 0% | 0% | 0% | 0% | 0.0175% | 0.035% | 0.05271% | 0.07017% | 0.08761% | 0.1062% | 0.124% | 0.1418% | 0.1616% | 0.1784% | 0.1977% | 0.2151% | 0.2337% | 0.2533% | 0.2705% | 0.2891% | 0.3077% | 0.3264% | 0.345% | 0.0036356 | 0.0036463 | 0.003656 | 0.0036649 | 0 | 0 | 0
F5_Industrial_Wood and Lumber Products_Existing_Process_Natural Gas_Gas Boiler - Insulate Steam Lines/Condensate Tank_A_Achievable Technical Potential | F5 | Industrial | Wood and Lumber Products | Existing | Process | Natural Gas | Gas Boiler - Insulate Steam Lines/Condensate Tank | A | Standalone Impact on Baseline Summer Peak (%) | Achievable Technical Potential | 0% | 0% | 0% | 0% | 0% | 0% | 0% | 0% | 0% | 0% | 0% | 0% | 0% | 0% | 0% | 0% | 0% | 0% | 0% | 0% | 0% | 0% | 0% | 0% | 0 | 0 | 0 | 0 | 0 | 0 | 0
F6_Industrial_Wood and Lumber Products_Existing_Process_Natural Gas_Gas Boiler - Insulate Steam Lines/Condensate Tank_A_Achievable Technical Potential | F6 | Industrial | Wood and Lumber Products | Existing | Process | Natural Gas | Gas Boiler - Insulate Steam Lines/Condensate Tank | A | Standalone Impact on Baseline Winter Peak (%) | Achievable Technical Potential | 0% | 0% | 0% | 0% | 0% | 0% | 0% | 0% | 0% | 0% | 0% | 0% | 0% | 0% | 0% | 0% | 0% | 0% | 0% | 0% | 0% | 0% | 0% | 0% | 0 | 0 | 0 | 0 | 0 | 0 | 0
F7_Industrial_Wood and Lumber Products_Existing_Process_Natural Gas_Gas Boiler - Insulate Steam Lines/Condensate Tank_A_Achievable Technical Potential | F7 | Industrial | Wood and Lumber Products | Existing | Process | Natural Gas | Gas Boiler - Insulate Steam Lines/Condensate Tank | A | Incremental Energy Savings (MWh or mTherms) | Achievable Technical Potential | 0 | 0 | 0 | 0 | 0 | 0.095747 | 0.095694 | 0.09513 | 0.095181 | 0.09526 | 0.09405 | 0.093793 | 0.093603 | 0.092117 | 0.092468 | 0.091586 | 0.091598 | 0.091137 | 0.090324 | 0.090431 | 0.090057 | 0.089707 | 0.08938 | 0.089077 | 0.088796 | 0 | 0 | 0 | 0 | 0 | 0
F8_Industrial_Wood and Lumber Products_Existing_Process_Natural Gas_Gas Boiler - Insulate Steam Lines/Condensate Tank_A_Achievable Technical Potential | F8 | Industrial | Wood and Lumber Products | Existing | Process | Natural Gas | Gas Boiler - Insulate Steam Lines/Condensate Tank | A | Incremental Summer Peak Savings (MW) | Achievable Technical Potential | 0 | 0 | 0 | 0 | 0 | 0 | 0 | 0 | 0 | 0 | 0 | 0 | 0 | 0 | 0 | 0 | 0 | 0 | 0 | 0 | 0 | 0 | 0 | 0 | 0 | 0 | 0 | 0 | 0 | 0 | 0
F9_Industrial_Wood and Lumber Products_Existing_Process_Natural Gas_Gas Boiler - Insulate Steam Lines/Condensate Tank_A_Achievable Technical Potential | F9 | Industrial | Wood and Lumber Products | Existing | Process | Natural Gas | Gas Boiler - Insulate Steam Lines/Condensate Tank | A | Incremental Winter Peak Savings (MW) | Achievable Technical Potential | 0 | 0 | 0 | 0 | 0 | 0 | 0 | 0 | 0 | 0 | 0 | 0 | 0 | 0 | 0 | 0 | 0 | 0 | 0 | 0 | 0 | 0 | 0 | 0 | 0 | 0 | 0 | 0 | 0 | 0 | 0
F10_Industrial_Wood and Lumber Products_Existing_Process_Natural Gas_Gas Boiler - Insulate Steam Lines/Condensate Tank_A_Achievable Technical Potential | F10 | Industrial | Wood and Lumber Products | Existing | Process | Natural Gas | Gas Boiler - Insulate Steam Lines/Condensate Tank | A | Cumulative Energy Savings (MWh or mTherms) | Achievable Technical Potential | 0 | 0 | 0 | 0 | 0 | 0.095747 | 0.19144 | 0.28657 | 0.38175 | 0.47701 | 0.57106 | 0.66486 | 0.75846 | 0.85058 | 0.94304 | 1.0346 | 1.1262 | 1.2174 | 1.3077 | 1.3981 | 1.4882 | 1.5779 | 1.6673 | 1.7563 | 1.8451 | 1.8451 | 1.8451 | 1.8451 | 1.8451 | 1.8451 | 1.8451
F11_Industrial_Wood and Lumber Products_Existing_Process_Natural Gas_Gas Boiler - Insulate Steam Lines/Condensate Tank_A_Achievable Technical Potential | F11 | Industrial | Wood and Lumber Products | Existing | Process | Natural Gas | Gas Boiler - Insulate Steam Lines/Condensate Tank | A | Cumulative Summer Peak Savings (MW) | Achievable Technical Potential | 0 | 0 | 0 | 0 | 0 | 0 | 0 | 0 | 0 | 0 | 0 | 0 | 0 | 0 | 0 | 0 | 0 | 0 | 0 | 0 | 0 | 0 | 0 | 0 | 0 | 0 | 0 | 0 | 0 | 0 | 0
F12_Industrial_Wood and Lumber Products_Existing_Process_Natural Gas_Gas Boiler - Insulate Steam Lines/Condensate Tank_A_Achievable Technical Potential | F12 | Industrial | Wood and Lumber Products | Existing | Process | Natural Gas | Gas Boiler - Insulate Steam Lines/Condensate Tank | A | Cumulative Winter Peak Savings (MW) | Achievable Technical Potential | 0 | 0 | 0 | 0 | 0 | 0 | 0 | 0 | 0 | 0 | 0 | 0 | 0 | 0 | 0 | 0 | 0 | 0 | 0 | 0 | 0 | 0 | 0 | 0 | 0 | 0 | 0 | 0 | 0 | 0 | 0
F13_Industrial_Wood and Lumber Products_Existing_Process_Natural Gas_Gas Boiler - Insulate Steam Lines/Condensate Tank_A_Achievable Technical Potential | F13 | Industrial | Wood and Lumber Products | Existing | Process | Natural Gas | Gas Boiler - Insulate Steam Lines/Condensate Tank | A | Purchases (Incremental) | Achievable Technical Potential | 0 | 0 | 0 | 0 | 0 | 1.3975 | 1.3967 | 1.3885 | 1.3892 | 1.3904 | 1.3727 | 1.369 | 1.3662 | 1.3445 | 1.3496 | 1.3368 | 1.3369 | 1.3302 | 1.3183 | 1.3199 | 1.3144 | 1.3093 | 1.3046 | 1.3001 | 1.296 | 0 | 0 | 0 | 0 | 0 | 0
F14_Industrial_Wood and Lumber Products_Existing_Process_Natural Gas_Gas Boiler - Insulate Steam Lines/Condensate Tank_A_Achievable Technical Potential | F14 | Industrial | Wood and Lumber Products | Existing | Process | Natural Gas | Gas Boiler - Insulate Steam Lines/Condensate Tank | A | Purchases (Cumulative) | Achievable Technical Potential | 0 | 0 | 0 | 0 | 0 | 1.3975 | 2.7942 | 4.1827 | 5.5719 | 6.9623 | 8.335 | 9.704 | 11.0702 | 12.4147 | 13.7643 | 15.1011 | 16.438 | 17.7682 | 19.0865 | 20.4064 | 21.7209 | 23.0302 | 24.3348 | 25.6349 | 26.9309 | 26.9309 | 26.9309 | 26.9309 | 26.9309 | 26.9309 | 26.9309
F1_Industrial_Wood and Lumber Products_Existing_Space Heating_Natural Gas_Gas Boiler - Insulate Hot Water Lines_A_Achievable Technical Potential | F1 | Industrial | Wood and Lumber Products | Existing | Space Heating | Natural Gas | Gas Boiler - Insulate Hot Water Lines | A | Original Unit Energy Savings (kWh or therms) | Achievable Technical Potential | 0 | 0 | 0 | 0 | 0 | 10.833 | 10.7596 | 10.6867 | 10.6133 | 10.5402 | 10.4691 | 10.3988 | 10.3292 | 10.2604 | 10.1876 | 10.1207 | 10.0546 | 9.9896 | 9.9256 | 9.8614 | 9.7994 | 9.7348 | 9.6726 | 9.6122 | 9.5515 | 9.4961 | 9.4455 | 9.3994 | 9.3573 | 9.3188 | 9.2838
F2_Industrial_Wood and Lumber Products_Existing_Space Heating_Natural Gas_Gas Boiler - Insulate Hot Water Lines_A_Achievable Technical Potential | F2 | Industrial | Wood and Lumber Products | Existing | Space Heating | Natural Gas | Gas Boiler - Insulate Hot Water Lines | A | Original Unit Summer Peak Savings (kW) | Achievable Technical Potential | 0 | 0 | 0 | 0 | 0 | 0 | 0 | 0 | 0 | 0 | 0 | 0 | 0 | 0 | 0 | 0 | 0 | 0 | 0 | 0 | 0 | 0 | 0 | 0 | 0 | 0 | 0 | 0 | 0 | 0 | 0
F3_Industrial_Wood and Lumber Products_Existing_Space Heating_Natural Gas_Gas Boiler - Insulate Hot Water Lines_A_Achievable Technical Potential | F3 | Industrial | Wood and Lumber Products | Existing | Space Heating | Natural Gas | Gas Boiler - Insulate Hot Water Lines | A | Original Unit Winter Peak Savings (kW) | Achievable Technical Potential | 0 | 0 | 0 | 0 | 0 | 0 | 0 | 0 | 0 | 0 | 0 | 0 | 0 | 0 | 0 | 0 | 0 | 0 | 0 | 0 | 0 | 0 | 0 | 0 | 0 | 0 | 0 | 0 | 0 | 0 | 0
F4_Industrial_Wood and Lumber Products_Existing_Space Heating_Natural Gas_Gas Boiler - Insulate Hot Water Lines_A_Achievable Technical Potential | F4 | Industrial | Wood and Lumber Products | Existing | Space Heating | Natural Gas | Gas Boiler - Insulate Hot Water Lines | A | Standalone Impact on Baseline Energy (%) | Achievable Technical Potential | 0% | 0% | 0% | 0% | 0% | 0.01156% | 0.02309% | 0.03474% | 0.04624% | 0.05772% | 0.07001% | 0.08177% | 0.09352% | 0.1066% | 0.1179% | 0.1307% | 0.1423% | 0.1547% | 0.1676% | 0.179% | 0.1912% | 0.2035% | 0.2156% | 0.2277% | 0.0023965 | 0.0024009 | 0.002405 | 0.0024089 | 0 | 0 | 0
F5_Industrial_Wood and Lumber Products_Existing_Space Heating_Natural Gas_Gas Boiler - Insulate Hot Water Lines_A_Achievable Technical Potential | F5 | Industrial | Wood and Lumber Products | Existing | Space Heating | Natural Gas | Gas Boiler - Insulate Hot Water Lines | A | Standalone Impact on Baseline Summer Peak (%) | Achievable Technical Potential | 0% | 0% | 0% | 0% | 0% | 0% | 0% | 0% | 0% | 0% | 0% | 0% | 0% | 0% | 0% | 0% | 0% | 0% | 0% | 0% | 0% | 0% | 0% | 0% | 0 | 0 | 0 | 0 | 0 | 0 | 0
F6_Industrial_Wood and Lumber Products_Existing_Space Heating_Natural Gas_Gas Boiler - Insulate Hot Water Lines_A_Achievable Technical Potential | F6 | Industrial | Wood and Lumber Products | Existing | Space Heating | Natural Gas | Gas Boiler - Insulate Hot Water Lines | A | Standalone Impact on Baseline Winter Peak (%) | Achievable Technical Potential | 0% | 0% | 0% | 0% | 0% | 0% | 0% | 0% | 0% | 0% | 0% | 0% | 0% | 0% | 0% | 0% | 0% | 0% | 0% | 0% | 0% | 0% | 0% | 0% | 0 | 0 | 0 | 0 | 0 | 0 | 0
F7_Industrial_Wood and Lumber Products_Existing_Space Heating_Natural Gas_Gas Boiler - Insulate Hot Water Lines_A_Achievable Technical Potential | F7 | Industrial | Wood and Lumber Products | Existing | Space Heating | Natural Gas | Gas Boiler - Insulate Hot Water Lines | A | Incremental Energy Savings (MWh or mTherms) | Achievable Technical Potential | 0 | 0 | 0 | 0 | 0 | 0.0087965 | 0.0087321 | 0.0086217 | 0.0085672 | 0.0085152 | 0.0083504 | 0.0082716 | 0.0081996 | 0.0080156 | 0.0079891 | 0.007861 | 0.0078107 | 0.0077211 | 0.0076032 | 0.0075629 | 0.0074843 | 0.0074061 | 0.0073319 | 0.0072614 | 0.0071928 | 0 | 0 | 0 | 0 | 0 | 0
F8_Industrial_Wood and Lumber Products_Existing_Space Heating_Natural Gas_Gas Boiler - Insulate Hot Water Lines_A_Achievable Technical Potential | F8 | Industrial | Wood and Lumber Products | Existing | Space Heating | Natural Gas | Gas Boiler - Insulate Hot Water Lines | A | Incremental Summer Peak Savings (MW) | Achievable Technical Potential | 0 | 0 | 0 | 0 | 0 | 0 | 0 | 0 | 0 | 0 | 0 | 0 | 0 | 0 | 0 | 0 | 0 | 0 | 0 | 0 | 0 | 0 | 0 | 0 | 0 | 0 | 0 | 0 | 0 | 0 | 0
F9_Industrial_Wood and Lumber Products_Existing_Space Heating_Natural Gas_Gas Boiler - Insulate Hot Water Lines_A_Achievable Technical Potential | F9 | Industrial | Wood and Lumber Products | Existing | Space Heating | Natural Gas | Gas Boiler - Insulate Hot Water Lines | A | Incremental Winter Peak Savings (MW) | Achievable Technical Potential | 0 | 0 | 0 | 0 | 0 | 0 | 0 | 0 | 0 | 0 | 0 | 0 | 0 | 0 | 0 | 0 | 0 | 0 | 0 | 0 | 0 | 0 | 0 | 0 | 0 | 0 | 0 | 0 | 0 | 0 | 0
F10_Industrial_Wood and Lumber Products_Existing_Space Heating_Natural Gas_Gas Boiler - Insulate Hot Water Lines_A_Achievable Technical Potential | F10 | Industrial | Wood and Lumber Products | Existing | Space Heating | Natural Gas | Gas Boiler - Insulate Hot Water Lines | A | Cumulative Energy Savings (MWh or mTherms) | Achievable Technical Potential | 0 | 0 | 0 | 0 | 0 | 0.0087965 | 0.017469 | 0.025972 | 0.034361 | 0.04264 | 0.050703 | 0.058633 | 0.06644 | 0.074014 | 0.081477 | 0.088804 | 0.096034 | 0.10313 | 0.11008 | 0.11693 | 0.12368 | 0.13027 | 0.13677 | 0.14318 | 0.14946 | 0.1486 | 0.14781 | 0.14708 | 0.14642 | 0.14582 | 0.14527
F11_Industrial_Wood and Lumber Products_Existing_Space Heating_Natural Gas_Gas Boiler - Insulate Hot Water Lines_A_Achievable Technical Potential | F11 | Industrial | Wood and Lumber Products | Existing | Space Heating | Natural Gas | Gas Boiler - Insulate Hot Water Lines | A | Cumulative Summer Peak Savings (MW) | Achievable Technical Potential | 0 | 0 | 0 | 0 | 0 | 0 | 0 | 0 | 0 | 0 | 0 | 0 | 0 | 0 | 0 | 0 | 0 | 0 | 0 | 0 | 0 | 0 | 0 | 0 | 0 | 0 | 0 | 0 | 0 | 0 | 0
F12_Industrial_Wood and Lumber Products_Existing_Space Heating_Natural Gas_Gas Boiler - Insulate Hot Water Lines_A_Achievable Technical Potential | F12 | Industrial | Wood and Lumber Products | Existing | Space Heating | Natural Gas | Gas Boiler - Insulate Hot Water Lines | A | Cumulative Winter Peak Savings (MW) | Achievable Technical Potential | 0 | 0 | 0 | 0 | 0 | 0 | 0 | 0 | 0 | 0 | 0 | 0 | 0 | 0 | 0 | 0 | 0 | 0 | 0 | 0 | 0 | 0 | 0 | 0 | 0 | 0 | 0 | 0 | 0 | 0 | 0
F13_Industrial_Wood and Lumber Products_Existing_Space Heating_Natural Gas_Gas Boiler - Insulate Hot Water Lines_A_Achievable Technical Potential | F13 | Industrial | Wood and Lumber Products | Existing | Space Heating | Natural Gas | Gas Boiler - Insulate Hot Water Lines | A | Purchases (Incremental) | Achievable Technical Potential | 0 | 0 | 0 | 0 | 0 | 0.81201 | 0.81156 | 0.80677 | 0.80721 | 0.80788 | 0.79762 | 0.79544 | 0.79382 | 0.78122 | 0.7842 | 0.77672 | 0.77682 | 0.77291 | 0.76602 | 0.76693 | 0.76375 | 0.76078 | 0.75801 | 0.75544 | 0.75305 | 0 | 0 | 0 | 0 | 0 | 0
F14_Industrial_Wood and Lumber Products_Existing_Space Heating_Natural Gas_Gas Boiler - Insulate Hot Water Lines_A_Achievable Technical Potential | F14 | Industrial | Wood and Lumber Products | Existing | Space Heating | Natural Gas | Gas Boiler - Insulate Hot Water Lines | A | Purchases (Cumulative) | Achievable Technical Potential | 0 | 0 | 0 | 0 | 0 | 0.81201 | 1.6236 | 2.4303 | 3.2375 | 4.0454 | 4.843 | 5.6385 | 6.4323 | 7.2135 | 7.9977 | 8.7744 | 9.5513 | 10.3242 | 11.0902 | 11.8571 | 12.6209 | 13.3817 | 14.1397 | 14.8951 | 15.6482 | 15.6482 | 15.6482 | 15.6482 | 15.6482 | 15.6482 | 15.6482
F1_Industrial_Wood and Lumber Products_Existing_Process_Natural Gas_Gas Boiler - Insulate Hot Water Lines_A_Achievable Technical Potential | F1 | Industrial | Wood and Lumber Products | Existing | Process | Natural Gas | Gas Boiler - Insulate Hot Water Lines | A | Original Unit Energy Savings (kWh or therms) | Achievable Technical Potential | 0 | 0 | 0 | 0 | 0 | 77.4421 | 77.4421 | 77.4421 | 77.4421 | 77.4421 | 77.4421 | 77.4421 | 77.4421 | 77.4421 | 77.4421 | 77.4421 | 77.4421 | 77.4421 | 77.4421 | 77.4421 | 77.4421 | 77.4421 | 77.4421 | 77.4421 | 77.4421 | 77.4421 | 77.4421 | 77.4421 | 77.4421 | 77.4421 | 77.4421
F2_Industrial_Wood and Lumber Products_Existing_Process_Natural Gas_Gas Boiler - Insulate Hot Water Lines_A_Achievable Technical Potential | F2 | Industrial | Wood and Lumber Products | Existing | Process | Natural Gas | Gas Boiler - Insulate Hot Water Lines | A | Original Unit Summer Peak Savings (kW) | Achievable Technical Potential | 0 | 0 | 0 | 0 | 0 | 0 | 0 | 0 | 0 | 0 | 0 | 0 | 0 | 0 | 0 | 0 | 0 | 0 | 0 | 0 | 0 | 0 | 0 | 0 | 0 | 0 | 0 | 0 | 0 | 0 | 0
F3_Industrial_Wood and Lumber Products_Existing_Process_Natural Gas_Gas Boiler - Insulate Hot Water Lines_A_Achievable Technical Potential | F3 | Industrial | Wood and Lumber Products | Existing | Process | Natural Gas | Gas Boiler - Insulate Hot Water Lines | A | Original Unit Winter Peak Savings (kW) | Achievable Technical Potential | 0 | 0 | 0 | 0 | 0 | 0 | 0 | 0 | 0 | 0 | 0 | 0 | 0 | 0 | 0 | 0 | 0 | 0 | 0 | 0 | 0 | 0 | 0 | 0 | 0 | 0 | 0 | 0 | 0 | 0 | 0
F4_Industrial_Wood and Lumber Products_Existing_Process_Natural Gas_Gas Boiler - Insulate Hot Water Lines_A_Achievable Technical Potential | F4 | Industrial | Wood and Lumber Products | Existing | Process | Natural Gas | Gas Boiler - Insulate Hot Water Lines | A | Standalone Impact on Baseline Energy (%) | Achievable Technical Potential | 0% | 0% | 0% | 0% | 0% | 0.03955% | 0.07913% | 0.1191% | 0.1586% | 0.1981% | 0.2402% | 0.2804% | 0.3205% | 0.3652% | 0.4034% | 0.4468% | 0.4863% | 0.5283% | 0.5726% | 0.6115% | 0.6536% | 0.6957% | 0.7378% | 0.7799% | 0.0082188 | 0.0082428 | 0.0082649 | 0.0082849 | 0 | 0 | 0
F5_Industrial_Wood and Lumber Products_Existing_Process_Natural Gas_Gas Boiler - Insulate Hot Water Lines_A_Achievable Technical Potential | F5 | Industrial | Wood and Lumber Products | Existing | Process | Natural Gas | Gas Boiler - Insulate Hot Water Lines | A | Standalone Impact on Baseline Summer Peak (%) | Achievable Technical Potential | 0% | 0% | 0% | 0% | 0% | 0% | 0% | 0% | 0% | 0% | 0% | 0% | 0% | 0% | 0% | 0% | 0% | 0% | 0% | 0% | 0% | 0% | 0% | 0% | 0 | 0 | 0 | 0 | 0 | 0 | 0
F6_Industrial_Wood and Lumber Products_Existing_Process_Natural Gas_Gas Boiler - Insulate Hot Water Lines_A_Achievable Technical Potential | F6 | Industrial | Wood and Lumber Products | Existing | Process | Natural Gas | Gas Boiler - Insulate Hot Water Lines | A | Standalone Impact on Baseline Winter Peak (%) | Achievable Technical Potential | 0% | 0% | 0% | 0% | 0% | 0% | 0% | 0% | 0% | 0% | 0% | 0% | 0% | 0% | 0% | 0% | 0% | 0% | 0% | 0% | 0% | 0% | 0% | 0% | 0 | 0 | 0 | 0 | 0 | 0 | 0
F7_Industrial_Wood and Lumber Products_Existing_Process_Natural Gas_Gas Boiler - Insulate Hot Water Lines_A_Achievable Technical Potential | F7 | Industrial | Wood and Lumber Products | Existing | Process | Natural Gas | Gas Boiler - Insulate Hot Water Lines | A | Incremental Energy Savings (MWh or mTherms) | Achievable Technical Potential | 0 | 0 | 0 | 0 | 0 | 0.21645 | 0.21633 | 0.21505 | 0.21517 | 0.21535 | 0.21261 | 0.21203 | 0.2116 | 0.20824 | 0.20904 | 0.20704 | 0.20707 | 0.20603 | 0.20419 | 0.20443 | 0.20359 | 0.20279 | 0.20206 | 0.20137 | 0.20073 | 0 | 0 | 0 | 0 | 0 | 0
F8_Industrial_Wood and Lumber Products_Existing_Process_Natural Gas_Gas Boiler - Insulate Hot Water Lines_A_Achievable Technical Potential | F8 | Industrial | Wood and Lumber Products | Existing | Process | Natural Gas | Gas Boiler - Insulate Hot Water Lines | A | Incremental Summer Peak Savings (MW) | Achievable Technical Potential | 0 | 0 | 0 | 0 | 0 | 0 | 0 | 0 | 0 | 0 | 0 | 0 | 0 | 0 | 0 | 0 | 0 | 0 | 0 | 0 | 0 | 0 | 0 | 0 | 0 | 0 | 0 | 0 | 0 | 0 | 0
F9_Industrial_Wood and Lumber Products_Existing_Process_Natural Gas_Gas Boiler - Insulate Hot Water Lines_A_Achievable Technical Potential | F9 | Industrial | Wood and Lumber Products | Existing | Process | Natural Gas | Gas Boiler - Insulate Hot Water Lines | A | Incremental Winter Peak Savings (MW) | Achievable Technical Potential | 0 | 0 | 0 | 0 | 0 | 0 | 0 | 0 | 0 | 0 | 0 | 0 | 0 | 0 | 0 | 0 | 0 | 0 | 0 | 0 | 0 | 0 | 0 | 0 | 0 | 0 | 0 | 0 | 0 | 0 | 0
F10_Industrial_Wood and Lumber Products_Existing_Process_Natural Gas_Gas Boiler - Insulate Hot Water Lines_A_Achievable Technical Potential | F10 | Industrial | Wood and Lumber Products | Existing | Process | Natural Gas | Gas Boiler - Insulate Hot Water Lines | A | Cumulative Energy Savings (MWh or mTherms) | Achievable Technical Potential | 0 | 0 | 0 | 0 | 0 | 0.21645 | 0.43278 | 0.64783 | 0.863 | 1.0783 | 1.291 | 1.503 | 1.7146 | 1.9228 | 2.1319 | 2.3389 | 2.546 | 2.752 | 2.9562 | 3.1606 | 3.3642 | 3.567 | 3.7691 | 3.9704 | 4.1712 | 4.1712 | 4.1712 | 4.1712 | 4.1712 | 4.1712 | 4.1712
F11_Industrial_Wood and Lumber Products_Existing_Process_Natural Gas_Gas Boiler - Insulate Hot Water Lines_A_Achievable Technical Potential | F11 | Industrial | Wood and Lumber Products | Existing | Process | Natural Gas | Gas Boiler - Insulate Hot Water Lines | A | Cumulative Summer Peak Savings (MW) | Achievable Technical Potential | 0 | 0 | 0 | 0 | 0 | 0 | 0 | 0 | 0 | 0 | 0 | 0 | 0 | 0 | 0 | 0 | 0 | 0 | 0 | 0 | 0 | 0 | 0 | 0 | 0 | 0 | 0 | 0 | 0 | 0 | 0
F12_Industrial_Wood and Lumber Products_Existing_Process_Natural Gas_Gas Boiler - Insulate Hot Water Lines_A_Achievable Technical Potential | F12 | Industrial | Wood and Lumber Products | Existing | Process | Natural Gas | Gas Boiler - Insulate Hot Water Lines | A | Cumulative Winter Peak Savings (MW) | Achievable Technical Potential | 0 | 0 | 0 | 0 | 0 | 0 | 0 | 0 | 0 | 0 | 0 | 0 | 0 | 0 | 0 | 0 | 0 | 0 | 0 | 0 | 0 | 0 | 0 | 0 | 0 | 0 | 0 | 0 | 0 | 0 | 0
F13_Industrial_Wood and Lumber Products_Existing_Process_Natural Gas_Gas Boiler - Insulate Hot Water Lines_A_Achievable Technical Potential | F13 | Industrial | Wood and Lumber Products | Existing | Process | Natural Gas | Gas Boiler - Insulate Hot Water Lines | A | Purchases (Incremental) | Achievable Technical Potential | 0 | 0 | 0 | 0 | 0 | 2.795 | 2.7934 | 2.777 | 2.7785 | 2.7808 | 2.7454 | 2.7379 | 2.7324 | 2.689 | 2.6993 | 2.6735 | 2.6739 | 2.6604 | 2.6367 | 2.6398 | 2.6289 | 2.6187 | 2.6091 | 2.6003 | 2.5921 | 0 | 0 | 0 | 0 | 0 | 0
F14_Industrial_Wood and Lumber Products_Existing_Process_Natural Gas_Gas Boiler - Insulate Hot Water Lines_A_Achievable Technical Potential | F14 | Industrial | Wood and Lumber Products | Existing | Process | Natural Gas | Gas Boiler - Insulate Hot Water Lines | A | Purchases (Cumulative) | Achievable Technical Potential | 0 | 0 | 0 | 0 | 0 | 2.795 | 5.5884 | 8.3654 | 11.1438 | 13.9246 | 16.67 | 19.408 | 22.1403 | 24.8293 | 27.5286 | 30.2021 | 32.876 | 35.5364 | 38.1731 | 40.8129 | 43.4418 | 46.0604 | 48.6695 | 51.2698 | 53.8618 | 53.8618 | 53.8618 | 53.8618 | 53.8618 | 53.8618 | 53.8618
F1_Industrial_Wood and Lumber Products_Existing_Process_Natural Gas_Process - Insulate Heated Process Fluids_A_Achievable Technical Potential | F1 | Industrial | Wood and Lumber Products | Existing | Process | Natural Gas | Process - Insulate Heated Process Fluids | A | Original Unit Energy Savings (kWh or therms) | Achievable Technical Potential | 0 | 0 | 0 | 0 | 0 | 125.8253 | 125.8253 | 125.8253 | 125.8253 | 125.8253 | 125.8253 | 125.8253 | 125.8253 | 125.8253 | 125.8253 | 125.8253 | 125.8253 | 125.8253 | 125.8253 | 125.8253 | 125.8253 | 125.8253 | 125.8253 | 125.8253 | 125.8253 | 125.8253 | 125.8253 | 125.8253 | 125.8253 | 125.8253 | 125.8253
F2_Industrial_Wood and Lumber Products_Existing_Process_Natural Gas_Process - Insulate Heated Process Fluids_A_Achievable Technical Potential | F2 | Industrial | Wood and Lumber Products | Existing | Process | Natural Gas | Process - Insulate Heated Process Fluids | A | Original Unit Summer Peak Savings (kW) | Achievable Technical Potential | 0 | 0 | 0 | 0 | 0 | 0 | 0 | 0 | 0 | 0 | 0 | 0 | 0 | 0 | 0 | 0 | 0 | 0 | 0 | 0 | 0 | 0 | 0 | 0 | 0 | 0 | 0 | 0 | 0 | 0 | 0
F3_Industrial_Wood and Lumber Products_Existing_Process_Natural Gas_Process - Insulate Heated Process Fluids_A_Achievable Technical Potential | F3 | Industrial | Wood and Lumber Products | Existing | Process | Natural Gas | Process - Insulate Heated Process Fluids | A | Original Unit Winter Peak Savings (kW) | Achievable Technical Potential | 0 | 0 | 0 | 0 | 0 | 0 | 0 | 0 | 0 | 0 | 0 | 0 | 0 | 0 | 0 | 0 | 0 | 0 | 0 | 0 | 0 | 0 | 0 | 0 | 0 | 0 | 0 | 0 | 0 | 0 | 0
F4_Industrial_Wood and Lumber Products_Existing_Process_Natural Gas_Process - Insulate Heated Process Fluids_A_Achievable Technical Potential | F4 | Industrial | Wood and Lumber Products | Existing | Process | Natural Gas | Process - Insulate Heated Process Fluids | A | Standalone Impact on Baseline Energy (%) | Achievable Technical Potential | 0% | 0% | 0% | 0% | 0% | 0.07029% | 0.1406% | 0.2117% | 0.2819% | 0.352% | 0.4198% | 0.4715% | 0.513% | 0.5536% | 0.5774% | 0.6037% | 0.6202% | 0.6366% | 0.653% | 0.6607% | 0.6702% | 0.6729% | 0.6754% | 0.6777% | 0.0067981 | 0.006818 | 0.0068362 | 0.0068528 | 0 | 0 | 0
F5_Industrial_Wood and Lumber Products_Existing_Process_Natural Gas_Process - Insulate Heated Process Fluids_A_Achievable Technical Potential | F5 | Industrial | Wood and Lumber Products | Existing | Process | Natural Gas | Process - Insulate Heated Process Fluids | A | Standalone Impact on Baseline Summer Peak (%) | Achievable Technical Potential | 0% | 0% | 0% | 0% | 0% | 0% | 0% | 0% | 0% | 0% | 0% | 0% | 0% | 0% | 0% | 0% | 0% | 0% | 0% | 0% | 0% | 0% | 0% | 0% | 0 | 0 | 0 | 0 | 0 | 0 | 0
F6_Industrial_Wood and Lumber Products_Existing_Process_Natural Gas_Process - Insulate Heated Process Fluids_A_Achievable Technical Potential | F6 | Industrial | Wood and Lumber Products | Existing | Process | Natural Gas | Process - Insulate Heated Process Fluids | A | Standalone Impact on Baseline Winter Peak (%) | Achievable Technical Potential | 0% | 0% | 0% | 0% | 0% | 0% | 0% | 0% | 0% | 0% | 0% | 0% | 0% | 0% | 0% | 0% | 0% | 0% | 0% | 0% | 0% | 0% | 0% | 0% | 0 | 0 | 0 | 0 | 0 | 0 | 0
F7_Industrial_Wood and Lumber Products_Existing_Process_Natural Gas_Process - Insulate Heated Process Fluids_A_Achievable Technical Potential | F7 | Industrial | Wood and Lumber Products | Existing | Process | Natural Gas | Process - Insulate Heated Process Fluids | A | Incremental Energy Savings (MWh or mTherms) | Achievable Technical Potential | 0 | 0 | 0 | 0 | 0 | 0.38465 | 0.38443 | 0.38217 | 0.38237 | 0.38269 | 0.34005 | 0.27129 | 0.2166 | 0.17052 | 0.13694 | 0.10851 | 0.086817 | 0.069104 | 0.05479 | 0.043884 | 0.034962 | 0.00023754 | 8.4527e-05 | 2.8718e-05 | 9.3351e-06 | 7.9117e-06 | 7.8906e-06 | 7.8715e-06 | 7.8544e-06 | 7.8391e-06 | 7.8258e-06
F8_Industrial_Wood and Lumber Products_Existing_Process_Natural Gas_Process - Insulate Heated Process Fluids_A_Achievable Technical Potential | F8 | Industrial | Wood and Lumber Products | Existing | Process | Natural Gas | Process - Insulate Heated Process Fluids | A | Incremental Summer Peak Savings (MW) | Achievable Technical Potential | 0 | 0 | 0 | 0 | 0 | 0 | 0 | 0 | 0 | 0 | 0 | 0 | 0 | 0 | 0 | 0 | 0 | 0 | 0 | 0 | 0 | 0 | 0 | 0 | 0 | 0 | 0 | 0 | 0 | 0 | 0
F9_Industrial_Wood and Lumber Products_Existing_Process_Natural Gas_Process - Insulate Heated Process Fluids_A_Achievable Technical Potential | F9 | Industrial | Wood and Lumber Products | Existing | Process | Natural Gas | Process - Insulate Heated Process Fluids | A | Incremental Winter Peak Savings (MW) | Achievable Technical Potential | 0 | 0 | 0 | 0 | 0 | 0 | 0 | 0 | 0 | 0 | 0 | 0 | 0 | 0 | 0 | 0 | 0 | 0 | 0 | 0 | 0 | 0 | 0 | 0 | 0 | 0 | 0 | 0 | 0 | 0 | 0
F10_Industrial_Wood and Lumber Products_Existing_Process_Natural Gas_Process - Insulate Heated Process Fluids_A_Achievable Technical Potential | F10 | Industrial | Wood and Lumber Products | Existing | Process | Natural Gas | Process - Insulate Heated Process Fluids | A | Cumulative Energy Savings (MWh or mTherms) | Achievable Technical Potential | 0 | 0 | 0 | 0 | 0 | 0.38465 | 0.76908 | 1.1512 | 1.5336 | 1.9163 | 2.2564 | 2.5277 | 2.7443 | 2.9148 | 3.0517 | 3.1602 | 3.247 | 3.3161 | 3.3709 | 3.4148 | 3.4498 | 3.45 | 3.4501 | 3.4501 | 3.4501 | 3.4501 | 3.4502 | 3.4502 | 3.4502 | 3.4502 | 3.4502
F11_Industrial_Wood and Lumber Products_Existing_Process_Natural Gas_Process - Insulate Heated Process Fluids_A_Achievable Technical Potential | F11 | Industrial | Wood and Lumber Products | Existing | Process | Natural Gas | Process - Insulate Heated Process Fluids | A | Cumulative Summer Peak Savings (MW) | Achievable Technical Potential | 0 | 0 | 0 | 0 | 0 | 0 | 0 | 0 | 0 | 0 | 0 | 0 | 0 | 0 | 0 | 0 | 0 | 0 | 0 | 0 | 0 | 0 | 0 | 0 | 0 | 0 | 0 | 0 | 0 | 0 | 0
F12_Industrial_Wood and Lumber Products_Existing_Process_Natural Gas_Process - Insulate Heated Process Fluids_A_Achievable Technical Potential | F12 | Industrial | Wood and Lumber Products | Existing | Process | Natural Gas | Process - Insulate Heated Process Fluids | A | Cumulative Winter Peak Savings (MW) | Achievable Technical Potential | 0 | 0 | 0 | 0 | 0 | 0 | 0 | 0 | 0 | 0 | 0 | 0 | 0 | 0 | 0 | 0 | 0 | 0 | 0 | 0 | 0 | 0 | 0 | 0 | 0 | 0 | 0 | 0 | 0 | 0 | 0
F13_Industrial_Wood and Lumber Products_Existing_Process_Natural Gas_Process - Insulate Heated Process Fluids_A_Achievable Technical Potential | F13 | Industrial | Wood and Lumber Products | Existing | Process | Natural Gas | Process - Insulate Heated Process Fluids | A | Purchases (Incremental) | Achievable Technical Potential | 0 | 0 | 0 | 0 | 0 | 3.057 | 3.0553 | 3.0373 | 3.0389 | 3.0414 | 2.7025 | 2.1561 | 1.7214 | 1.3552 | 1.0883 | 0.86237 | 0.68998 | 0.54921 | 0.43545 | 0.34877 | 0.27786 | 0.0018879 | 0.00067178 | 0.00022824 | 7.4191e-05 | 6.2879e-05 | 6.2711e-05 | 6.2559e-05 | 6.2423e-05 | 6.2302e-05 | 6.2196e-05
F14_Industrial_Wood and Lumber Products_Existing_Process_Natural Gas_Process - Insulate Heated Process Fluids_A_Achievable Technical Potential | F14 | Industrial | Wood and Lumber Products | Existing | Process | Natural Gas | Process - Insulate Heated Process Fluids | A | Purchases (Cumulative) | Achievable Technical Potential | 0 | 0 | 0 | 0 | 0 | 3.057 | 6.1123 | 9.1496 | 12.1885 | 15.2299 | 17.9325 | 20.0886 | 21.81 | 23.1652 | 24.2536 | 25.116 | 25.8059 | 26.3551 | 26.7906 | 27.1394 | 27.4172 | 27.4191 | 27.4198 | 27.42 | 27.4201 | 27.4201 | 27.4202 | 27.4203 | 27.4203 | 27.4204 | 27.4205
F1_Industrial_Wood and Lumber Products_Existing_Process_Natural Gas_Process Heat Recovery_A_Achievable Technical Potential | F1 | Industrial | Wood and Lumber Products | Existing | Process | Natural Gas | Process Heat Recovery | A | Original Unit Energy Savings (kWh or therms) | Achievable Technical Potential | 0 | 0 | 0 | 0 | 0 | 0.21081 | 0.21081 | 0.21081 | 0.21081 | 0.21081 | 0.21081 | 0.21081 | 0.21081 | 0.21081 | 0.21081 | 0.21081 | 0.21081 | 0.21081 | 0.21081 | 0.21081 | 0.21081 | 0.21081 | 0.21081 | 0.21081 | 0.21081 | 0.21081 | 0.21081 | 0.21081 | 0 | 0 | 0
F2_Industrial_Wood and Lumber Products_Existing_Process_Natural Gas_Process Heat Recovery_A_Achievable Technical Potential | F2 | Industrial | Wood and Lumber Products | Existing | Process | Natural Gas | Process Heat Recovery | A | Original Unit Summer Peak Savings (kW) | Achievable Technical Potential | 0 | 0 | 0 | 0 | 0 | 0 | 0 | 0 | 0 | 0 | 0 | 0 | 0 | 0 | 0 | 0 | 0 | 0 | 0 | 0 | 0 | 0 | 0 | 0 | 0 | 0 | 0 | 0 | 0 | 0 | 0
F3_Industrial_Wood and Lumber Products_Existing_Process_Natural Gas_Process Heat Recovery_A_Achievable Technical Potential | F3 | Industrial | Wood and Lumber Products | Existing | Process | Natural Gas | Process Heat Recovery | A | Original Unit Winter Peak Savings (kW) | Achievable Technical Potential | 0 | 0 | 0 | 0 | 0 | 0 | 0 | 0 | 0 | 0 | 0 | 0 | 0 | 0 | 0 | 0 | 0 | 0 | 0 | 0 | 0 | 0 | 0 | 0 | 0 | 0 | 0 | 0 | 0 | 0 | 0
F4_Industrial_Wood and Lumber Products_Existing_Process_Natural Gas_Process Heat Recovery_A_Achievable Technical Potential | F4 | Industrial | Wood and Lumber Products | Existing | Process | Natural Gas | Process Heat Recovery | A | Standalone Impact on Baseline Energy (%) | Achievable Technical Potential | 0% | 0% | 0% | 0% | 0% | 0.004239% | 0.008481% | 0.01277% | 0.017% | 0.02123% | 0.02532% | 0.02844% | 0.03094% | 0.03339% | 0.03483% | 0.03641% | 0.03741% | 0.0384% | 0.03938% | 0.03985% | 0.04042% | 0.04058% | 0.04073% | 0.04087% | 0.00041002 | 0.00041122 | 0.00041232 | 0.00041332 | 0 | 0 | 0
F5_Industrial_Wood and Lumber Products_Existing_Process_Natural Gas_Process Heat Recovery_A_Achievable Technical Potential | F5 | Industrial | Wood and Lumber Products | Existing | Process | Natural Gas | Process Heat Recovery | A | Standalone Impact on Baseline Summer Peak (%) | Achievable Technical Potential | 0% | 0% | 0% | 0% | 0% | 0% | 0% | 0% | 0% | 0% | 0% | 0% | 0% | 0% | 0% | 0% | 0% | 0% | 0% | 0% | 0% | 0% | 0% | 0% | 0 | 0 | 0 | 0 | 0 | 0 | 0
F6_Industrial_Wood and Lumber Products_Existing_Process_Natural Gas_Process Heat Recovery_A_Achievable Technical Potential | F6 | Industrial | Wood and Lumber Products | Existing | Process | Natural Gas | Process Heat Recovery | A | Standalone Impact on Baseline Winter Peak (%) | Achievable Technical Potential | 0% | 0% | 0% | 0% | 0% | 0% | 0% | 0% | 0% | 0% | 0% | 0% | 0% | 0% | 0% | 0% | 0% | 0% | 0% | 0% | 0% | 0% | 0% | 0% | 0 | 0 | 0 | 0 | 0 | 0 | 0
F7_Industrial_Wood and Lumber Products_Existing_Process_Natural Gas_Process Heat Recovery_A_Achievable Technical Potential | F7 | Industrial | Wood and Lumber Products | Existing | Process | Natural Gas | Process Heat Recovery | A | Incremental Energy Savings (MWh or mTherms) | Achievable Technical Potential | 0 | 0 | 0 | 0 | 0 | 0.0232 | 0.023187 | 0.02305 | 0.023063 | 0.023082 | 0.02051 | 0.016363 | 0.013064 | 0.010285 | 0.0082595 | 0.0065446 | 0.0052363 | 0.004168 | 0.0033046 | 0.0026468 | 0.0021087 | 1.4327e-05 | 5.0982e-06 | 1.7321e-06 | 5.6304e-07 | 4.7719e-07 | 4.7592e-07 | 4.7476e-07 | 0 | 0 | 0
F8_Industrial_Wood and Lumber Products_Existing_Process_Natural Gas_Process Heat Recovery_A_Achievable Technical Potential | F8 | Industrial | Wood and Lumber Products | Existing | Process | Natural Gas | Process Heat Recovery | A | Incremental Summer Peak Savings (MW) | Achievable Technical Potential | 0 | 0 | 0 | 0 | 0 | 0 | 0 | 0 | 0 | 0 | 0 | 0 | 0 | 0 | 0 | 0 | 0 | 0 | 0 | 0 | 0 | 0 | 0 | 0 | 0 | 0 | 0 | 0 | 0 | 0 | 0
F9_Industrial_Wood and Lumber Products_Existing_Process_Natural Gas_Process Heat Recovery_A_Achievable Technical Potential | F9 | Industrial | Wood and Lumber Products | Existing | Process | Natural Gas | Process Heat Recovery | A | Incremental Winter Peak Savings (MW) | Achievable Technical Potential | 0 | 0 | 0 | 0 | 0 | 0 | 0 | 0 | 0 | 0 | 0 | 0 | 0 | 0 | 0 | 0 | 0 | 0 | 0 | 0 | 0 | 0 | 0 | 0 | 0 | 0 | 0 | 0 | 0 | 0 | 0
F10_Industrial_Wood and Lumber Products_Existing_Process_Natural Gas_Process Heat Recovery_A_Achievable Technical Potential | F10 | Industrial | Wood and Lumber Products | Existing | Process | Natural Gas | Process Heat Recovery | A | Cumulative Energy Savings (MWh or mTherms) | Achievable Technical Potential | 0 | 0 | 0 | 0 | 0 | 0.0232 | 0.046386 | 0.069437 | 0.092499 | 0.11558 | 0.13609 | 0.15245 | 0.16552 | 0.1758 | 0.18406 | 0.19061 | 0.19584 | 0.20001 | 0.20332 | 0.20596 | 0.20807 | 0.20809 | 0.20809 | 0.20809 | 0.20809 | 0.20809 | 0.20809 | 0.20809 | 0 | 0 | 0
F11_Industrial_Wood and Lumber Products_Existing_Process_Natural Gas_Process Heat Recovery_A_Achievable Technical Potential | F11 | Industrial | Wood and Lumber Products | Existing | Process | Natural Gas | Process Heat Recovery | A | Cumulative Summer Peak Savings (MW) | Achievable Technical Potential | 0 | 0 | 0 | 0 | 0 | 0 | 0 | 0 | 0 | 0 | 0 | 0 | 0 | 0 | 0 | 0 | 0 | 0 | 0 | 0 | 0 | 0 | 0 | 0 | 0 | 0 | 0 | 0 | 0 | 0 | 0
F12_Industrial_Wood and Lumber Products_Existing_Process_Natural Gas_Process Heat Recovery_A_Achievable Technical Potential | F12 | Industrial | Wood and Lumber Products | Existing | Process | Natural Gas | Process Heat Recovery | A | Cumulative Winter Peak Savings (MW) | Achievable Technical Potential | 0 | 0 | 0 | 0 | 0 | 0 | 0 | 0 | 0 | 0 | 0 | 0 | 0 | 0 | 0 | 0 | 0 | 0 | 0 | 0 | 0 | 0 | 0 | 0 | 0 | 0 | 0 | 0 | 0 | 0 | 0
F13_Industrial_Wood and Lumber Products_Existing_Process_Natural Gas_Process Heat Recovery_A_Achievable Technical Potential | F13 | Industrial | Wood and Lumber Products | Existing | Process | Natural Gas | Process Heat Recovery | A | Purchases (Incremental) | Achievable Technical Potential | 0 | 0 | 0 | 0 | 0 | 110.0514 | 109.991 | 109.3423 | 109.4014 | 109.4919 | 97.2913 | 77.6204 | 61.9702 | 48.7889 | 39.1802 | 31.0452 | 24.8394 | 19.7715 | 15.6761 | 12.5557 | 10.0031 | 0.067963 | 0.024184 | 0.0082166 | 0.0026709 | 0.0022636 | 0.0022576 | 0.0022521 | 9.3059e-07 | 9.3059e-07 | 9.3059e-07
F14_Industrial_Wood and Lumber Products_Existing_Process_Natural Gas_Process Heat Recovery_A_Achievable Technical Potential | F14 | Industrial | Wood and Lumber Products | Existing | Process | Natural Gas | Process Heat Recovery | A | Purchases (Cumulative) | Achievable Technical Potential | 0 | 0 | 0 | 0 | 0 | 110.0514 | 220.0424 | 329.3847 | 438.7861 | 548.2781 | 645.5694 | 723.1897 | 785.16 | 833.9489 | 873.129 | 904.1742 | 929.0136 | 948.7851 | 964.4613 | 977.017 | 987.0201 | 987.088 | 987.1122 | 987.1204 | 987.1231 | 987.1254 | 987.1276 | 987.1299 | 987.1299 | 987.1299 | 987.1299
F1_Industrial_Wood and Lumber Products_Existing_Space Heating_Natural Gas_Building Automation System_A_Achievable Technical Potential | F1 | Industrial | Wood and Lumber Products | Existing | Space Heating | Natural Gas | Building Automation System | A | Original Unit Energy Savings (kWh or therms) | Achievable Technical Potential | 0 | 0 | 0 | 0 | 0 | 0.015466 | 0.01539 | 0.015297 | 0.015198 | 0.015094 | 0.014989 | 0.014881 | 0.014774 | 0.014667 | 0.014552 | 0.014445 | 0.01434 | 0.014242 | 0.014151 | 0.014062 | 0.013978 | 0.013892 | 0.013815 | 0.013742 | 0.013672 | 0.013608 | 0.013548 | 0.013493 | 0 | 0 | 0
F2_Industrial_Wood and Lumber Products_Existing_Space Heating_Natural Gas_Building Automation System_A_Achievable Technical Potential | F2 | Industrial | Wood and Lumber Products | Existing | Space Heating | Natural Gas | Building Automation System | A | Original Unit Summer Peak Savings (kW) | Achievable Technical Potential | 0 | 0 | 0 | 0 | 0 | 0 | 0 | 0 | 0 | 0 | 0 | 0 | 0 | 0 | 0 | 0 | 0 | 0 | 0 | 0 | 0 | 0 | 0 | 0 | 0 | 0 | 0 | 0 | 0 | 0 | 0
F3_Industrial_Wood and Lumber Products_Existing_Space Heating_Natural Gas_Building Automation System_A_Achievable Technical Potential | F3 | Industrial | Wood and Lumber Products | Existing | Space Heating | Natural Gas | Building Automation System | A | Original Unit Winter Peak Savings (kW) | Achievable Technical Potential | 0 | 0 | 0 | 0 | 0 | 0 | 0 | 0 | 0 | 0 | 0 | 0 | 0 | 0 | 0 | 0 | 0 | 0 | 0 | 0 | 0 | 0 | 0 | 0 | 0 | 0 | 0 | 0 | 0 | 0 | 0
F4_Industrial_Wood and Lumber Products_Existing_Space Heating_Natural Gas_Building Automation System_A_Achievable Technical Potential | F4 | Industrial | Wood and Lumber Products | Existing | Space Heating | Natural Gas | Building Automation System | A | Standalone Impact on Baseline Energy (%) | Achievable Technical Potential | 0% | 0% | 0% | 0% | 0% | 0.01308% | 0.03923% | 0.08588% | 0.1613% | 0.2758% | 0.4435% | 0.668% | 0.9588% | 1.332% | 1.749% | 2.24% | 2.743% | 3.263% | 3.77% | 4.184% | 4.549% | 4.832% | 5.033% | 5.167% | 0.052602 | 0.052755 | 0.052896 | 0.053025 | 0 | 0 | 0
F5_Industrial_Wood and Lumber Products_Existing_Space Heating_Natural Gas_Building Automation System_A_Achievable Technical Potential | F5 | Industrial | Wood and Lumber Products | Existing | Space Heating | Natural Gas | Building Automation System | A | Standalone Impact on Baseline Summer Peak (%) | Achievable Technical Potential | 0% | 0% | 0% | 0% | 0% | 0% | 0% | 0% | 0% | 0% | 0% | 0% | 0% | 0% | 0% | 0% | 0% | 0% | 0% | 0% | 0% | 0% | 0% | 0% | 0 | 0 | 0 | 0 | 0 | 0 | 0
F6_Industrial_Wood and Lumber Products_Existing_Space Heating_Natural Gas_Building Automation System_A_Achievable Technical Potential | F6 | Industrial | Wood and Lumber Products | Existing | Space Heating | Natural Gas | Building Automation System | A | Standalone Impact on Baseline Winter Peak (%) | Achievable Technical Potential | 0% | 0% | 0% | 0% | 0% | 0% | 0% | 0% | 0% | 0% | 0% | 0% | 0% | 0% | 0% | 0% | 0% | 0% | 0% | 0% | 0% | 0% | 0% | 0% | 0 | 0 | 0 | 0 | 0 | 0 | 0
F7_Industrial_Wood and Lumber Products_Existing_Space Heating_Natural Gas_Building Automation System_A_Achievable Technical Potential | F7 | Industrial | Wood and Lumber Products | Existing | Space Heating | Natural Gas | Building Automation System | A | Incremental Energy Savings (MWh or mTherms) | Achievable Technical Potential | 0 | 0 | 0 | 0 | 0 | 0.009949 | 0.019779 | 0.0347 | 0.056109 | 0.084656 | 0.11887 | 0.1601 | 0.20563 | 0.24848 | 0.29182 | 0.32191 | 0.33999 | 0.33738 | 0.31318 | 0.27395 | 0.22427 | 0.16979 | 0.11646 | 0.073761 | 0.047711 | 0 | 0 | 0 | 0 | 0 | 0
F8_Industrial_Wood and Lumber Products_Existing_Space Heating_Natural Gas_Building Automation System_A_Achievable Technical Potential | F8 | Industrial | Wood and Lumber Products | Existing | Space Heating | Natural Gas | Building Automation System | A | Incremental Summer Peak Savings (MW) | Achievable Technical Potential | 0 | 0 | 0 | 0 | 0 | 0 | 0 | 0 | 0 | 0 | 0 | 0 | 0 | 0 | 0 | 0 | 0 | 0 | 0 | 0 | 0 | 0 | 0 | 0 | 0 | 0 | 0 | 0 | 0 | 0 | 0
F9_Industrial_Wood and Lumber Products_Existing_Space Heating_Natural Gas_Building Automation System_A_Achievable Technical Potential | F9 | Industrial | Wood and Lumber Products | Existing | Space Heating | Natural Gas | Building Automation System | A | Incremental Winter Peak Savings (MW) | Achievable Technical Potential | 0 | 0 | 0 | 0 | 0 | 0 | 0 | 0 | 0 | 0 | 0 | 0 | 0 | 0 | 0 | 0 | 0 | 0 | 0 | 0 | 0 | 0 | 0 | 0 | 0 | 0 | 0 | 0 | 0 | 0 | 0
F10_Industrial_Wood and Lumber Products_Existing_Space Heating_Natural Gas_Building Automation System_A_Achievable Technical Potential | F10 | Industrial | Wood and Lumber Products | Existing | Space Heating | Natural Gas | Building Automation System | A | Cumulative Energy Savings (MWh or mTherms) | Achievable Technical Potential | 0 | 0 | 0 | 0 | 0 | 0.009949 | 0.02968 | 0.064199 | 0.11989 | 0.20373 | 0.32119 | 0.47898 | 0.68115 | 0.92471 | 1.2093 | 1.5223 | 1.8512 | 2.1759 | 2.4752 | 2.7336 | 2.9415 | 3.0933 | 3.1925 | 3.2494 | 3.2806 | 3.2652 | 3.2509 | 3.2376 | 0 | 0 | 0
F11_Industrial_Wood and Lumber Products_Existing_Space Heating_Natural Gas_Building Automation System_A_Achievable Technical Potential | F11 | Industrial | Wood and Lumber Products | Existing | Space Heating | Natural Gas | Building Automation System | A | Cumulative Summer Peak Savings (MW) | Achievable Technical Potential | 0 | 0 | 0 | 0 | 0 | 0 | 0 | 0 | 0 | 0 | 0 | 0 | 0 | 0 | 0 | 0 | 0 | 0 | 0 | 0 | 0 | 0 | 0 | 0 | 0 | 0 | 0 | 0 | 0 | 0 | 0
F12_Industrial_Wood and Lumber Products_Existing_Space Heating_Natural Gas_Building Automation System_A_Achievable Technical Potential | F12 | Industrial | Wood and Lumber Products | Existing | Space Heating | Natural Gas | Building Automation System | A | Cumulative Winter Peak Savings (MW) | Achievable Technical Potential | 0 | 0 | 0 | 0 | 0 | 0 | 0 | 0 | 0 | 0 | 0 | 0 | 0 | 0 | 0 | 0 | 0 | 0 | 0 | 0 | 0 | 0 | 0 | 0 | 0 | 0 | 0 | 0 | 0 | 0 | 0
F13_Industrial_Wood and Lumber Products_Existing_Space Heating_Natural Gas_Building Automation System_A_Achievable Technical Potential | F13 | Industrial | Wood and Lumber Products | Existing | Space Heating | Natural Gas | Building Automation System | A | Purchases (Incremental) | Achievable Technical Potential | 0 | 0 | 0 | 0 | 0 | 643.2891 | 1285.1869 | 2268.4503 | 3691.9402 | 5608.4833 | 7930.5415 | 10758.235 | 13918.2407 | 16941.1052 | 20053.8625 | 22284.5719 | 23709.6654 | 23688.8201 | 22131.5194 | 19481.6051 | 16044.449 | 12221.5653 | 8430.2544 | 5367.6926 | 3489.6299 | 0 | 0 | 0 | 0 | 0 | 0
F14_Industrial_Wood and Lumber Products_Existing_Space Heating_Natural Gas_Building Automation System_A_Achievable Technical Potential | F14 | Industrial | Wood and Lumber Products | Existing | Space Heating | Natural Gas | Building Automation System | A | Purchases (Cumulative) | Achievable Technical Potential | 0 | 0 | 0 | 0 | 0 | 643.2891 | 1928.4759 | 4196.9262 | 7888.8665 | 13497.3498 | 21427.8913 | 32186.1263 | 46104.367 | 63045.4722 | 83099.3346 | 105383.9066 | 129093.5719 | 152782.392 | 174913.9114 | 194395.5166 | 210439.9656 | 222661.5309 | 231091.7853 | 236459.4778 | 239949.1077 | 239949.1077 | 239949.1077 | 239949.1077 | 239949.1077 | 239949.1077 | 239949.1077
F1_Industrial_Wood and Lumber Products_Existing_Space Heating_Natural Gas_Steam System Efficiency Improvements_A_Achievable Technical Potential | F1 | Industrial | Wood and Lumber Products | Existing | Space Heating | Natural Gas | Steam System Efficiency Improvements | A | Original Unit Energy Savings (kWh or therms) | Achievable Technical Potential | 0 | 0 | 0 | 0 | 0 | 0.13779 | 0.13686 | 0.13593 | 0.135 | 0.13407 | 0.13317 | 0.13227 | 0.13139 | 0.13051 | 0.12958 | 0.12873 | 0.12789 | 0.12707 | 0.12625 | 0.12544 | 0.12465 | 0.12383 | 0.12303 | 0.12227 | 0.12149 | 0.12079 | 0.12015 | 0.11956 | 0.11902 | 0.11854 | 0.11809
F2_Industrial_Wood and Lumber Products_Existing_Space Heating_Natural Gas_Steam System Efficiency Improvements_A_Achievable Technical Potential | F2 | Industrial | Wood and Lumber Products | Existing | Space Heating | Natural Gas | Steam System Efficiency Improvements | A | Original Unit Summer Peak Savings (kW) | Achievable Technical Potential | 0 | 0 | 0 | 0 | 0 | 0 | 0 | 0 | 0 | 0 | 0 | 0 | 0 | 0 | 0 | 0 | 0 | 0 | 0 | 0 | 0 | 0 | 0 | 0 | 0 | 0 | 0 | 0 | 0 | 0 | 0
F3_Industrial_Wood and Lumber Products_Existing_Space Heating_Natural Gas_Steam System Efficiency Improvements_A_Achievable Technical Potential | F3 | Industrial | Wood and Lumber Products | Existing | Space Heating | Natural Gas | Steam System Efficiency Improvements | A | Original Unit Winter Peak Savings (kW) | Achievable Technical Potential | 0 | 0 | 0 | 0 | 0 | 0 | 0 | 0 | 0 | 0 | 0 | 0 | 0 | 0 | 0 | 0 | 0 | 0 | 0 | 0 | 0 | 0 | 0 | 0 | 0 | 0 | 0 | 0 | 0 | 0 | 0
F4_Industrial_Wood and Lumber Products_Existing_Space Heating_Natural Gas_Steam System Efficiency Improvements_A_Achievable Technical Potential | F4 | Industrial | Wood and Lumber Products | Existing | Space Heating | Natural Gas | Steam System Efficiency Improvements | A | Standalone Impact on Baseline Energy (%) | Achievable Technical Potential | 0% | 0% | 0% | 0% | 0% | 0.0008258% | 0.002472% | 0.005409% | 0.01016% | 0.01736% | 0.02792% | 0.04208% | 0.06043% | 0.08401% | 0.1104% | 0.1415% | 0.1734% | 0.2063% | 0.2384% | 0.2645% | 0.2875% | 0.3052% | 0.3177% | 0.3258% | 0.0033128 | 0.0033188 | 0.0033245 | 0.0033299 | 0 | 0 | 0
F5_Industrial_Wood and Lumber Products_Existing_Space Heating_Natural Gas_Steam System Efficiency Improvements_A_Achievable Technical Potential | F5 | Industrial | Wood and Lumber Products | Existing | Space Heating | Natural Gas | Steam System Efficiency Improvements | A | Standalone Impact on Baseline Summer Peak (%) | Achievable Technical Potential | 0% | 0% | 0% | 0% | 0% | 0% | 0% | 0% | 0% | 0% | 0% | 0% | 0% | 0% | 0% | 0% | 0% | 0% | 0% | 0% | 0% | 0% | 0% | 0% | 0 | 0 | 0 | 0 | 0 | 0 | 0
F6_Industrial_Wood and Lumber Products_Existing_Space Heating_Natural Gas_Steam System Efficiency Improvements_A_Achievable Technical Potential | F6 | Industrial | Wood and Lumber Products | Existing | Space Heating | Natural Gas | Steam System Efficiency Improvements | A | Standalone Impact on Baseline Winter Peak (%) | Achievable Technical Potential | 0% | 0% | 0% | 0% | 0% | 0% | 0% | 0% | 0% | 0% | 0% | 0% | 0% | 0% | 0% | 0% | 0% | 0% | 0% | 0% | 0% | 0% | 0% | 0% | 0 | 0 | 0 | 0 | 0 | 0 | 0
F7_Industrial_Wood and Lumber Products_Existing_Space Heating_Natural Gas_Steam System Efficiency Improvements_A_Achievable Technical Potential | F7 | Industrial | Wood and Lumber Products | Existing | Space Heating | Natural Gas | Steam System Efficiency Improvements | A | Incremental Energy Savings (MWh or mTherms) | Achievable Technical Potential | 0 | 0 | 0 | 0 | 0 | 0.00062822 | 0.0012466 | 0.0021854 | 0.0035323 | 0.005329 | 0.0074846 | 0.010085 | 0.01296 | 0.01567 | 0.018417 | 0.020332 | 0.02149 | 0.021333 | 0.019803 | 0.017319 | 0.014174 | 0.010725 | 0.0073508 | 0.0046512 | 0.0030047 | 0 | 0 | 0 | 0 | 0 | 0
F8_Industrial_Wood and Lumber Products_Existing_Space Heating_Natural Gas_Steam System Efficiency Improvements_A_Achievable Technical Potential | F8 | Industrial | Wood and Lumber Products | Existing | Space Heating | Natural Gas | Steam System Efficiency Improvements | A | Incremental Summer Peak Savings (MW) | Achievable Technical Potential | 0 | 0 | 0 | 0 | 0 | 0 | 0 | 0 | 0 | 0 | 0 | 0 | 0 | 0 | 0 | 0 | 0 | 0 | 0 | 0 | 0 | 0 | 0 | 0 | 0 | 0 | 0 | 0 | 0 | 0 | 0
F9_Industrial_Wood and Lumber Products_Existing_Space Heating_Natural Gas_Steam System Efficiency Improvements_A_Achievable Technical Potential | F9 | Industrial | Wood and Lumber Products | Existing | Space Heating | Natural Gas | Steam System Efficiency Improvements | A | Incremental Winter Peak Savings (MW) | Achievable Technical Potential | 0 | 0 | 0 | 0 | 0 | 0 | 0 | 0 | 0 | 0 | 0 | 0 | 0 | 0 | 0 | 0 | 0 | 0 | 0 | 0 | 0 | 0 | 0 | 0 | 0 | 0 | 0 | 0 | 0 | 0 | 0
F10_Industrial_Wood and Lumber Products_Existing_Space Heating_Natural Gas_Steam System Efficiency Improvements_A_Achievable Technical Potential | F10 | Industrial | Wood and Lumber Products | Existing | Space Heating | Natural Gas | Steam System Efficiency Improvements | A | Cumulative Energy Savings (MWh or mTherms) | Achievable Technical Potential | 0 | 0 | 0 | 0 | 0 | 0.00062822 | 0.0018705 | 0.0040432 | 0.0075478 | 0.012825 | 0.020223 | 0.030172 | 0.04293 | 0.058314 | 0.076317 | 0.096148 | 0.11701 | 0.13759 | 0.15651 | 0.17281 | 0.1859 | 0.1954 | 0.2015 | 0.2049 | 0.20661 | 0.20541 | 0.20432 | 0.20332 | 0.20241 | 0.20157 | 0.20082
F11_Industrial_Wood and Lumber Products_Existing_Space Heating_Natural Gas_Steam System Efficiency Improvements_A_Achievable Technical Potential | F11 | Industrial | Wood and Lumber Products | Existing | Space Heating | Natural Gas | Steam System Efficiency Improvements | A | Cumulative Summer Peak Savings (MW) | Achievable Technical Potential | 0 | 0 | 0 | 0 | 0 | 0 | 0 | 0 | 0 | 0 | 0 | 0 | 0 | 0 | 0 | 0 | 0 | 0 | 0 | 0 | 0 | 0 | 0 | 0 | 0 | 0 | 0 | 0 | 0 | 0 | 0
F12_Industrial_Wood and Lumber Products_Existing_Space Heating_Natural Gas_Steam System Efficiency Improvements_A_Achievable Technical Potential | F12 | Industrial | Wood and Lumber Products | Existing | Space Heating | Natural Gas | Steam System Efficiency Improvements | A | Cumulative Winter Peak Savings (MW) | Achievable Technical Potential | 0 | 0 | 0 | 0 | 0 | 0 | 0 | 0 | 0 | 0 | 0 | 0 | 0 | 0 | 0 | 0 | 0 | 0 | 0 | 0 | 0 | 0 | 0 | 0 | 0 | 0 | 0 | 0 | 0 | 0 | 0
F13_Industrial_Wood and Lumber Products_Existing_Space Heating_Natural Gas_Steam System Efficiency Improvements_A_Achievable Technical Potential | F13 | Industrial | Wood and Lumber Products | Existing | Space Heating | Natural Gas | Steam System Efficiency Improvements | A | Purchases (Incremental) | Achievable Technical Potential | 0 | 0 | 0 | 0 | 0 | 4.5591 | 9.1083 | 16.0768 | 26.1652 | 39.748 | 56.2047 | 76.2449 | 98.6403 | 120.0637 | 142.1242 | 157.9335 | 168.0333 | 167.8856 | 156.8488 | 138.0685 | 113.709 | 86.6157 | 59.7462 | 38.0415 | 24.7314 | 0 | 0 | 0 | 0 | 0 | 0
F14_Industrial_Wood and Lumber Products_Existing_Space Heating_Natural Gas_Steam System Efficiency Improvements_A_Achievable Technical Potential | F14 | Industrial | Wood and Lumber Products | Existing | Space Heating | Natural Gas | Steam System Efficiency Improvements | A | Purchases (Cumulative) | Achievable Technical Potential | 0 | 0 | 0 | 0 | 0 | 4.5591 | 13.6673 | 29.7441 | 55.9094 | 95.6574 | 151.8621 | 228.107 | 326.7473 | 446.811 | 588.9351 | 746.8686 | 914.9019 | 1082.7875 | 1239.6363 | 1377.7048 | 1491.4138 | 1578.0295 | 1637.7757 | 1675.8172 | 1700.5487 | 1700.5487 | 1700.5487 | 1700.5487 | 1700.5487 | 1700.5487 | 1700.5487
F1_Industrial_Wood and Lumber Products_Existing_Process_Natural Gas_Steam System Efficiency Improvements_A_Achievable Technical Potential | F1 | Industrial | Wood and Lumber Products | Existing | Process | Natural Gas | Steam System Efficiency Improvements | A | Original Unit Energy Savings (kWh or therms) | Achievable Technical Potential | 0 | 0 | 0 | 0 | 0 | 0.98506 | 0.98506 | 0.98506 | 0.98506 | 0.98506 | 0.98506 | 0.98506 | 0.98506 | 0.98506 | 0.98506 | 0.98506 | 0.98506 | 0.98506 | 0.98506 | 0.98506 | 0.98506 | 0.98506 | 0.98506 | 0.98506 | 0.98506 | 0.98506 | 0.98506 | 0.98506 | 0.98506 | 0.98506 | 0.98506
F2_Industrial_Wood and Lumber Products_Existing_Process_Natural Gas_Steam System Efficiency Improvements_A_Achievable Technical Potential | F2 | Industrial | Wood and Lumber Products | Existing | Process | Natural Gas | Steam System Efficiency Improvements | A | Original Unit Summer Peak Savings (kW) | Achievable Technical Potential | 0 | 0 | 0 | 0 | 0 | 0 | 0 | 0 | 0 | 0 | 0 | 0 | 0 | 0 | 0 | 0 | 0 | 0 | 0 | 0 | 0 | 0 | 0 | 0 | 0 | 0 | 0 | 0 | 0 | 0 | 0
F3_Industrial_Wood and Lumber Products_Existing_Process_Natural Gas_Steam System Efficiency Improvements_A_Achievable Technical Potential | F3 | Industrial | Wood and Lumber Products | Existing | Process | Natural Gas | Steam System Efficiency Improvements | A | Original Unit Winter Peak Savings (kW) | Achievable Technical Potential | 0 | 0 | 0 | 0 | 0 | 0 | 0 | 0 | 0 | 0 | 0 | 0 | 0 | 0 | 0 | 0 | 0 | 0 | 0 | 0 | 0 | 0 | 0 | 0 | 0 | 0 | 0 | 0 | 0 | 0 | 0
F4_Industrial_Wood and Lumber Products_Existing_Process_Natural Gas_Steam System Efficiency Improvements_A_Achievable Technical Potential | F4 | Industrial | Wood and Lumber Products | Existing | Process | Natural Gas | Steam System Efficiency Improvements | A | Standalone Impact on Baseline Energy (%) | Achievable Technical Potential | 0% | 0% | 0% | 0% | 0% | 7.741e-05% | 0.0002322% | 0.0005083% | 0.0009549% | 0.001632% | 0.002625% | 0.003954% | 0.005675% | 0.007886% | 0.01035% | 0.01326% | 0.01624% | 0.01931% | 0.02231% | 0.02477% | 0.02692% | 0.0286% | 0.02979% | 0.03058% | 0.00031134 | 0.00031225 | 0.00031309 | 0.00031385 | 0 | 0 | 0
F5_Industrial_Wood and Lumber Products_Existing_Process_Natural Gas_Steam System Efficiency Improvements_A_Achievable Technical Potential | F5 | Industrial | Wood and Lumber Products | Existing | Process | Natural Gas | Steam System Efficiency Improvements | A | Standalone Impact on Baseline Summer Peak (%) | Achievable Technical Potential | 0% | 0% | 0% | 0% | 0% | 0% | 0% | 0% | 0% | 0% | 0% | 0% | 0% | 0% | 0% | 0% | 0% | 0% | 0% | 0% | 0% | 0% | 0% | 0% | 0 | 0 | 0 | 0 | 0 | 0 | 0
F6_Industrial_Wood and Lumber Products_Existing_Process_Natural Gas_Steam System Efficiency Improvements_A_Achievable Technical Potential | F6 | Industrial | Wood and Lumber Products | Existing | Process | Natural Gas | Steam System Efficiency Improvements | A | Standalone Impact on Baseline Winter Peak (%) | Achievable Technical Potential | 0% | 0% | 0% | 0% | 0% | 0% | 0% | 0% | 0% | 0% | 0% | 0% | 0% | 0% | 0% | 0% | 0% | 0% | 0% | 0% | 0% | 0% | 0% | 0% | 0 | 0 | 0 | 0 | 0 | 0 | 0
F7_Industrial_Wood and Lumber Products_Existing_Process_Natural Gas_Steam System Efficiency Improvements_A_Achievable Technical Potential | F7 | Industrial | Wood and Lumber Products | Existing | Process | Natural Gas | Steam System Efficiency Improvements | A | Incremental Energy Savings (MWh or mTherms) | Achievable Technical Potential | 0 | 0 | 0 | 0 | 0 | 0.00042362 | 0.00084632 | 0.0014938 | 0.0024312 | 0.0036933 | 0.0052224 | 0.0070845 | 0.0091654 | 0.011156 | 0.013206 | 0.014675 | 0.015613 | 0.0156 | 0.014574 | 0.012829 | 0.010566 | 0.0080481 | 0.0055515 | 0.0035347 | 0.002298 | 0 | 0 | 0 | 0 | 0 | 0
F8_Industrial_Wood and Lumber Products_Existing_Process_Natural Gas_Steam System Efficiency Improvements_A_Achievable Technical Potential | F8 | Industrial | Wood and Lumber Products | Existing | Process | Natural Gas | Steam System Efficiency Improvements | A | Incremental Summer Peak Savings (MW) | Achievable Technical Potential | 0 | 0 | 0 | 0 | 0 | 0 | 0 | 0 | 0 | 0 | 0 | 0 | 0 | 0 | 0 | 0 | 0 | 0 | 0 | 0 | 0 | 0 | 0 | 0 | 0 | 0 | 0 | 0 | 0 | 0 | 0
F9_Industrial_Wood and Lumber Products_Existing_Process_Natural Gas_Steam System Efficiency Improvements_A_Achievable Technical Potential | F9 | Industrial | Wood and Lumber Products | Existing | Process | Natural Gas | Steam System Efficiency Improvements | A | Incremental Winter Peak Savings (MW) | Achievable Technical Potential | 0 | 0 | 0 | 0 | 0 | 0 | 0 | 0 | 0 | 0 | 0 | 0 | 0 | 0 | 0 | 0 | 0 | 0 | 0 | 0 | 0 | 0 | 0 | 0 | 0 | 0 | 0 | 0 | 0 | 0 | 0
F10_Industrial_Wood and Lumber Products_Existing_Process_Natural Gas_Steam System Efficiency Improvements_A_Achievable Technical Potential | F10 | Industrial | Wood and Lumber Products | Existing | Process | Natural Gas | Steam System Efficiency Improvements | A | Cumulative Energy Savings (MWh or mTherms) | Achievable Technical Potential | 0 | 0 | 0 | 0 | 0 | 0.00042362 | 0.0012699 | 0.0027638 | 0.005195 | 0.0088883 | 0.014111 | 0.021195 | 0.030361 | 0.041517 | 0.054723 | 0.069397 | 0.085011 | 0.10061 | 0.11518 | 0.12801 | 0.13858 | 0.14663 | 0.15218 | 0.15571 | 0.15801 | 0.15801 | 0.15801 | 0.15801 | 0.15801 | 0.15801 | 0.15801
F11_Industrial_Wood and Lumber Products_Existing_Process_Natural Gas_Steam System Efficiency Improvements_A_Achievable Technical Potential | F11 | Industrial | Wood and Lumber Products | Existing | Process | Natural Gas | Steam System Efficiency Improvements | A | Cumulative Summer Peak Savings (MW) | Achievable Technical Potential | 0 | 0 | 0 | 0 | 0 | 0 | 0 | 0 | 0 | 0 | 0 | 0 | 0 | 0 | 0 | 0 | 0 | 0 | 0 | 0 | 0 | 0 | 0 | 0 | 0 | 0 | 0 | 0 | 0 | 0 | 0
F12_Industrial_Wood and Lumber Products_Existing_Process_Natural Gas_Steam System Efficiency Improvements_A_Achievable Technical Potential | F12 | Industrial | Wood and Lumber Products | Existing | Process | Natural Gas | Steam System Efficiency Improvements | A | Cumulative Winter Peak Savings (MW) | Achievable Technical Potential | 0 | 0 | 0 | 0 | 0 | 0 | 0 | 0 | 0 | 0 | 0 | 0 | 0 | 0 | 0 | 0 | 0 | 0 | 0 | 0 | 0 | 0 | 0 | 0 | 0 | 0 | 0 | 0 | 0 | 0 | 0
F13_Industrial_Wood and Lumber Products_Existing_Process_Natural Gas_Steam System Efficiency Improvements_A_Achievable Technical Potential | F13 | Industrial | Wood and Lumber Products | Existing | Process | Natural Gas | Steam System Efficiency Improvements | A | Purchases (Incremental) | Achievable Technical Potential | 0 | 0 | 0 | 0 | 0 | 0.43004 | 0.85916 | 1.5165 | 2.4681 | 3.7493 | 5.3016 | 7.192 | 9.3045 | 11.3253 | 13.4062 | 14.8974 | 15.8501 | 15.8362 | 14.7951 | 13.0236 | 10.7259 | 8.1702 | 5.6357 | 3.5883 | 2.3328 | 0 | 0 | 0 | 0 | 0 | 0
F14_Industrial_Wood and Lumber Products_Existing_Process_Natural Gas_Steam System Efficiency Improvements_A_Achievable Technical Potential | F14 | Industrial | Wood and Lumber Products | Existing | Process | Natural Gas | Steam System Efficiency Improvements | A | Purchases (Cumulative) | Achievable Technical Potential | 0 | 0 | 0 | 0 | 0 | 0.43004 | 1.2892 | 2.8057 | 5.2738 | 9.0231 | 14.3247 | 21.5167 | 30.8212 | 42.1464 | 55.5526 | 70.45 | 86.3001 | 102.1363 | 116.9314 | 129.9551 | 140.6809 | 148.8511 | 154.4868 | 158.0752 | 160.408 | 160.408 | 160.408 | 160.408 | 160.408 | 160.408 | 160.408
F1_Industrial_Wood and Lumber Products_Existing_Space Heating_Natural Gas_Strategic Energy Management_A_Achievable Technical Potential | F1 | Industrial | Wood and Lumber Products | Existing | Space Heating | Natural Gas | Strategic Energy Management | A | Original Unit Energy Savings (kWh or therms) | Achievable Technical Potential | 0 | 0 | 0 | 0 | 0 | 5.5609 | 5.5337 | 5.5001 | 5.4645 | 5.4273 | 5.3896 | 5.3508 | 5.3122 | 5.2738 | 5.2323 | 5.1939 | 5.156 | 5.1209 | 5.0881 | 5.0561 | 5.0259 | 4.9951 | 4.9673 | 4.941 | 4.916 | 4.8928 | 4.8714 | 4.8515 | 0 | 0 | 0
F2_Industrial_Wood and Lumber Products_Existing_Space Heating_Natural Gas_Strategic Energy Management_A_Achievable Technical Potential | F2 | Industrial | Wood and Lumber Products | Existing | Space Heating | Natural Gas | Strategic Energy Management | A | Original Unit Summer Peak Savings (kW) | Achievable Technical Potential | 0 | 0 | 0 | 0 | 0 | 0 | 0 | 0 | 0 | 0 | 0 | 0 | 0 | 0 | 0 | 0 | 0 | 0 | 0 | 0 | 0 | 0 | 0 | 0 | 0 | 0 | 0 | 0 | 0 | 0 | 0
F3_Industrial_Wood and Lumber Products_Existing_Space Heating_Natural Gas_Strategic Energy Management_A_Achievable Technical Potential | F3 | Industrial | Wood and Lumber Products | Existing | Space Heating | Natural Gas | Strategic Energy Management | A | Original Unit Winter Peak Savings (kW) | Achievable Technical Potential | 0 | 0 | 0 | 0 | 0 | 0 | 0 | 0 | 0 | 0 | 0 | 0 | 0 | 0 | 0 | 0 | 0 | 0 | 0 | 0 | 0 | 0 | 0 | 0 | 0 | 0 | 0 | 0 | 0 | 0 | 0
F4_Industrial_Wood and Lumber Products_Existing_Space Heating_Natural Gas_Strategic Energy Management_A_Achievable Technical Potential | F4 | Industrial | Wood and Lumber Products | Existing | Space Heating | Natural Gas | Strategic Energy Management | A | Standalone Impact on Baseline Energy (%) | Achievable Technical Potential | 0% | 0% | 0% | 0% | 0% | 0.08224% | 0.1645% | 0.2477% | 0.3298% | 0.4118% | 0.4993% | 0.5829% | 0.6664% | 0.7594% | 0.8387% | 0.929% | 1.011% | 1.098% | 1.191% | 1.271% | 1.359% | 1.447% | 1.534% | 1.621% | 0.017089 | 0.017138 | 0.017184 | 0.017226 | 0 | 0 | 0
F5_Industrial_Wood and Lumber Products_Existing_Space Heating_Natural Gas_Strategic Energy Management_A_Achievable Technical Potential | F5 | Industrial | Wood and Lumber Products | Existing | Space Heating | Natural Gas | Strategic Energy Management | A | Standalone Impact on Baseline Summer Peak (%) | Achievable Technical Potential | 0% | 0% | 0% | 0% | 0% | 0% | 0% | 0% | 0% | 0% | 0% | 0% | 0% | 0% | 0% | 0% | 0% | 0% | 0% | 0% | 0% | 0% | 0% | 0% | 0 | 0 | 0 | 0 | 0 | 0 | 0
F6_Industrial_Wood and Lumber Products_Existing_Space Heating_Natural Gas_Strategic Energy Management_A_Achievable Technical Potential | F6 | Industrial | Wood and Lumber Products | Existing | Space Heating | Natural Gas | Strategic Energy Management | A | Standalone Impact on Baseline Winter Peak (%) | Achievable Technical Potential | 0% | 0% | 0% | 0% | 0% | 0% | 0% | 0% | 0% | 0% | 0% | 0% | 0% | 0% | 0% | 0% | 0% | 0% | 0% | 0% | 0% | 0% | 0% | 0% | 0 | 0 | 0 | 0 | 0 | 0 | 0
F7_Industrial_Wood and Lumber Products_Existing_Space Heating_Natural Gas_Strategic Energy Management_A_Achievable Technical Potential | F7 | Industrial | Wood and Lumber Products | Existing | Space Heating | Natural Gas | Strategic Energy Management | A | Incremental Energy Savings (MWh or mTherms) | Achievable Technical Potential | 0 | 0 | 0 | 0 | 0 | 0.06256 | 0.06222 | 0.061477 | 0.061112 | 0.060746 | 0.059558 | 0.058968 | 0.058424 | 0.05708 | 0.056847 | 0.055892 | 0.055492 | 0.054836 | 0.053999 | 0.053723 | 0.053182 | 0.05265 | 0.052166 | 0.051713 | 0.051289 | 0 | 0 | 0 | 0 | 0 | 0
F8_Industrial_Wood and Lumber Products_Existing_Space Heating_Natural Gas_Strategic Energy Management_A_Achievable Technical Potential | F8 | Industrial | Wood and Lumber Products | Existing | Space Heating | Natural Gas | Strategic Energy Management | A | Incremental Summer Peak Savings (MW) | Achievable Technical Potential | 0 | 0 | 0 | 0 | 0 | 0 | 0 | 0 | 0 | 0 | 0 | 0 | 0 | 0 | 0 | 0 | 0 | 0 | 0 | 0 | 0 | 0 | 0 | 0 | 0 | 0 | 0 | 0 | 0 | 0 | 0
F9_Industrial_Wood and Lumber Products_Existing_Space Heating_Natural Gas_Strategic Energy Management_A_Achievable Technical Potential | F9 | Industrial | Wood and Lumber Products | Existing | Space Heating | Natural Gas | Strategic Energy Management | A | Incremental Winter Peak Savings (MW) | Achievable Technical Potential | 0 | 0 | 0 | 0 | 0 | 0 | 0 | 0 | 0 | 0 | 0 | 0 | 0 | 0 | 0 | 0 | 0 | 0 | 0 | 0 | 0 | 0 | 0 | 0 | 0 | 0 | 0 | 0 | 0 | 0 | 0
F10_Industrial_Wood and Lumber Products_Existing_Space Heating_Natural Gas_Strategic Energy Management_A_Achievable Technical Potential | F10 | Industrial | Wood and Lumber Products | Existing | Space Heating | Natural Gas | Strategic Energy Management | A | Cumulative Energy Savings (MWh or mTherms) | Achievable Technical Potential | 0 | 0 | 0 | 0 | 0 | 0.06256 | 0.12447 | 0.18519 | 0.24511 | 0.30419 | 0.36163 | 0.41799 | 0.4734 | 0.52706 | 0.57976 | 0.6314 | 0.68229 | 0.73247 | 0.78178 | 0.83059 | 0.87882 | 0.92608 | 0.97308 | 1.0196 | 1.0658 | 1.0607 | 1.0561 | 1.0518 | 0 | 0 | 0
F11_Industrial_Wood and Lumber Products_Existing_Space Heating_Natural Gas_Strategic Energy Management_A_Achievable Technical Potential | F11 | Industrial | Wood and Lumber Products | Existing | Space Heating | Natural Gas | Strategic Energy Management | A | Cumulative Summer Peak Savings (MW) | Achievable Technical Potential | 0 | 0 | 0 | 0 | 0 | 0 | 0 | 0 | 0 | 0 | 0 | 0 | 0 | 0 | 0 | 0 | 0 | 0 | 0 | 0 | 0 | 0 | 0 | 0 | 0 | 0 | 0 | 0 | 0 | 0 | 0
F12_Industrial_Wood and Lumber Products_Existing_Space Heating_Natural Gas_Strategic Energy Management_A_Achievable Technical Potential | F12 | Industrial | Wood and Lumber Products | Existing | Space Heating | Natural Gas | Strategic Energy Management | A | Cumulative Winter Peak Savings (MW) | Achievable Technical Potential | 0 | 0 | 0 | 0 | 0 | 0 | 0 | 0 | 0 | 0 | 0 | 0 | 0 | 0 | 0 | 0 | 0 | 0 | 0 | 0 | 0 | 0 | 0 | 0 | 0 | 0 | 0 | 0 | 0 | 0 | 0
F13_Industrial_Wood and Lumber Products_Existing_Space Heating_Natural Gas_Strategic Energy Management_A_Achievable Technical Potential | F13 | Industrial | Wood and Lumber Products | Existing | Space Heating | Natural Gas | Strategic Energy Management | A | Purchases (Incremental) | Achievable Technical Potential | 0 | 0 | 0 | 0 | 0 | 11.2499 | 11.2438 | 11.1774 | 11.1835 | 11.1927 | 11.0506 | 11.0204 | 10.998 | 10.8234 | 10.8647 | 10.7611 | 10.7625 | 10.7083 | 10.6128 | 10.6254 | 10.5814 | 10.5403 | 10.5019 | 10.4662 | 10.4332 | 0 | 0 | 0 | 0 | 0 | 0
F14_Industrial_Wood and Lumber Products_Existing_Space Heating_Natural Gas_Strategic Energy Management_A_Achievable Technical Potential | F14 | Industrial | Wood and Lumber Products | Existing | Space Heating | Natural Gas | Strategic Energy Management | A | Purchases (Cumulative) | Achievable Technical Potential | 0 | 0 | 0 | 0 | 0 | 11.2499 | 22.4937 | 33.6711 | 44.8546 | 56.0474 | 67.098 | 78.1184 | 89.1164 | 99.9398 | 110.8045 | 121.5656 | 132.3281 | 143.0364 | 153.6492 | 164.2746 | 174.856 | 185.3963 | 195.8982 | 206.3644 | 216.7976 | 216.7976 | 216.7976 | 216.7976 | 216.7976 | 216.7976 | 216.7976
F1_Industrial_Wood and Lumber Products_Existing_Process_Natural Gas_Strategic Energy Management_A_Achievable Technical Potential | F1 | Industrial | Wood and Lumber Products | Existing | Process | Natural Gas | Strategic Energy Management | A | Original Unit Energy Savings (kWh or therms) | Achievable Technical Potential | 0 | 0 | 0 | 0 | 0 | 8.9454 | 8.9454 | 8.9454 | 8.9454 | 8.9454 | 8.9454 | 8.9454 | 8.9454 | 8.9454 | 8.9454 | 8.9454 | 8.9454 | 8.9454 | 8.9454 | 8.9454 | 8.9454 | 8.9454 | 8.9454 | 8.9454 | 8.9454 | 8.9454 | 8.9454 | 8.9454 | 0 | 0 | 0
F2_Industrial_Wood and Lumber Products_Existing_Process_Natural Gas_Strategic Energy Management_A_Achievable Technical Potential | F2 | Industrial | Wood and Lumber Products | Existing | Process | Natural Gas | Strategic Energy Management | A | Original Unit Summer Peak Savings (kW) | Achievable Technical Potential | 0 | 0 | 0 | 0 | 0 | 0 | 0 | 0 | 0 | 0 | 0 | 0 | 0 | 0 | 0 | 0 | 0 | 0 | 0 | 0 | 0 | 0 | 0 | 0 | 0 | 0 | 0 | 0 | 0 | 0 | 0
F3_Industrial_Wood and Lumber Products_Existing_Process_Natural Gas_Strategic Energy Management_A_Achievable Technical Potential | F3 | Industrial | Wood and Lumber Products | Existing | Process | Natural Gas | Strategic Energy Management | A | Original Unit Winter Peak Savings (kW) | Achievable Technical Potential | 0 | 0 | 0 | 0 | 0 | 0 | 0 | 0 | 0 | 0 | 0 | 0 | 0 | 0 | 0 | 0 | 0 | 0 | 0 | 0 | 0 | 0 | 0 | 0 | 0 | 0 | 0 | 0 | 0 | 0 | 0
F4_Industrial_Wood and Lumber Products_Existing_Process_Natural Gas_Strategic Energy Management_A_Achievable Technical Potential | F4 | Industrial | Wood and Lumber Products | Existing | Process | Natural Gas | Strategic Energy Management | A | Standalone Impact on Baseline Energy (%) | Achievable Technical Potential | 0% | 0% | 0% | 0% | 0% | 0.08224% | 0.1645% | 0.2477% | 0.3298% | 0.4118% | 0.4993% | 0.5829% | 0.6664% | 0.7594% | 0.8387% | 0.929% | 1.011% | 1.098% | 1.191% | 1.271% | 1.359% | 1.447% | 1.534% | 1.621% | 0.017089 | 0.017138 | 0.017184 | 0.017226 | 0 | 0 | 0
F5_Industrial_Wood and Lumber Products_Existing_Process_Natural Gas_Strategic Energy Management_A_Achievable Technical Potential | F5 | Industrial | Wood and Lumber Products | Existing | Process | Natural Gas | Strategic Energy Management | A | Standalone Impact on Baseline Summer Peak (%) | Achievable Technical Potential | 0% | 0% | 0% | 0% | 0% | 0% | 0% | 0% | 0% | 0% | 0% | 0% | 0% | 0% | 0% | 0% | 0% | 0% | 0% | 0% | 0% | 0% | 0% | 0% | 0 | 0 | 0 | 0 | 0 | 0 | 0
F6_Industrial_Wood and Lumber Products_Existing_Process_Natural Gas_Strategic Energy Management_A_Achievable Technical Potential | F6 | Industrial | Wood and Lumber Products | Existing | Process | Natural Gas | Strategic Energy Management | A | Standalone Impact on Baseline Winter Peak (%) | Achievable Technical Potential | 0% | 0% | 0% | 0% | 0% | 0% | 0% | 0% | 0% | 0% | 0% | 0% | 0% | 0% | 0% | 0% | 0% | 0% | 0% | 0% | 0% | 0% | 0% | 0% | 0 | 0 | 0 | 0 | 0 | 0 | 0
F7_Industrial_Wood and Lumber Products_Existing_Process_Natural Gas_Strategic Energy Management_A_Achievable Technical Potential | F7 | Industrial | Wood and Lumber Products | Existing | Process | Natural Gas | Strategic Energy Management | A | Incremental Energy Savings (MWh or mTherms) | Achievable Technical Potential | 0 | 0 | 0 | 0 | 0 | 0.45004 | 0.44979 | 0.44714 | 0.44738 | 0.44775 | 0.44207 | 0.44086 | 0.43996 | 0.43298 | 0.43463 | 0.43048 | 0.43054 | 0.42837 | 0.42455 | 0.42505 | 0.4233 | 0.42165 | 0.42011 | 0.41869 | 0.41737 | 0 | 0 | 0 | 0 | 0 | 0
F8_Industrial_Wood and Lumber Products_Existing_Process_Natural Gas_Strategic Energy Management_A_Achievable Technical Potential | F8 | Industrial | Wood and Lumber Products | Existing | Process | Natural Gas | Strategic Energy Management | A | Incremental Summer Peak Savings (MW) | Achievable Technical Potential | 0 | 0 | 0 | 0 | 0 | 0 | 0 | 0 | 0 | 0 | 0 | 0 | 0 | 0 | 0 | 0 | 0 | 0 | 0 | 0 | 0 | 0 | 0 | 0 | 0 | 0 | 0 | 0 | 0 | 0 | 0
F9_Industrial_Wood and Lumber Products_Existing_Process_Natural Gas_Strategic Energy Management_A_Achievable Technical Potential | F9 | Industrial | Wood and Lumber Products | Existing | Process | Natural Gas | Strategic Energy Management | A | Incremental Winter Peak Savings (MW) | Achievable Technical Potential | 0 | 0 | 0 | 0 | 0 | 0 | 0 | 0 | 0 | 0 | 0 | 0 | 0 | 0 | 0 | 0 | 0 | 0 | 0 | 0 | 0 | 0 | 0 | 0 | 0 | 0 | 0 | 0 | 0 | 0 | 0
F10_Industrial_Wood and Lumber Products_Existing_Process_Natural Gas_Strategic Energy Management_A_Achievable Technical Potential | F10 | Industrial | Wood and Lumber Products | Existing | Process | Natural Gas | Strategic Energy Management | A | Cumulative Energy Savings (MWh or mTherms) | Achievable Technical Potential | 0 | 0 | 0 | 0 | 0 | 0.45004 | 0.89983 | 1.347 | 1.7944 | 2.2421 | 2.6842 | 3.125 | 3.565 | 3.998 | 4.4326 | 4.8631 | 5.2936 | 5.722 | 6.1465 | 6.5716 | 6.9949 | 7.4165 | 7.8367 | 8.2553 | 8.6727 | 8.6727 | 8.6727 | 8.6727 | 0 | 0 | 0
F11_Industrial_Wood and Lumber Products_Existing_Process_Natural Gas_Strategic Energy Management_A_Achievable Technical Potential | F11 | Industrial | Wood and Lumber Products | Existing | Process | Natural Gas | Strategic Energy Management | A | Cumulative Summer Peak Savings (MW) | Achievable Technical Potential | 0 | 0 | 0 | 0 | 0 | 0 | 0 | 0 | 0 | 0 | 0 | 0 | 0 | 0 | 0 | 0 | 0 | 0 | 0 | 0 | 0 | 0 | 0 | 0 | 0 | 0 | 0 | 0 | 0 | 0 | 0
F12_Industrial_Wood and Lumber Products_Existing_Process_Natural Gas_Strategic Energy Management_A_Achievable Technical Potential | F12 | Industrial | Wood and Lumber Products | Existing | Process | Natural Gas | Strategic Energy Management | A | Cumulative Winter Peak Savings (MW) | Achievable Technical Potential | 0 | 0 | 0 | 0 | 0 | 0 | 0 | 0 | 0 | 0 | 0 | 0 | 0 | 0 | 0 | 0 | 0 | 0 | 0 | 0 | 0 | 0 | 0 | 0 | 0 | 0 | 0 | 0 | 0 | 0 | 0
F13_Industrial_Wood and Lumber Products_Existing_Process_Natural Gas_Strategic Energy Management_A_Achievable Technical Potential | F13 | Industrial | Wood and Lumber Products | Existing | Process | Natural Gas | Strategic Energy Management | A | Purchases (Incremental) | Achievable Technical Potential | 0 | 0 | 0 | 0 | 0 | 50.3094 | 50.2818 | 49.9852 | 50.0123 | 50.0536 | 49.418 | 49.283 | 49.1829 | 48.4019 | 48.5867 | 48.1233 | 48.1296 | 47.8874 | 47.4602 | 47.5164 | 47.3199 | 47.1359 | 46.9641 | 46.8045 | 46.6569 | 0 | 0 | 0 | 0 | 0 | 0
F14_Industrial_Wood and Lumber Products_Existing_Process_Natural Gas_Strategic Energy Management_A_Achievable Technical Potential | F14 | Industrial | Wood and Lumber Products | Existing | Process | Natural Gas | Strategic Energy Management | A | Purchases (Cumulative) | Achievable Technical Potential | 0 | 0 | 0 | 0 | 0 | 50.3094 | 100.5912 | 150.5764 | 200.5887 | 250.6423 | 300.0603 | 349.3433 | 398.5262 | 446.9281 | 495.5147 | 543.6381 | 591.7677 | 639.655 | 687.1152 | 734.6316 | 781.9516 | 829.0875 | 876.0516 | 922.8561 | 969.5131 | 969.5131 | 969.5131 | 969.5131 | 969.5131 | 969.5131 | 969.5131
F1_Industrial_Wood and Lumber Products_Existing_Miscellaneous_Natural Gas_Strategic Energy Management_A_Achievable Technical Potential | F1 | Industrial | Wood and Lumber Products | Existing | Miscellaneous | Natural Gas | Strategic Energy Management | A | Original Unit Energy Savings (kWh or therms) | Achievable Technical Potential | 0 | 0 | 0 | 0 | 0 | 3.4004 | 3.4004 | 3.4004 | 3.4004 | 3.4004 | 3.4004 | 3.4004 | 3.4004 | 3.4004 | 3.4004 | 3.4004 | 3.4004 | 3.4004 | 3.4004 | 3.4004 | 3.4004 | 3.4004 | 3.4004 | 3.4004 | 3.4004 | 3.4004 | 3.4004 | 3.4004 | 0 | 0 | 0
F2_Industrial_Wood and Lumber Products_Existing_Miscellaneous_Natural Gas_Strategic Energy Management_A_Achievable Technical Potential | F2 | Industrial | Wood and Lumber Products | Existing | Miscellaneous | Natural Gas | Strategic Energy Management | A | Original Unit Summer Peak Savings (kW) | Achievable Technical Potential | 0 | 0 | 0 | 0 | 0 | 0 | 0 | 0 | 0 | 0 | 0 | 0 | 0 | 0 | 0 | 0 | 0 | 0 | 0 | 0 | 0 | 0 | 0 | 0 | 0 | 0 | 0 | 0 | 0 | 0 | 0
F3_Industrial_Wood and Lumber Products_Existing_Miscellaneous_Natural Gas_Strategic Energy Management_A_Achievable Technical Potential | F3 | Industrial | Wood and Lumber Products | Existing | Miscellaneous | Natural Gas | Strategic Energy Management | A | Original Unit Winter Peak Savings (kW) | Achievable Technical Potential | 0 | 0 | 0 | 0 | 0 | 0 | 0 | 0 | 0 | 0 | 0 | 0 | 0 | 0 | 0 | 0 | 0 | 0 | 0 | 0 | 0 | 0 | 0 | 0 | 0 | 0 | 0 | 0 | 0 | 0 | 0
F4_Industrial_Wood and Lumber Products_Existing_Miscellaneous_Natural Gas_Strategic Energy Management_A_Achievable Technical Potential | F4 | Industrial | Wood and Lumber Products | Existing | Miscellaneous | Natural Gas | Strategic Energy Management | A | Standalone Impact on Baseline Energy (%) | Achievable Technical Potential | 0% | 0% | 0% | 0% | 0% | 0.08224% | 0.1645% | 0.2477% | 0.3298% | 0.4118% | 0.4993% | 0.5829% | 0.6664% | 0.7594% | 0.8387% | 0.929% | 1.011% | 1.098% | 1.191% | 1.271% | 1.359% | 1.447% | 1.534% | 1.621% | 0.017089 | 0.017138 | 0.017184 | 0.017226 | 0 | 0 | 0
F5_Industrial_Wood and Lumber Products_Existing_Miscellaneous_Natural Gas_Strategic Energy Management_A_Achievable Technical Potential | F5 | Industrial | Wood and Lumber Products | Existing | Miscellaneous | Natural Gas | Strategic Energy Management | A | Standalone Impact on Baseline Summer Peak (%) | Achievable Technical Potential | 0% | 0% | 0% | 0% | 0% | 0% | 0% | 0% | 0% | 0% | 0% | 0% | 0% | 0% | 0% | 0% | 0% | 0% | 0% | 0% | 0% | 0% | 0% | 0% | 0 | 0 | 0 | 0 | 0 | 0 | 0
F6_Industrial_Wood and Lumber Products_Existing_Miscellaneous_Natural Gas_Strategic Energy Management_A_Achievable Technical Potential | F6 | Industrial | Wood and Lumber Products | Existing | Miscellaneous | Natural Gas | Strategic Energy Management | A | Standalone Impact on Baseline Winter Peak (%) | Achievable Technical Potential | 0% | 0% | 0% | 0% | 0% | 0% | 0% | 0% | 0% | 0% | 0% | 0% | 0% | 0% | 0% | 0% | 0% | 0% | 0% | 0% | 0% | 0% | 0% | 0% | 0 | 0 | 0 | 0 | 0 | 0 | 0
F7_Industrial_Wood and Lumber Products_Existing_Miscellaneous_Natural Gas_Strategic Energy Management_A_Achievable Technical Potential | F7 | Industrial | Wood and Lumber Products | Existing | Miscellaneous | Natural Gas | Strategic Energy Management | A | Incremental Energy Savings (MWh or mTherms) | Achievable Technical Potential | 0 | 0 | 0 | 0 | 0 | 0.042769 | 0.042745 | 0.042493 | 0.042516 | 0.042551 | 0.042011 | 0.041896 | 0.041811 | 0.041147 | 0.041304 | 0.04091 | 0.040915 | 0.04071 | 0.040346 | 0.040394 | 0.040227 | 0.040071 | 0.039925 | 0.039789 | 0.039664 | 0 | 0 | 0 | 0 | 0 | 0
F8_Industrial_Wood and Lumber Products_Existing_Miscellaneous_Natural Gas_Strategic Energy Management_A_Achievable Technical Potential | F8 | Industrial | Wood and Lumber Products | Existing | Miscellaneous | Natural Gas | Strategic Energy Management | A | Incremental Summer Peak Savings (MW) | Achievable Technical Potential | 0 | 0 | 0 | 0 | 0 | 0 | 0 | 0 | 0 | 0 | 0 | 0 | 0 | 0 | 0 | 0 | 0 | 0 | 0 | 0 | 0 | 0 | 0 | 0 | 0 | 0 | 0 | 0 | 0 | 0 | 0
F9_Industrial_Wood and Lumber Products_Existing_Miscellaneous_Natural Gas_Strategic Energy Management_A_Achievable Technical Potential | F9 | Industrial | Wood and Lumber Products | Existing | Miscellaneous | Natural Gas | Strategic Energy Management | A | Incremental Winter Peak Savings (MW) | Achievable Technical Potential | 0 | 0 | 0 | 0 | 0 | 0 | 0 | 0 | 0 | 0 | 0 | 0 | 0 | 0 | 0 | 0 | 0 | 0 | 0 | 0 | 0 | 0 | 0 | 0 | 0 | 0 | 0 | 0 | 0 | 0 | 0
F10_Industrial_Wood and Lumber Products_Existing_Miscellaneous_Natural Gas_Strategic Energy Management_A_Achievable Technical Potential | F10 | Industrial | Wood and Lumber Products | Existing | Miscellaneous | Natural Gas | Strategic Energy Management | A | Cumulative Energy Savings (MWh or mTherms) | Achievable Technical Potential | 0 | 0 | 0 | 0 | 0 | 0.042769 | 0.085514 | 0.12801 | 0.17052 | 0.21307 | 0.25508 | 0.29698 | 0.33879 | 0.37994 | 0.42124 | 0.46215 | 0.50307 | 0.54378 | 0.58412 | 0.62452 | 0.66475 | 0.70482 | 0.74474 | 0.78453 | 0.82419 | 0.82419 | 0.82419 | 0.82419 | 0 | 0 | 0
F11_Industrial_Wood and Lumber Products_Existing_Miscellaneous_Natural Gas_Strategic Energy Management_A_Achievable Technical Potential | F11 | Industrial | Wood and Lumber Products | Existing | Miscellaneous | Natural Gas | Strategic Energy Management | A | Cumulative Summer Peak Savings (MW) | Achievable Technical Potential | 0 | 0 | 0 | 0 | 0 | 0 | 0 | 0 | 0 | 0 | 0 | 0 | 0 | 0 | 0 | 0 | 0 | 0 | 0 | 0 | 0 | 0 | 0 | 0 | 0 | 0 | 0 | 0 | 0 | 0 | 0
F12_Industrial_Wood and Lumber Products_Existing_Miscellaneous_Natural Gas_Strategic Energy Management_A_Achievable Technical Potential | F12 | Industrial | Wood and Lumber Products | Existing | Miscellaneous | Natural Gas | Strategic Energy Management | A | Cumulative Winter Peak Savings (MW) | Achievable Technical Potential | 0 | 0 | 0 | 0 | 0 | 0 | 0 | 0 | 0 | 0 | 0 | 0 | 0 | 0 | 0 | 0 | 0 | 0 | 0 | 0 | 0 | 0 | 0 | 0 | 0 | 0 | 0 | 0 | 0 | 0 | 0
F13_Industrial_Wood and Lumber Products_Existing_Miscellaneous_Natural Gas_Strategic Energy Management_A_Achievable Technical Potential | F13 | Industrial | Wood and Lumber Products | Existing | Miscellaneous | Natural Gas | Strategic Energy Management | A | Purchases (Incremental) | Achievable Technical Potential | 0 | 0 | 0 | 0 | 0 | 12.5773 | 12.5704 | 12.4963 | 12.5031 | 12.5134 | 12.3545 | 12.3207 | 12.2957 | 12.1005 | 12.1467 | 12.0308 | 12.0324 | 11.9718 | 11.865 | 11.8791 | 11.83 | 11.784 | 11.741 | 11.7011 | 11.6642 | 0 | 0 | 0 | 0 | 0 | 0
F14_Industrial_Wood and Lumber Products_Existing_Miscellaneous_Natural Gas_Strategic Energy Management_A_Achievable Technical Potential | F14 | Industrial | Wood and Lumber Products | Existing | Miscellaneous | Natural Gas | Strategic Energy Management | A | Purchases (Cumulative) | Achievable Technical Potential | 0 | 0 | 0 | 0 | 0 | 12.5773 | 25.1478 | 37.6441 | 50.1472 | 62.6606 | 75.0151 | 87.3358 | 99.6315 | 111.732 | 123.8787 | 135.9095 | 147.9419 | 159.9138 | 171.7788 | 183.6579 | 195.4879 | 207.2719 | 219.0129 | 230.714 | 242.3783 | 242.3783 | 242.3783 | 242.3783 | 242.3783 | 242.3783 | 242.3783
F1_Industrial_Wood and Lumber Products_Existing_Space Heating_Natural Gas_Commissioning_A_Achievable Technical Potential | F1 | Industrial | Wood and Lumber Products | Existing | Space Heating | Natural Gas | Commissioning | A | Original Unit Energy Savings (kWh or therms) | Achievable Technical Potential | 0 | 0 | 0 | 0 | 0 | 6.9405 | 6.9065 | 6.8646 | 6.8202 | 6.7737 | 6.7266 | 6.6782 | 6.6301 | 6.5821 | 6.5303 | 6.4824 | 6.4351 | 6.3913 | 6.3503 | 6.3105 | 6.2728 | 6.2343 | 6.1996 | 6.1667 | 6.1355 | 6.1066 | 6.0799 | 6.0551 | 0 | 0 | 0
F2_Industrial_Wood and Lumber Products_Existing_Space Heating_Natural Gas_Commissioning_A_Achievable Technical Potential | F2 | Industrial | Wood and Lumber Products | Existing | Space Heating | Natural Gas | Commissioning | A | Original Unit Summer Peak Savings (kW) | Achievable Technical Potential | 0 | 0 | 0 | 0 | 0 | 0 | 0 | 0 | 0 | 0 | 0 | 0 | 0 | 0 | 0 | 0 | 0 | 0 | 0 | 0 | 0 | 0 | 0 | 0 | 0 | 0 | 0 | 0 | 0 | 0 | 0
F3_Industrial_Wood and Lumber Products_Existing_Space Heating_Natural Gas_Commissioning_A_Achievable Technical Potential | F3 | Industrial | Wood and Lumber Products | Existing | Space Heating | Natural Gas | Commissioning | A | Original Unit Winter Peak Savings (kW) | Achievable Technical Potential | 0 | 0 | 0 | 0 | 0 | 0 | 0 | 0 | 0 | 0 | 0 | 0 | 0 | 0 | 0 | 0 | 0 | 0 | 0 | 0 | 0 | 0 | 0 | 0 | 0 | 0 | 0 | 0 | 0 | 0 | 0
F4_Industrial_Wood and Lumber Products_Existing_Space Heating_Natural Gas_Commissioning_A_Achievable Technical Potential | F4 | Industrial | Wood and Lumber Products | Existing | Space Heating | Natural Gas | Commissioning | A | Standalone Impact on Baseline Energy (%) | Achievable Technical Potential | 0% | 0% | 0% | 0% | 0% | 0% | 0% | 0% | 0% | 0% | 0% | 0% | 0% | 0% | 0% | 0% | 0% | 0% | 0% | 0% | 0% | 0% | 0% | 0% | 0 | 0 | 0 | 0 | 0 | 0 | 0
F5_Industrial_Wood and Lumber Products_Existing_Space Heating_Natural Gas_Commissioning_A_Achievable Technical Potential | F5 | Industrial | Wood and Lumber Products | Existing | Space Heating | Natural Gas | Commissioning | A | Standalone Impact on Baseline Summer Peak (%) | Achievable Technical Potential | 0% | 0% | 0% | 0% | 0% | 0% | 0% | 0% | 0% | 0% | 0% | 0% | 0% | 0% | 0% | 0% | 0% | 0% | 0% | 0% | 0% | 0% | 0% | 0% | 0 | 0 | 0 | 0 | 0 | 0 | 0
F6_Industrial_Wood and Lumber Products_Existing_Space Heating_Natural Gas_Commissioning_A_Achievable Technical Potential | F6 | Industrial | Wood and Lumber Products | Existing | Space Heating | Natural Gas | Commissioning | A | Standalone Impact on Baseline Winter Peak (%) | Achievable Technical Potential | 0% | 0% | 0% | 0% | 0% | 0% | 0% | 0% | 0% | 0% | 0% | 0% | 0% | 0% | 0% | 0% | 0% | 0% | 0% | 0% | 0% | 0% | 0% | 0% | 0 | 0 | 0 | 0 | 0 | 0 | 0
F7_Industrial_Wood and Lumber Products_Existing_Space Heating_Natural Gas_Commissioning_A_Achievable Technical Potential | F7 | Industrial | Wood and Lumber Products | Existing | Space Heating | Natural Gas | Commissioning | A | Incremental Energy Savings (MWh or mTherms) | Achievable Technical Potential | 0 | 0 | 0 | 0 | 0 | 0 | 0 | 0 | 0 | 0 | 0 | 0 | 0 | 0 | 0 | 0 | 0 | 0 | 0 | 0 | 0 | 0 | 0 | 0 | 0 | 0 | 0 | 0 | 0 | 0 | 0
F8_Industrial_Wood and Lumber Products_Existing_Space Heating_Natural Gas_Commissioning_A_Achievable Technical Potential | F8 | Industrial | Wood and Lumber Products | Existing | Space Heating | Natural Gas | Commissioning | A | Incremental Summer Peak Savings (MW) | Achievable Technical Potential | 0 | 0 | 0 | 0 | 0 | 0 | 0 | 0 | 0 | 0 | 0 | 0 | 0 | 0 | 0 | 0 | 0 | 0 | 0 | 0 | 0 | 0 | 0 | 0 | 0 | 0 | 0 | 0 | 0 | 0 | 0
F9_Industrial_Wood and Lumber Products_Existing_Space Heating_Natural Gas_Commissioning_A_Achievable Technical Potential | F9 | Industrial | Wood and Lumber Products | Existing | Space Heating | Natural Gas | Commissioning | A | Incremental Winter Peak Savings (MW) | Achievable Technical Potential | 0 | 0 | 0 | 0 | 0 | 0 | 0 | 0 | 0 | 0 | 0 | 0 | 0 | 0 | 0 | 0 | 0 | 0 | 0 | 0 | 0 | 0 | 0 | 0 | 0 | 0 | 0 | 0 | 0 | 0 | 0
F10_Industrial_Wood and Lumber Products_Existing_Space Heating_Natural Gas_Commissioning_A_Achievable Technical Potential | F10 | Industrial | Wood and Lumber Products | Existing | Space Heating | Natural Gas | Commissioning | A | Cumulative Energy Savings (MWh or mTherms) | Achievable Technical Potential | 0 | 0 | 0 | 0 | 0 | 0 | 0 | 0 | 0 | 0 | 0 | 0 | 0 | 0 | 0 | 0 | 0 | 0 | 0 | 0 | 0 | 0 | 0 | 0 | 0 | 0 | 0 | 0 | 0 | 0 | 0
F11_Industrial_Wood and Lumber Products_Existing_Space Heating_Natural Gas_Commissioning_A_Achievable Technical Potential | F11 | Industrial | Wood and Lumber Products | Existing | Space Heating | Natural Gas | Commissioning | A | Cumulative Summer Peak Savings (MW) | Achievable Technical Potential | 0 | 0 | 0 | 0 | 0 | 0 | 0 | 0 | 0 | 0 | 0 | 0 | 0 | 0 | 0 | 0 | 0 | 0 | 0 | 0 | 0 | 0 | 0 | 0 | 0 | 0 | 0 | 0 | 0 | 0 | 0
F12_Industrial_Wood and Lumber Products_Existing_Space Heating_Natural Gas_Commissioning_A_Achievable Technical Potential | F12 | Industrial | Wood and Lumber Products | Existing | Space Heating | Natural Gas | Commissioning | A | Cumulative Winter Peak Savings (MW) | Achievable Technical Potential | 0 | 0 | 0 | 0 | 0 | 0 | 0 | 0 | 0 | 0 | 0 | 0 | 0 | 0 | 0 | 0 | 0 | 0 | 0 | 0 | 0 | 0 | 0 | 0 | 0 | 0 | 0 | 0 | 0 | 0 | 0
F13_Industrial_Wood and Lumber Products_Existing_Space Heating_Natural Gas_Commissioning_A_Achievable Technical Potential | F13 | Industrial | Wood and Lumber Products | Existing | Space Heating | Natural Gas | Commissioning | A | Purchases (Incremental) | Achievable Technical Potential | 0 | 0 | 0 | 0 | 0 | 0 | 0 | 0 | 0 | 0 | 0 | 0 | 0 | 0 | 0 | 0 | 0 | 0 | 0 | 0 | 0 | 0 | 0 | 0 | 0 | 0 | 0 | 0 | 0 | 0 | 0
F14_Industrial_Wood and Lumber Products_Existing_Space Heating_Natural Gas_Commissioning_A_Achievable Technical Potential | F14 | Industrial | Wood and Lumber Products | Existing | Space Heating | Natural Gas | Commissioning | A | Purchases (Cumulative) | Achievable Technical Potential | 0 | 0 | 0 | 0 | 0 | 0 | 0 | 0 | 0 | 0 | 0 | 0 | 0 | 0 | 0 | 0 | 0 | 0 | 0 | 0 | 0 | 0 | 0 | 0 | 0 | 0 | 0 | 0 | 0 | 0 | 0
F1_Industrial_Wood and Lumber Products_Existing_Process_Natural Gas_Commissioning_A_Achievable Technical Potential | F1 | Industrial | Wood and Lumber Products | Existing | Process | Natural Gas | Commissioning | A | Original Unit Energy Savings (kWh or therms) | Achievable Technical Potential | 0 | 0 | 0 | 0 | 0 | 49.928 | 49.928 | 49.928 | 49.928 | 49.928 | 49.928 | 49.928 | 49.928 | 49.928 | 49.928 | 49.928 | 49.928 | 49.928 | 49.928 | 49.928 | 49.928 | 49.928 | 49.928 | 49.928 | 49.928 | 49.928 | 49.928 | 49.928 | 0 | 0 | 0
F2_Industrial_Wood and Lumber Products_Existing_Process_Natural Gas_Commissioning_A_Achievable Technical Potential | F2 | Industrial | Wood and Lumber Products | Existing | Process | Natural Gas | Commissioning | A | Original Unit Summer Peak Savings (kW) | Achievable Technical Potential | 0 | 0 | 0 | 0 | 0 | 0 | 0 | 0 | 0 | 0 | 0 | 0 | 0 | 0 | 0 | 0 | 0 | 0 | 0 | 0 | 0 | 0 | 0 | 0 | 0 | 0 | 0 | 0 | 0 | 0 | 0
F3_Industrial_Wood and Lumber Products_Existing_Process_Natural Gas_Commissioning_A_Achievable Technical Potential | F3 | Industrial | Wood and Lumber Products | Existing | Process | Natural Gas | Commissioning | A | Original Unit Winter Peak Savings (kW) | Achievable Technical Potential | 0 | 0 | 0 | 0 | 0 | 0 | 0 | 0 | 0 | 0 | 0 | 0 | 0 | 0 | 0 | 0 | 0 | 0 | 0 | 0 | 0 | 0 | 0 | 0 | 0 | 0 | 0 | 0 | 0 | 0 | 0
F4_Industrial_Wood and Lumber Products_Existing_Process_Natural Gas_Commissioning_A_Achievable Technical Potential | F4 | Industrial | Wood and Lumber Products | Existing | Process | Natural Gas | Commissioning | A | Standalone Impact on Baseline Energy (%) | Achievable Technical Potential | 0% | 0% | 0% | 0% | 0% | 0% | 0% | 0% | 0% | 0% | 0% | 0% | 0% | 0% | 0% | 0% | 0% | 0% | 0% | 0% | 0% | 0% | 0% | 0% | 0 | 0 | 0 | 0 | 0 | 0 | 0
F5_Industrial_Wood and Lumber Products_Existing_Process_Natural Gas_Commissioning_A_Achievable Technical Potential | F5 | Industrial | Wood and Lumber Products | Existing | Process | Natural Gas | Commissioning | A | Standalone Impact on Baseline Summer Peak (%) | Achievable Technical Potential | 0% | 0% | 0% | 0% | 0% | 0% | 0% | 0% | 0% | 0% | 0% | 0% | 0% | 0% | 0% | 0% | 0% | 0% | 0% | 0% | 0% | 0% | 0% | 0% | 0 | 0 | 0 | 0 | 0 | 0 | 0
F6_Industrial_Wood and Lumber Products_Existing_Process_Natural Gas_Commissioning_A_Achievable Technical Potential | F6 | Industrial | Wood and Lumber Products | Existing | Process | Natural Gas | Commissioning | A | Standalone Impact on Baseline Winter Peak (%) | Achievable Technical Potential | 0% | 0% | 0% | 0% | 0% | 0% | 0% | 0% | 0% | 0% | 0% | 0% | 0% | 0% | 0% | 0% | 0% | 0% | 0% | 0% | 0% | 0% | 0% | 0% | 0 | 0 | 0 | 0 | 0 | 0 | 0
F7_Industrial_Wood and Lumber Products_Existing_Process_Natural Gas_Commissioning_A_Achievable Technical Potential | F7 | Industrial | Wood and Lumber Products | Existing | Process | Natural Gas | Commissioning | A | Incremental Energy Savings (MWh or mTherms) | Achievable Technical Potential | 0 | 0 | 0 | 0 | 0 | 0 | 0 | 0 | 0 | 0 | 0 | 0 | 0 | 0 | 0 | 0 | 0 | 0 | 0 | 0 | 0 | 0 | 0 | 0 | 0 | 0 | 0 | 0 | 0 | 0 | 0
F8_Industrial_Wood and Lumber Products_Existing_Process_Natural Gas_Commissioning_A_Achievable Technical Potential | F8 | Industrial | Wood and Lumber Products | Existing | Process | Natural Gas | Commissioning | A | Incremental Summer Peak Savings (MW) | Achievable Technical Potential | 0 | 0 | 0 | 0 | 0 | 0 | 0 | 0 | 0 | 0 | 0 | 0 | 0 | 0 | 0 | 0 | 0 | 0 | 0 | 0 | 0 | 0 | 0 | 0 | 0 | 0 | 0 | 0 | 0 | 0 | 0
F9_Industrial_Wood and Lumber Products_Existing_Process_Natural Gas_Commissioning_A_Achievable Technical Potential | F9 | Industrial | Wood and Lumber Products | Existing | Process | Natural Gas | Commissioning | A | Incremental Winter Peak Savings (MW) | Achievable Technical Potential | 0 | 0 | 0 | 0 | 0 | 0 | 0 | 0 | 0 | 0 | 0 | 0 | 0 | 0 | 0 | 0 | 0 | 0 | 0 | 0 | 0 | 0 | 0 | 0 | 0 | 0 | 0 | 0 | 0 | 0 | 0
F10_Industrial_Wood and Lumber Products_Existing_Process_Natural Gas_Commissioning_A_Achievable Technical Potential | F10 | Industrial | Wood and Lumber Products | Existing | Process | Natural Gas | Commissioning | A | Cumulative Energy Savings (MWh or mTherms) | Achievable Technical Potential | 0 | 0 | 0 | 0 | 0 | 0 | 0 | 0 | 0 | 0 | 0 | 0 | 0 | 0 | 0 | 0 | 0 | 0 | 0 | 0 | 0 | 0 | 0 | 0 | 0 | 0 | 0 | 0 | 0 | 0 | 0
F11_Industrial_Wood and Lumber Products_Existing_Process_Natural Gas_Commissioning_A_Achievable Technical Potential | F11 | Industrial | Wood and Lumber Products | Existing | Process | Natural Gas | Commissioning | A | Cumulative Summer Peak Savings (MW) | Achievable Technical Potential | 0 | 0 | 0 | 0 | 0 | 0 | 0 | 0 | 0 | 0 | 0 | 0 | 0 | 0 | 0 | 0 | 0 | 0 | 0 | 0 | 0 | 0 | 0 | 0 | 0 | 0 | 0 | 0 | 0 | 0 | 0
F12_Industrial_Wood and Lumber Products_Existing_Process_Natural Gas_Commissioning_A_Achievable Technical Potential | F12 | Industrial | Wood and Lumber Products | Existing | Process | Natural Gas | Commissioning | A | Cumulative Winter Peak Savings (MW) | Achievable Technical Potential | 0 | 0 | 0 | 0 | 0 | 0 | 0 | 0 | 0 | 0 | 0 | 0 | 0 | 0 | 0 | 0 | 0 | 0 | 0 | 0 | 0 | 0 | 0 | 0 | 0 | 0 | 0 | 0 | 0 | 0 | 0
F13_Industrial_Wood and Lumber Products_Existing_Process_Natural Gas_Commissioning_A_Achievable Technical Potential | F13 | Industrial | Wood and Lumber Products | Existing | Process | Natural Gas | Commissioning | A | Purchases (Incremental) | Achievable Technical Potential | 0 | 0 | 0 | 0 | 0 | 0 | 0 | 0 | 0 | 0 | 0 | 0 | 0 | 0 | 0 | 0 | 0 | 0 | 0 | 0 | 0 | 0 | 0 | 0 | 0 | 0 | 0 | 0 | 0 | 0 | 0
F14_Industrial_Wood and Lumber Products_Existing_Process_Natural Gas_Commissioning_A_Achievable Technical Potential | F14 | Industrial | Wood and Lumber Products | Existing | Process | Natural Gas | Commissioning | A | Purchases (Cumulative) | Achievable Technical Potential | 0 | 0 | 0 | 0 | 0 | 0 | 0 | 0 | 0 | 0 | 0 | 0 | 0 | 0 | 0 | 0 | 0 | 0 | 0 | 0 | 0 | 0 | 0 | 0 | 0 | 0 | 0 | 0 | 0 | 0 | 0
F1_Industrial_Wood and Lumber Products_Existing_Space Heating_Natural Gas_Retrocommissioning_A_Achievable Technical Potential | F1 | Industrial | Wood and Lumber Products | Existing | Space Heating | Natural Gas | Retrocommissioning | A | Original Unit Energy Savings (kWh or therms) | Achievable Technical Potential | 0 | 0 | 0 | 0 | 0 | 0.96398 | 0.95927 | 0.95344 | 0.94728 | 0.94082 | 0.93428 | 0.92756 | 0.92087 | 0.91421 | 0.90702 | 0.90037 | 0.8938 | 0.8877 | 0.88202 | 0.87648 | 0.87125 | 0.8659 | 0.86108 | 0.85652 | 0.85218 | 0.84817 | 0.84445 | 0.84101 | 0 | 0 | 0
F2_Industrial_Wood and Lumber Products_Existing_Space Heating_Natural Gas_Retrocommissioning_A_Achievable Technical Potential | F2 | Industrial | Wood and Lumber Products | Existing | Space Heating | Natural Gas | Retrocommissioning | A | Original Unit Summer Peak Savings (kW) | Achievable Technical Potential | 0 | 0 | 0 | 0 | 0 | 0 | 0 | 0 | 0 | 0 | 0 | 0 | 0 | 0 | 0 | 0 | 0 | 0 | 0 | 0 | 0 | 0 | 0 | 0 | 0 | 0 | 0 | 0 | 0 | 0 | 0
F3_Industrial_Wood and Lumber Products_Existing_Space Heating_Natural Gas_Retrocommissioning_A_Achievable Technical Potential | F3 | Industrial | Wood and Lumber Products | Existing | Space Heating | Natural Gas | Retrocommissioning | A | Original Unit Winter Peak Savings (kW) | Achievable Technical Potential | 0 | 0 | 0 | 0 | 0 | 0 | 0 | 0 | 0 | 0 | 0 | 0 | 0 | 0 | 0 | 0 | 0 | 0 | 0 | 0 | 0 | 0 | 0 | 0 | 0 | 0 | 0 | 0 | 0 | 0 | 0
F4_Industrial_Wood and Lumber Products_Existing_Space Heating_Natural Gas_Retrocommissioning_A_Achievable Technical Potential | F4 | Industrial | Wood and Lumber Products | Existing | Space Heating | Natural Gas | Retrocommissioning | A | Standalone Impact on Baseline Energy (%) | Achievable Technical Potential | 0% | 0% | 0% | 0% | 0% | 0.0124% | 0.0248% | 0.03734% | 0.04972% | 0.06207% | 0.07527% | 0.08787% | 0.1004% | 0.1145% | 0.1264% | 0.14% | 0.1524% | 0.1656% | 0.1795% | 0.1917% | 0.2048% | 0.218% | 0.2312% | 0.2444% | 0.0025759 | 0.0025834 | 0.0025903 | 0.0025966 | 0 | 0 | 0
F5_Industrial_Wood and Lumber Products_Existing_Space Heating_Natural Gas_Retrocommissioning_A_Achievable Technical Potential | F5 | Industrial | Wood and Lumber Products | Existing | Space Heating | Natural Gas | Retrocommissioning | A | Standalone Impact on Baseline Summer Peak (%) | Achievable Technical Potential | 0% | 0% | 0% | 0% | 0% | 0% | 0% | 0% | 0% | 0% | 0% | 0% | 0% | 0% | 0% | 0% | 0% | 0% | 0% | 0% | 0% | 0% | 0% | 0% | 0 | 0 | 0 | 0 | 0 | 0 | 0
F6_Industrial_Wood and Lumber Products_Existing_Space Heating_Natural Gas_Retrocommissioning_A_Achievable Technical Potential | F6 | Industrial | Wood and Lumber Products | Existing | Space Heating | Natural Gas | Retrocommissioning | A | Standalone Impact on Baseline Winter Peak (%) | Achievable Technical Potential | 0% | 0% | 0% | 0% | 0% | 0% | 0% | 0% | 0% | 0% | 0% | 0% | 0% | 0% | 0% | 0% | 0% | 0% | 0% | 0% | 0% | 0% | 0% | 0% | 0 | 0 | 0 | 0 | 0 | 0 | 0
F7_Industrial_Wood and Lumber Products_Existing_Space Heating_Natural Gas_Retrocommissioning_A_Achievable Technical Potential | F7 | Industrial | Wood and Lumber Products | Existing | Space Heating | Natural Gas | Retrocommissioning | A | Incremental Energy Savings (MWh or mTherms) | Achievable Technical Potential | 0 | 0 | 0 | 0 | 0 | 0.00943 | 0.0093788 | 0.0092668 | 0.0092119 | 0.0091567 | 0.0089775 | 0.0088886 | 0.0088066 | 0.0086041 | 0.008569 | 0.008425 | 0.0083646 | 0.0082658 | 0.0081396 | 0.0080981 | 0.0080164 | 0.0079363 | 0.0078633 | 0.0077951 | 0.0077311 | 0 | 0 | 0 | 0 | 0 | 0
F8_Industrial_Wood and Lumber Products_Existing_Space Heating_Natural Gas_Retrocommissioning_A_Achievable Technical Potential | F8 | Industrial | Wood and Lumber Products | Existing | Space Heating | Natural Gas | Retrocommissioning | A | Incremental Summer Peak Savings (MW) | Achievable Technical Potential | 0 | 0 | 0 | 0 | 0 | 0 | 0 | 0 | 0 | 0 | 0 | 0 | 0 | 0 | 0 | 0 | 0 | 0 | 0 | 0 | 0 | 0 | 0 | 0 | 0 | 0 | 0 | 0 | 0 | 0 | 0
F9_Industrial_Wood and Lumber Products_Existing_Space Heating_Natural Gas_Retrocommissioning_A_Achievable Technical Potential | F9 | Industrial | Wood and Lumber Products | Existing | Space Heating | Natural Gas | Retrocommissioning | A | Incremental Winter Peak Savings (MW) | Achievable Technical Potential | 0 | 0 | 0 | 0 | 0 | 0 | 0 | 0 | 0 | 0 | 0 | 0 | 0 | 0 | 0 | 0 | 0 | 0 | 0 | 0 | 0 | 0 | 0 | 0 | 0 | 0 | 0 | 0 | 0 | 0 | 0
F10_Industrial_Wood and Lumber Products_Existing_Space Heating_Natural Gas_Retrocommissioning_A_Achievable Technical Potential | F10 | Industrial | Wood and Lumber Products | Existing | Space Heating | Natural Gas | Retrocommissioning | A | Cumulative Energy Savings (MWh or mTherms) | Achievable Technical Potential | 0 | 0 | 0 | 0 | 0 | 0.00943 | 0.018763 | 0.027916 | 0.036947 | 0.045852 | 0.054511 | 0.063007 | 0.071359 | 0.079447 | 0.087391 | 0.095175 | 0.10285 | 0.11041 | 0.11784 | 0.1252 | 0.13247 | 0.13959 | 0.14668 | 0.1537 | 0.16065 | 0.15989 | 0.15919 | 0.15854 | 0 | 0 | 0
F11_Industrial_Wood and Lumber Products_Existing_Space Heating_Natural Gas_Retrocommissioning_A_Achievable Technical Potential | F11 | Industrial | Wood and Lumber Products | Existing | Space Heating | Natural Gas | Retrocommissioning | A | Cumulative Summer Peak Savings (MW) | Achievable Technical Potential | 0 | 0 | 0 | 0 | 0 | 0 | 0 | 0 | 0 | 0 | 0 | 0 | 0 | 0 | 0 | 0 | 0 | 0 | 0 | 0 | 0 | 0 | 0 | 0 | 0 | 0 | 0 | 0 | 0 | 0 | 0
F12_Industrial_Wood and Lumber Products_Existing_Space Heating_Natural Gas_Retrocommissioning_A_Achievable Technical Potential | F12 | Industrial | Wood and Lumber Products | Existing | Space Heating | Natural Gas | Retrocommissioning | A | Cumulative Winter Peak Savings (MW) | Achievable Technical Potential | 0 | 0 | 0 | 0 | 0 | 0 | 0 | 0 | 0 | 0 | 0 | 0 | 0 | 0 | 0 | 0 | 0 | 0 | 0 | 0 | 0 | 0 | 0 | 0 | 0 | 0 | 0 | 0 | 0 | 0 | 0
F13_Industrial_Wood and Lumber Products_Existing_Space Heating_Natural Gas_Retrocommissioning_A_Achievable Technical Potential | F13 | Industrial | Wood and Lumber Products | Existing | Space Heating | Natural Gas | Retrocommissioning | A | Purchases (Incremental) | Achievable Technical Potential | 0 | 0 | 0 | 0 | 0 | 9.7824 | 9.777 | 9.7194 | 9.7246 | 9.7326 | 9.6091 | 9.5828 | 9.5633 | 9.4115 | 9.4474 | 9.3573 | 9.3585 | 9.3114 | 9.2284 | 9.2393 | 9.2011 | 9.1653 | 9.1319 | 9.1009 | 9.0722 | 0 | 0 | 0 | 0 | 0 | 0
F14_Industrial_Wood and Lumber Products_Existing_Space Heating_Natural Gas_Retrocommissioning_A_Achievable Technical Potential | F14 | Industrial | Wood and Lumber Products | Existing | Space Heating | Natural Gas | Retrocommissioning | A | Purchases (Cumulative) | Achievable Technical Potential | 0 | 0 | 0 | 0 | 0 | 9.7824 | 19.5594 | 29.2787 | 39.0034 | 48.736 | 58.3451 | 67.9279 | 77.4912 | 86.9027 | 96.3501 | 105.7074 | 115.0659 | 124.3774 | 133.6057 | 142.845 | 152.0461 | 161.2114 | 170.3434 | 179.4442 | 188.5164 | 188.5164 | 188.5164 | 188.5164 | 188.5164 | 188.5164 | 188.5164
F1_Industrial_Wood and Lumber Products_Existing_Process_Natural Gas_Retrocommissioning_A_Achievable Technical Potential | F1 | Industrial | Wood and Lumber Products | Existing | Process | Natural Gas | Retrocommissioning | A | Original Unit Energy Savings (kWh or therms) | Achievable Technical Potential | 0 | 0 | 0 | 0 | 0 | 0 | 0 | 0 | 0 | 0 | 0 | 0 | 0 | 0 | 0 | 0 | 0 | 0 | 0 | 0 | 0 | 0 | 0 | 0 | 0 | 0 | 0 | 0 | 0 | 0 | 0
F2_Industrial_Wood and Lumber Products_Existing_Process_Natural Gas_Retrocommissioning_A_Achievable Technical Potential | F2 | Industrial | Wood and Lumber Products | Existing | Process | Natural Gas | Retrocommissioning | A | Original Unit Summer Peak Savings (kW) | Achievable Technical Potential | 0 | 0 | 0 | 0 | 0 | 0 | 0 | 0 | 0 | 0 | 0 | 0 | 0 | 0 | 0 | 0 | 0 | 0 | 0 | 0 | 0 | 0 | 0 | 0 | 0 | 0 | 0 | 0 | 0 | 0 | 0
F3_Industrial_Wood and Lumber Products_Existing_Process_Natural Gas_Retrocommissioning_A_Achievable Technical Potential | F3 | Industrial | Wood and Lumber Products | Existing | Process | Natural Gas | Retrocommissioning | A | Original Unit Winter Peak Savings (kW) | Achievable Technical Potential | 0 | 0 | 0 | 0 | 0 | 0 | 0 | 0 | 0 | 0 | 0 | 0 | 0 | 0 | 0 | 0 | 0 | 0 | 0 | 0 | 0 | 0 | 0 | 0 | 0 | 0 | 0 | 0 | 0 | 0 | 0
F4_Industrial_Wood and Lumber Products_Existing_Process_Natural Gas_Retrocommissioning_A_Achievable Technical Potential | F4 | Industrial | Wood and Lumber Products | Existing | Process | Natural Gas | Retrocommissioning | A | Standalone Impact on Baseline Energy (%) | Achievable Technical Potential | 0% | 0% | 0% | 0% | 0% | 0% | 0% | 0% | 0% | 0% | 0% | 0% | 0% | 0% | 0% | 0% | 0% | 0% | 0% | 0% | 0% | 0% | 0% | 0% | 0 | 0 | 0 | 0 | 0 | 0 | 0
F5_Industrial_Wood and Lumber Products_Existing_Process_Natural Gas_Retrocommissioning_A_Achievable Technical Potential | F5 | Industrial | Wood and Lumber Products | Existing | Process | Natural Gas | Retrocommissioning | A | Standalone Impact on Baseline Summer Peak (%) | Achievable Technical Potential | 0% | 0% | 0% | 0% | 0% | 0% | 0% | 0% | 0% | 0% | 0% | 0% | 0% | 0% | 0% | 0% | 0% | 0% | 0% | 0% | 0% | 0% | 0% | 0% | 0 | 0 | 0 | 0 | 0 | 0 | 0
F6_Industrial_Wood and Lumber Products_Existing_Process_Natural Gas_Retrocommissioning_A_Achievable Technical Potential | F6 | Industrial | Wood and Lumber Products | Existing | Process | Natural Gas | Retrocommissioning | A | Standalone Impact on Baseline Winter Peak (%) | Achievable Technical Potential | 0% | 0% | 0% | 0% | 0% | 0% | 0% | 0% | 0% | 0% | 0% | 0% | 0% | 0% | 0% | 0% | 0% | 0% | 0% | 0% | 0% | 0% | 0% | 0% | 0 | 0 | 0 | 0 | 0 | 0 | 0
F7_Industrial_Wood and Lumber Products_Existing_Process_Natural Gas_Retrocommissioning_A_Achievable Technical Potential | F7 | Industrial | Wood and Lumber Products | Existing | Process | Natural Gas | Retrocommissioning | A | Incremental Energy Savings (MWh or mTherms) | Achievable Technical Potential | 0 | 0 | 0 | 0 | 0 | 0 | 0 | 0 | 0 | 0 | 0 | 0 | 0 | 0 | 0 | 0 | 0 | 0 | 0 | 0 | 0 | 0 | 0 | 0 | 0 | 0 | 0 | 0 | 0 | 0 | 0
F8_Industrial_Wood and Lumber Products_Existing_Process_Natural Gas_Retrocommissioning_A_Achievable Technical Potential | F8 | Industrial | Wood and Lumber Products | Existing | Process | Natural Gas | Retrocommissioning | A | Incremental Summer Peak Savings (MW) | Achievable Technical Potential | 0 | 0 | 0 | 0 | 0 | 0 | 0 | 0 | 0 | 0 | 0 | 0 | 0 | 0 | 0 | 0 | 0 | 0 | 0 | 0 | 0 | 0 | 0 | 0 | 0 | 0 | 0 | 0 | 0 | 0 | 0
F9_Industrial_Wood and Lumber Products_Existing_Process_Natural Gas_Retrocommissioning_A_Achievable Technical Potential | F9 | Industrial | Wood and Lumber Products | Existing | Process | Natural Gas | Retrocommissioning | A | Incremental Winter Peak Savings (MW) | Achievable Technical Potential | 0 | 0 | 0 | 0 | 0 | 0 | 0 | 0 | 0 | 0 | 0 | 0 | 0 | 0 | 0 | 0 | 0 | 0 | 0 | 0 | 0 | 0 | 0 | 0 | 0 | 0 | 0 | 0 | 0 | 0 | 0
F10_Industrial_Wood and Lumber Products_Existing_Process_Natural Gas_Retrocommissioning_A_Achievable Technical Potential | F10 | Industrial | Wood and Lumber Products | Existing | Process | Natural Gas | Retrocommissioning | A | Cumulative Energy Savings (MWh or mTherms) | Achievable Technical Potential | 0 | 0 | 0 | 0 | 0 | 0 | 0 | 0 | 0 | 0 | 0 | 0 | 0 | 0 | 0 | 0 | 0 | 0 | 0 | 0 | 0 | 0 | 0 | 0 | 0 | 0 | 0 | 0 | 0 | 0 | 0
F11_Industrial_Wood and Lumber Products_Existing_Process_Natural Gas_Retrocommissioning_A_Achievable Technical Potential | F11 | Industrial | Wood and Lumber Products | Existing | Process | Natural Gas | Retrocommissioning | A | Cumulative Summer Peak Savings (MW) | Achievable Technical Potential | 0 | 0 | 0 | 0 | 0 | 0 | 0 | 0 | 0 | 0 | 0 | 0 | 0 | 0 | 0 | 0 | 0 | 0 | 0 | 0 | 0 | 0 | 0 | 0 | 0 | 0 | 0 | 0 | 0 | 0 | 0
F12_Industrial_Wood and Lumber Products_Existing_Process_Natural Gas_Retrocommissioning_A_Achievable Technical Potential | F12 | Industrial | Wood and Lumber Products | Existing | Process | Natural Gas | Retrocommissioning | A | Cumulative Winter Peak Savings (MW) | Achievable Technical Potential | 0 | 0 | 0 | 0 | 0 | 0 | 0 | 0 | 0 | 0 | 0 | 0 | 0 | 0 | 0 | 0 | 0 | 0 | 0 | 0 | 0 | 0 | 0 | 0 | 0 | 0 | 0 | 0 | 0 | 0 | 0
F13_Industrial_Wood and Lumber Products_Existing_Process_Natural Gas_Retrocommissioning_A_Achievable Technical Potential | F13 | Industrial | Wood and Lumber Products | Existing | Process | Natural Gas | Retrocommissioning | A | Purchases (Incremental) | Achievable Technical Potential | 0 | 0 | 0 | 0 | 0 | 9.7824 | 9.777 | 9.7194 | 9.7246 | 9.7326 | 9.6091 | 9.5828 | 9.5633 | 9.4115 | 9.4474 | 9.3573 | 9.3585 | 9.3114 | 9.2284 | 9.2393 | 9.2011 | 9.1653 | 9.1319 | 9.1009 | 9.0722 | 0 | 0 | 0 | 0 | 0 | 0
F14_Industrial_Wood and Lumber Products_Existing_Process_Natural Gas_Retrocommissioning_A_Achievable Technical Potential | F14 | Industrial | Wood and Lumber Products | Existing | Process | Natural Gas | Retrocommissioning | A | Purchases (Cumulative) | Achievable Technical Potential | 0 | 0 | 0 | 0 | 0 | 9.7824 | 19.5594 | 29.2787 | 39.0034 | 48.736 | 58.3451 | 67.9279 | 77.4912 | 86.9027 | 96.3501 | 105.7074 | 115.0659 | 124.3774 | 133.6057 | 142.845 | 152.0461 | 161.2114 | 170.3434 | 179.4442 | 188.5164 | 188.5164 | 188.5164 | 188.5164 | 188.5164 | 188.5164 | 188.5164
F1_Industrial_Wood and Lumber Products_New_Space Heating_Natural Gas_Insulation - Roof/Ceiling_A_Achievable Technical Potential | F1 | Industrial | Wood and Lumber Products | New | Space Heating | Natural Gas | Insulation - Roof/Ceiling | A | Original Unit Energy Savings (kWh or therms) | Achievable Technical Potential | 0 | 0 | 0 | 0 | 0 | 0.093892 | 0.092679 | 0.091794 | 0.091122 | 0.090592 | 0.090164 | 0.089662 | 0.089136 | 0.088616 | 0.088114 | 0.08772 | 0.087409 | 0.087162 | 0.08677 | 0.086483 | 0.086275 | 0.086113 | 0.086113 | 0.086113 | 0.086113 | 0.086113 | 0.086113 | 0.086113 | 0 | 0 | 0
F2_Industrial_Wood and Lumber Products_New_Space Heating_Natural Gas_Insulation - Roof/Ceiling_A_Achievable Technical Potential | F2 | Industrial | Wood and Lumber Products | New | Space Heating | Natural Gas | Insulation - Roof/Ceiling | A | Original Unit Summer Peak Savings (kW) | Achievable Technical Potential | 0 | 0 | 0 | 0 | 0 | 0 | 0 | 0 | 0 | 0 | 0 | 0 | 0 | 0 | 0 | 0 | 0 | 0 | 0 | 0 | 0 | 0 | 0 | 0 | 0 | 0 | 0 | 0 | 0 | 0 | 0
F3_Industrial_Wood and Lumber Products_New_Space Heating_Natural Gas_Insulation - Roof/Ceiling_A_Achievable Technical Potential | F3 | Industrial | Wood and Lumber Products | New | Space Heating | Natural Gas | Insulation - Roof/Ceiling | A | Original Unit Winter Peak Savings (kW) | Achievable Technical Potential | 0 | 0 | 0 | 0 | 0 | 0 | 0 | 0 | 0 | 0 | 0 | 0 | 0 | 0 | 0 | 0 | 0 | 0 | 0 | 0 | 0 | 0 | 0 | 0 | 0 | 0 | 0 | 0 | 0 | 0 | 0
F4_Industrial_Wood and Lumber Products_New_Space Heating_Natural Gas_Insulation - Roof/Ceiling_A_Achievable Technical Potential | F4 | Industrial | Wood and Lumber Products | New | Space Heating | Natural Gas | Insulation - Roof/Ceiling | A | Standalone Impact on Baseline Energy (%) | Achievable Technical Potential | 0% | 0% | 0% | 0% | 0% | 0% | 0% | 0% | 0% | 0% | 0% | 0% | 0% | 0% | 0% | 0% | 0% | 0% | 0% | 0% | 0% | 0% | 0% | 0% | 0 | 0 | 0 | 0 | 0 | 0 | 0
F5_Industrial_Wood and Lumber Products_New_Space Heating_Natural Gas_Insulation - Roof/Ceiling_A_Achievable Technical Potential | F5 | Industrial | Wood and Lumber Products | New | Space Heating | Natural Gas | Insulation - Roof/Ceiling | A | Standalone Impact on Baseline Summer Peak (%) | Achievable Technical Potential | 0% | 0% | 0% | 0% | 0% | 0% | 0% | 0% | 0% | 0% | 0% | 0% | 0% | 0% | 0% | 0% | 0% | 0% | 0% | 0% | 0% | 0% | 0% | 0% | 0 | 0 | 0 | 0 | 0 | 0 | 0
F6_Industrial_Wood and Lumber Products_New_Space Heating_Natural Gas_Insulation - Roof/Ceiling_A_Achievable Technical Potential | F6 | Industrial | Wood and Lumber Products | New | Space Heating | Natural Gas | Insulation - Roof/Ceiling | A | Standalone Impact on Baseline Winter Peak (%) | Achievable Technical Potential | 0% | 0% | 0% | 0% | 0% | 0% | 0% | 0% | 0% | 0% | 0% | 0% | 0% | 0% | 0% | 0% | 0% | 0% | 0% | 0% | 0% | 0% | 0% | 0% | 0 | 0 | 0 | 0 | 0 | 0 | 0
F7_Industrial_Wood and Lumber Products_New_Space Heating_Natural Gas_Insulation - Roof/Ceiling_A_Achievable Technical Potential | F7 | Industrial | Wood and Lumber Products | New | Space Heating | Natural Gas | Insulation - Roof/Ceiling | A | Incremental Energy Savings (MWh or mTherms) | Achievable Technical Potential | 0 | 0 | 0 | 0 | 0 | 0 | 0 | 0 | 0 | 0 | 0 | 0 | 0 | 0 | 0 | 0 | 0 | 0 | 0 | 0 | 0 | 0 | 0 | 0 | 0 | 0 | 0 | 0 | 0 | 0 | 0
F8_Industrial_Wood and Lumber Products_New_Space Heating_Natural Gas_Insulation - Roof/Ceiling_A_Achievable Technical Potential | F8 | Industrial | Wood and Lumber Products | New | Space Heating | Natural Gas | Insulation - Roof/Ceiling | A | Incremental Summer Peak Savings (MW) | Achievable Technical Potential | 0 | 0 | 0 | 0 | 0 | 0 | 0 | 0 | 0 | 0 | 0 | 0 | 0 | 0 | 0 | 0 | 0 | 0 | 0 | 0 | 0 | 0 | 0 | 0 | 0 | 0 | 0 | 0 | 0 | 0 | 0
F9_Industrial_Wood and Lumber Products_New_Space Heating_Natural Gas_Insulation - Roof/Ceiling_A_Achievable Technical Potential | F9 | Industrial | Wood and Lumber Products | New | Space Heating | Natural Gas | Insulation - Roof/Ceiling | A | Incremental Winter Peak Savings (MW) | Achievable Technical Potential | 0 | 0 | 0 | 0 | 0 | 0 | 0 | 0 | 0 | 0 | 0 | 0 | 0 | 0 | 0 | 0 | 0 | 0 | 0 | 0 | 0 | 0 | 0 | 0 | 0 | 0 | 0 | 0 | 0 | 0 | 0
F10_Industrial_Wood and Lumber Products_New_Space Heating_Natural Gas_Insulation - Roof/Ceiling_A_Achievable Technical Potential | F10 | Industrial | Wood and Lumber Products | New | Space Heating | Natural Gas | Insulation - Roof/Ceiling | A | Cumulative Energy Savings (MWh or mTherms) | Achievable Technical Potential | 0 | 0 | 0 | 0 | 0 | 0 | 0 | 0 | 0 | 0 | 0 | 0 | 0 | 0 | 0 | 0 | 0 | 0 | 0 | 0 | 0 | 0 | 0 | 0 | 0 | 0 | 0 | 0 | 0 | 0 | 0
F11_Industrial_Wood and Lumber Products_New_Space Heating_Natural Gas_Insulation - Roof/Ceiling_A_Achievable Technical Potential | F11 | Industrial | Wood and Lumber Products | New | Space Heating | Natural Gas | Insulation - Roof/Ceiling | A | Cumulative Summer Peak Savings (MW) | Achievable Technical Potential | 0 | 0 | 0 | 0 | 0 | 0 | 0 | 0 | 0 | 0 | 0 | 0 | 0 | 0 | 0 | 0 | 0 | 0 | 0 | 0 | 0 | 0 | 0 | 0 | 0 | 0 | 0 | 0 | 0 | 0 | 0
F12_Industrial_Wood and Lumber Products_New_Space Heating_Natural Gas_Insulation - Roof/Ceiling_A_Achievable Technical Potential | F12 | Industrial | Wood and Lumber Products | New | Space Heating | Natural Gas | Insulation - Roof/Ceiling | A | Cumulative Winter Peak Savings (MW) | Achievable Technical Potential | 0 | 0 | 0 | 0 | 0 | 0 | 0 | 0 | 0 | 0 | 0 | 0 | 0 | 0 | 0 | 0 | 0 | 0 | 0 | 0 | 0 | 0 | 0 | 0 | 0 | 0 | 0 | 0 | 0 | 0 | 0
F13_Industrial_Wood and Lumber Products_New_Space Heating_Natural Gas_Insulation - Roof/Ceiling_A_Achievable Technical Potential | F13 | Industrial | Wood and Lumber Products | New | Space Heating | Natural Gas | Insulation - Roof/Ceiling | A | Purchases (Incremental) | Achievable Technical Potential | 0 | 0 | 0 | 0 | 0 | 0 | 0 | 0 | 0 | 0 | 0 | 0 | 0 | 0 | 0 | 0 | 0 | 0 | 0 | 0 | 0 | 0 | 0 | 0 | 0 | 0 | 0 | 0 | 0 | 0 | 0
F14_Industrial_Wood and Lumber Products_New_Space Heating_Natural Gas_Insulation - Roof/Ceiling_A_Achievable Technical Potential | F14 | Industrial | Wood and Lumber Products | New | Space Heating | Natural Gas | Insulation - Roof/Ceiling | A | Purchases (Cumulative) | Achievable Technical Potential | 0 | 0 | 0 | 0 | 0 | 0 | 0 | 0 | 0 | 0 | 0 | 0 | 0 | 0 | 0 | 0 | 0 | 0 | 0 | 0 | 0 | 0 | 0 | 0 | 0 | 0 | 0 | 0 | 0 | 0 | 0
F1_Industrial_Wood and Lumber Products_New_Space Heating_Natural Gas_Insulation - Wall Cavity_A_Achievable Technical Potential | F1 | Industrial | Wood and Lumber Products | New | Space Heating | Natural Gas | Insulation - Wall Cavity | A | Original Unit Energy Savings (kWh or therms) | Achievable Technical Potential | 0 | 0 | 0 | 0 | 0 | 0.016909 | 0.016691 | 0.016531 | 0.01641 | 0.016315 | 0.016238 | 0.016147 | 0.016053 | 0.015959 | 0.015869 | 0.015798 | 0.015742 | 0.015697 | 0.015627 | 0.015575 | 0.015537 | 0.015508 | 0.015508 | 0.015508 | 0.015508 | 0.015508 | 0.015508 | 0.015508 | 0 | 0 | 0
F2_Industrial_Wood and Lumber Products_New_Space Heating_Natural Gas_Insulation - Wall Cavity_A_Achievable Technical Potential | F2 | Industrial | Wood and Lumber Products | New | Space Heating | Natural Gas | Insulation - Wall Cavity | A | Original Unit Summer Peak Savings (kW) | Achievable Technical Potential | 0 | 0 | 0 | 0 | 0 | 0 | 0 | 0 | 0 | 0 | 0 | 0 | 0 | 0 | 0 | 0 | 0 | 0 | 0 | 0 | 0 | 0 | 0 | 0 | 0 | 0 | 0 | 0 | 0 | 0 | 0
F3_Industrial_Wood and Lumber Products_New_Space Heating_Natural Gas_Insulation - Wall Cavity_A_Achievable Technical Potential | F3 | Industrial | Wood and Lumber Products | New | Space Heating | Natural Gas | Insulation - Wall Cavity | A | Original Unit Winter Peak Savings (kW) | Achievable Technical Potential | 0 | 0 | 0 | 0 | 0 | 0 | 0 | 0 | 0 | 0 | 0 | 0 | 0 | 0 | 0 | 0 | 0 | 0 | 0 | 0 | 0 | 0 | 0 | 0 | 0 | 0 | 0 | 0 | 0 | 0 | 0
F4_Industrial_Wood and Lumber Products_New_Space Heating_Natural Gas_Insulation - Wall Cavity_A_Achievable Technical Potential | F4 | Industrial | Wood and Lumber Products | New | Space Heating | Natural Gas | Insulation - Wall Cavity | A | Standalone Impact on Baseline Energy (%) | Achievable Technical Potential | 0% | 0% | 0% | 0% | 0% | 0% | 0% | 0% | 0% | 0% | 0% | 0% | 0% | 0% | 0% | 0% | 0% | 0% | 0% | 0% | 0% | 0% | 0% | 0% | 0 | 0 | 0 | 0 | 0 | 0 | 0
F5_Industrial_Wood and Lumber Products_New_Space Heating_Natural Gas_Insulation - Wall Cavity_A_Achievable Technical Potential | F5 | Industrial | Wood and Lumber Products | New | Space Heating | Natural Gas | Insulation - Wall Cavity | A | Standalone Impact on Baseline Summer Peak (%) | Achievable Technical Potential | 0% | 0% | 0% | 0% | 0% | 0% | 0% | 0% | 0% | 0% | 0% | 0% | 0% | 0% | 0% | 0% | 0% | 0% | 0% | 0% | 0% | 0% | 0% | 0% | 0 | 0 | 0 | 0 | 0 | 0 | 0
F6_Industrial_Wood and Lumber Products_New_Space Heating_Natural Gas_Insulation - Wall Cavity_A_Achievable Technical Potential | F6 | Industrial | Wood and Lumber Products | New | Space Heating | Natural Gas | Insulation - Wall Cavity | A | Standalone Impact on Baseline Winter Peak (%) | Achievable Technical Potential | 0% | 0% | 0% | 0% | 0% | 0% | 0% | 0% | 0% | 0% | 0% | 0% | 0% | 0% | 0% | 0% | 0% | 0% | 0% | 0% | 0% | 0% | 0% | 0% | 0 | 0 | 0 | 0 | 0 | 0 | 0
F7_Industrial_Wood and Lumber Products_New_Space Heating_Natural Gas_Insulation - Wall Cavity_A_Achievable Technical Potential | F7 | Industrial | Wood and Lumber Products | New | Space Heating | Natural Gas | Insulation - Wall Cavity | A | Incremental Energy Savings (MWh or mTherms) | Achievable Technical Potential | 0 | 0 | 0 | 0 | 0 | 0 | 0 | 0 | 0 | 0 | 0 | 0 | 0 | 0 | 0 | 0 | 0 | 0 | 0 | 0 | 0 | 0 | 0 | 0 | 0 | 0 | 0 | 0 | 0 | 0 | 0
F8_Industrial_Wood and Lumber Products_New_Space Heating_Natural Gas_Insulation - Wall Cavity_A_Achievable Technical Potential | F8 | Industrial | Wood and Lumber Products | New | Space Heating | Natural Gas | Insulation - Wall Cavity | A | Incremental Summer Peak Savings (MW) | Achievable Technical Potential | 0 | 0 | 0 | 0 | 0 | 0 | 0 | 0 | 0 | 0 | 0 | 0 | 0 | 0 | 0 | 0 | 0 | 0 | 0 | 0 | 0 | 0 | 0 | 0 | 0 | 0 | 0 | 0 | 0 | 0 | 0
F9_Industrial_Wood and Lumber Products_New_Space Heating_Natural Gas_Insulation - Wall Cavity_A_Achievable Technical Potential | F9 | Industrial | Wood and Lumber Products | New | Space Heating | Natural Gas | Insulation - Wall Cavity | A | Incremental Winter Peak Savings (MW) | Achievable Technical Potential | 0 | 0 | 0 | 0 | 0 | 0 | 0 | 0 | 0 | 0 | 0 | 0 | 0 | 0 | 0 | 0 | 0 | 0 | 0 | 0 | 0 | 0 | 0 | 0 | 0 | 0 | 0 | 0 | 0 | 0 | 0
F10_Industrial_Wood and Lumber Products_New_Space Heating_Natural Gas_Insulation - Wall Cavity_A_Achievable Technical Potential | F10 | Industrial | Wood and Lumber Products | New | Space Heating | Natural Gas | Insulation - Wall Cavity | A | Cumulative Energy Savings (MWh or mTherms) | Achievable Technical Potential | 0 | 0 | 0 | 0 | 0 | 0 | 0 | 0 | 0 | 0 | 0 | 0 | 0 | 0 | 0 | 0 | 0 | 0 | 0 | 0 | 0 | 0 | 0 | 0 | 0 | 0 | 0 | 0 | 0 | 0 | 0
F11_Industrial_Wood and Lumber Products_New_Space Heating_Natural Gas_Insulation - Wall Cavity_A_Achievable Technical Potential | F11 | Industrial | Wood and Lumber Products | New | Space Heating | Natural Gas | Insulation - Wall Cavity | A | Cumulative Summer Peak Savings (MW) | Achievable Technical Potential | 0 | 0 | 0 | 0 | 0 | 0 | 0 | 0 | 0 | 0 | 0 | 0 | 0 | 0 | 0 | 0 | 0 | 0 | 0 | 0 | 0 | 0 | 0 | 0 | 0 | 0 | 0 | 0 | 0 | 0 | 0
F12_Industrial_Wood and Lumber Products_New_Space Heating_Natural Gas_Insulation - Wall Cavity_A_Achievable Technical Potential | F12 | Industrial | Wood and Lumber Products | New | Space Heating | Natural Gas | Insulation - Wall Cavity | A | Cumulative Winter Peak Savings (MW) | Achievable Technical Potential | 0 | 0 | 0 | 0 | 0 | 0 | 0 | 0 | 0 | 0 | 0 | 0 | 0 | 0 | 0 | 0 | 0 | 0 | 0 | 0 | 0 | 0 | 0 | 0 | 0 | 0 | 0 | 0 | 0 | 0 | 0
F13_Industrial_Wood and Lumber Products_New_Space Heating_Natural Gas_Insulation - Wall Cavity_A_Achievable Technical Potential | F13 | Industrial | Wood and Lumber Products | New | Space Heating | Natural Gas | Insulation - Wall Cavity | A | Purchases (Incremental) | Achievable Technical Potential | 0 | 0 | 0 | 0 | 0 | 0 | 0 | 0 | 0 | 0 | 0 | 0 | 0 | 0 | 0 | 0 | 0 | 0 | 0 | 0 | 0 | 0 | 0 | 0 | 0 | 0 | 0 | 0 | 0 | 0 | 0
F14_Industrial_Wood and Lumber Products_New_Space Heating_Natural Gas_Insulation - Wall Cavity_A_Achievable Technical Potential | F14 | Industrial | Wood and Lumber Products | New | Space Heating | Natural Gas | Insulation - Wall Cavity | A | Purchases (Cumulative) | Achievable Technical Potential | 0 | 0 | 0 | 0 | 0 | 0 | 0 | 0 | 0 | 0 | 0 | 0 | 0 | 0 | 0 | 0 | 0 | 0 | 0 | 0 | 0 | 0 | 0 | 0 | 0 | 0 | 0 | 0 | 0 | 0 | 0
F1_Industrial_Wood and Lumber Products_New_Space Heating_Natural Gas_Insulation - Ducting_A_Achievable Technical Potential | F1 | Industrial | Wood and Lumber Products | New | Space Heating | Natural Gas | Insulation - Ducting | A | Original Unit Energy Savings (kWh or therms) | Achievable Technical Potential | 0 | 0 | 0 | 0 | 0 | 0 | 0 | 0 | 0 | 0 | 0 | 0 | 0 | 0 | 0 | 0 | 0 | 0 | 0 | 0 | 0 | 0 | 0 | 0 | 0 | 0 | 0 | 0 | 0 | 0 | 0
F2_Industrial_Wood and Lumber Products_New_Space Heating_Natural Gas_Insulation - Ducting_A_Achievable Technical Potential | F2 | Industrial | Wood and Lumber Products | New | Space Heating | Natural Gas | Insulation - Ducting | A | Original Unit Summer Peak Savings (kW) | Achievable Technical Potential | 0 | 0 | 0 | 0 | 0 | 0 | 0 | 0 | 0 | 0 | 0 | 0 | 0 | 0 | 0 | 0 | 0 | 0 | 0 | 0 | 0 | 0 | 0 | 0 | 0 | 0 | 0 | 0 | 0 | 0 | 0
F3_Industrial_Wood and Lumber Products_New_Space Heating_Natural Gas_Insulation - Ducting_A_Achievable Technical Potential | F3 | Industrial | Wood and Lumber Products | New | Space Heating | Natural Gas | Insulation - Ducting | A | Original Unit Winter Peak Savings (kW) | Achievable Technical Potential | 0 | 0 | 0 | 0 | 0 | 0 | 0 | 0 | 0 | 0 | 0 | 0 | 0 | 0 | 0 | 0 | 0 | 0 | 0 | 0 | 0 | 0 | 0 | 0 | 0 | 0 | 0 | 0 | 0 | 0 | 0
F4_Industrial_Wood and Lumber Products_New_Space Heating_Natural Gas_Insulation - Ducting_A_Achievable Technical Potential | F4 | Industrial | Wood and Lumber Products | New | Space Heating | Natural Gas | Insulation - Ducting | A | Standalone Impact on Baseline Energy (%) | Achievable Technical Potential | 0% | 0% | 0% | 0% | 0% | 0% | 0% | 0% | 0% | 0% | 0% | 0% | 0% | 0% | 0% | 0% | 0% | 0% | 0% | 0% | 0% | 0% | 0% | 0% | 0 | 0 | 0 | 0 | 0 | 0 | 0
F5_Industrial_Wood and Lumber Products_New_Space Heating_Natural Gas_Insulation - Ducting_A_Achievable Technical Potential | F5 | Industrial | Wood and Lumber Products | New | Space Heating | Natural Gas | Insulation - Ducting | A | Standalone Impact on Baseline Summer Peak (%) | Achievable Technical Potential | 0% | 0% | 0% | 0% | 0% | 0% | 0% | 0% | 0% | 0% | 0% | 0% | 0% | 0% | 0% | 0% | 0% | 0% | 0% | 0% | 0% | 0% | 0% | 0% | 0 | 0 | 0 | 0 | 0 | 0 | 0
F6_Industrial_Wood and Lumber Products_New_Space Heating_Natural Gas_Insulation - Ducting_A_Achievable Technical Potential | F6 | Industrial | Wood and Lumber Products | New | Space Heating | Natural Gas | Insulation - Ducting | A | Standalone Impact on Baseline Winter Peak (%) | Achievable Technical Potential | 0% | 0% | 0% | 0% | 0% | 0% | 0% | 0% | 0% | 0% | 0% | 0% | 0% | 0% | 0% | 0% | 0% | 0% | 0% | 0% | 0% | 0% | 0% | 0% | 0 | 0 | 0 | 0 | 0 | 0 | 0
F7_Industrial_Wood and Lumber Products_New_Space Heating_Natural Gas_Insulation - Ducting_A_Achievable Technical Potential | F7 | Industrial | Wood and Lumber Products | New | Space Heating | Natural Gas | Insulation - Ducting | A | Incremental Energy Savings (MWh or mTherms) | Achievable Technical Potential | 0 | 0 | 0 | 0 | 0 | 0 | 0 | 0 | 0 | 0 | 0 | 0 | 0 | 0 | 0 | 0 | 0 | 0 | 0 | 0 | 0 | 0 | 0 | 0 | 0 | 0 | 0 | 0 | 0 | 0 | 0
F8_Industrial_Wood and Lumber Products_New_Space Heating_Natural Gas_Insulation - Ducting_A_Achievable Technical Potential | F8 | Industrial | Wood and Lumber Products | New | Space Heating | Natural Gas | Insulation - Ducting | A | Incremental Summer Peak Savings (MW) | Achievable Technical Potential | 0 | 0 | 0 | 0 | 0 | 0 | 0 | 0 | 0 | 0 | 0 | 0 | 0 | 0 | 0 | 0 | 0 | 0 | 0 | 0 | 0 | 0 | 0 | 0 | 0 | 0 | 0 | 0 | 0 | 0 | 0
F9_Industrial_Wood and Lumber Products_New_Space Heating_Natural Gas_Insulation - Ducting_A_Achievable Technical Potential | F9 | Industrial | Wood and Lumber Products | New | Space Heating | Natural Gas | Insulation - Ducting | A | Incremental Winter Peak Savings (MW) | Achievable Technical Potential | 0 | 0 | 0 | 0 | 0 | 0 | 0 | 0 | 0 | 0 | 0 | 0 | 0 | 0 | 0 | 0 | 0 | 0 | 0 | 0 | 0 | 0 | 0 | 0 | 0 | 0 | 0 | 0 | 0 | 0 | 0
F10_Industrial_Wood and Lumber Products_New_Space Heating_Natural Gas_Insulation - Ducting_A_Achievable Technical Potential | F10 | Industrial | Wood and Lumber Products | New | Space Heating | Natural Gas | Insulation - Ducting | A | Cumulative Energy Savings (MWh or mTherms) | Achievable Technical Potential | 0 | 0 | 0 | 0 | 0 | 0 | 0 | 0 | 0 | 0 | 0 | 0 | 0 | 0 | 0 | 0 | 0 | 0 | 0 | 0 | 0 | 0 | 0 | 0 | 0 | 0 | 0 | 0 | 0 | 0 | 0
F11_Industrial_Wood and Lumber Products_New_Space Heating_Natural Gas_Insulation - Ducting_A_Achievable Technical Potential | F11 | Industrial | Wood and Lumber Products | New | Space Heating | Natural Gas | Insulation - Ducting | A | Cumulative Summer Peak Savings (MW) | Achievable Technical Potential | 0 | 0 | 0 | 0 | 0 | 0 | 0 | 0 | 0 | 0 | 0 | 0 | 0 | 0 | 0 | 0 | 0 | 0 | 0 | 0 | 0 | 0 | 0 | 0 | 0 | 0 | 0 | 0 | 0 | 0 | 0
F12_Industrial_Wood and Lumber Products_New_Space Heating_Natural Gas_Insulation - Ducting_A_Achievable Technical Potential | F12 | Industrial | Wood and Lumber Products | New | Space Heating | Natural Gas | Insulation - Ducting | A | Cumulative Winter Peak Savings (MW) | Achievable Technical Potential | 0 | 0 | 0 | 0 | 0 | 0 | 0 | 0 | 0 | 0 | 0 | 0 | 0 | 0 | 0 | 0 | 0 | 0 | 0 | 0 | 0 | 0 | 0 | 0 | 0 | 0 | 0 | 0 | 0 | 0 | 0
F13_Industrial_Wood and Lumber Products_New_Space Heating_Natural Gas_Insulation - Ducting_A_Achievable Technical Potential | F13 | Industrial | Wood and Lumber Products | New | Space Heating | Natural Gas | Insulation - Ducting | A | Purchases (Incremental) | Achievable Technical Potential | 0 | 0 | 0 | 0 | 0 | 0 | 0 | 0 | 0 | 0 | 0 | 0 | 0 | 0 | 0 | 0 | 0 | 0 | 0 | 0 | 0 | 0 | 0 | 0 | 0 | 0 | 0 | 0 | 0 | 0 | 0
F14_Industrial_Wood and Lumber Products_New_Space Heating_Natural Gas_Insulation - Ducting_A_Achievable Technical Potential | F14 | Industrial | Wood and Lumber Products | New | Space Heating | Natural Gas | Insulation - Ducting | A | Purchases (Cumulative) | Achievable Technical Potential | 0 | 0 | 0 | 0 | 0 | 0 | 0 | 0 | 0 | 0 | 0 | 0 | 0 | 0 | 0 | 0 | 0 | 0 | 0 | 0 | 0 | 0 | 0 | 0 | 0 | 0 | 0 | 0 | 0 | 0 | 0
F1_Industrial_Wood and Lumber Products_New_Space Heating_Natural Gas_HVAC - Duct Repair and Sealing_A_Achievable Technical Potential | F1 | Industrial | Wood and Lumber Products | New | Space Heating | Natural Gas | HVAC - Duct Repair and Sealing | A | Original Unit Energy Savings (kWh or therms) | Achievable Technical Potential | 0 | 0 | 0 | 0 | 0 | 0 | 0 | 0 | 0 | 0 | 0 | 0 | 0 | 0 | 0 | 0 | 0 | 0 | 0 | 0 | 0 | 0 | 0 | 0 | 0 | 0 | 0 | 0 | 0 | 0 | 0
F2_Industrial_Wood and Lumber Products_New_Space Heating_Natural Gas_HVAC - Duct Repair and Sealing_A_Achievable Technical Potential | F2 | Industrial | Wood and Lumber Products | New | Space Heating | Natural Gas | HVAC - Duct Repair and Sealing | A | Original Unit Summer Peak Savings (kW) | Achievable Technical Potential | 0 | 0 | 0 | 0 | 0 | 0 | 0 | 0 | 0 | 0 | 0 | 0 | 0 | 0 | 0 | 0 | 0 | 0 | 0 | 0 | 0 | 0 | 0 | 0 | 0 | 0 | 0 | 0 | 0 | 0 | 0
F3_Industrial_Wood and Lumber Products_New_Space Heating_Natural Gas_HVAC - Duct Repair and Sealing_A_Achievable Technical Potential | F3 | Industrial | Wood and Lumber Products | New | Space Heating | Natural Gas | HVAC - Duct Repair and Sealing | A | Original Unit Winter Peak Savings (kW) | Achievable Technical Potential | 0 | 0 | 0 | 0 | 0 | 0 | 0 | 0 | 0 | 0 | 0 | 0 | 0 | 0 | 0 | 0 | 0 | 0 | 0 | 0 | 0 | 0 | 0 | 0 | 0 | 0 | 0 | 0 | 0 | 0 | 0
F4_Industrial_Wood and Lumber Products_New_Space Heating_Natural Gas_HVAC - Duct Repair and Sealing_A_Achievable Technical Potential | F4 | Industrial | Wood and Lumber Products | New | Space Heating | Natural Gas | HVAC - Duct Repair and Sealing | A | Standalone Impact on Baseline Energy (%) | Achievable Technical Potential | 0% | 0% | 0% | 0% | 0% | 0% | 0% | 0% | 0% | 0% | 0% | 0% | 0% | 0% | 0% | 0% | 0% | 0% | 0% | 0% | 0% | 0% | 0% | 0% | 0 | 0 | 0 | 0 | 0 | 0 | 0
F5_Industrial_Wood and Lumber Products_New_Space Heating_Natural Gas_HVAC - Duct Repair and Sealing_A_Achievable Technical Potential | F5 | Industrial | Wood and Lumber Products | New | Space Heating | Natural Gas | HVAC - Duct Repair and Sealing | A | Standalone Impact on Baseline Summer Peak (%) | Achievable Technical Potential | 0% | 0% | 0% | 0% | 0% | 0% | 0% | 0% | 0% | 0% | 0% | 0% | 0% | 0% | 0% | 0% | 0% | 0% | 0% | 0% | 0% | 0% | 0% | 0% | 0 | 0 | 0 | 0 | 0 | 0 | 0
F6_Industrial_Wood and Lumber Products_New_Space Heating_Natural Gas_HVAC - Duct Repair and Sealing_A_Achievable Technical Potential | F6 | Industrial | Wood and Lumber Products | New | Space Heating | Natural Gas | HVAC - Duct Repair and Sealing | A | Standalone Impact on Baseline Winter Peak (%) | Achievable Technical Potential | 0% | 0% | 0% | 0% | 0% | 0% | 0% | 0% | 0% | 0% | 0% | 0% | 0% | 0% | 0% | 0% | 0% | 0% | 0% | 0% | 0% | 0% | 0% | 0% | 0 | 0 | 0 | 0 | 0 | 0 | 0
F7_Industrial_Wood and Lumber Products_New_Space Heating_Natural Gas_HVAC - Duct Repair and Sealing_A_Achievable Technical Potential | F7 | Industrial | Wood and Lumber Products | New | Space Heating | Natural Gas | HVAC - Duct Repair and Sealing | A | Incremental Energy Savings (MWh or mTherms) | Achievable Technical Potential | 0 | 0 | 0 | 0 | 0 | 0 | 0 | 0 | 0 | 0 | 0 | 0 | 0 | 0 | 0 | 0 | 0 | 0 | 0 | 0 | 0 | 0 | 0 | 0 | 0 | 0 | 0 | 0 | 0 | 0 | 0
F8_Industrial_Wood and Lumber Products_New_Space Heating_Natural Gas_HVAC - Duct Repair and Sealing_A_Achievable Technical Potential | F8 | Industrial | Wood and Lumber Products | New | Space Heating | Natural Gas | HVAC - Duct Repair and Sealing | A | Incremental Summer Peak Savings (MW) | Achievable Technical Potential | 0 | 0 | 0 | 0 | 0 | 0 | 0 | 0 | 0 | 0 | 0 | 0 | 0 | 0 | 0 | 0 | 0 | 0 | 0 | 0 | 0 | 0 | 0 | 0 | 0 | 0 | 0 | 0 | 0 | 0 | 0
F9_Industrial_Wood and Lumber Products_New_Space Heating_Natural Gas_HVAC - Duct Repair and Sealing_A_Achievable Technical Potential | F9 | Industrial | Wood and Lumber Products | New | Space Heating | Natural Gas | HVAC - Duct Repair and Sealing | A | Incremental Winter Peak Savings (MW) | Achievable Technical Potential | 0 | 0 | 0 | 0 | 0 | 0 | 0 | 0 | 0 | 0 | 0 | 0 | 0 | 0 | 0 | 0 | 0 | 0 | 0 | 0 | 0 | 0 | 0 | 0 | 0 | 0 | 0 | 0 | 0 | 0 | 0
F10_Industrial_Wood and Lumber Products_New_Space Heating_Natural Gas_HVAC - Duct Repair and Sealing_A_Achievable Technical Potential | F10 | Industrial | Wood and Lumber Products | New | Space Heating | Natural Gas | HVAC - Duct Repair and Sealing | A | Cumulative Energy Savings (MWh or mTherms) | Achievable Technical Potential | 0 | 0 | 0 | 0 | 0 | 0 | 0 | 0 | 0 | 0 | 0 | 0 | 0 | 0 | 0 | 0 | 0 | 0 | 0 | 0 | 0 | 0 | 0 | 0 | 0 | 0 | 0 | 0 | 0 | 0 | 0
F11_Industrial_Wood and Lumber Products_New_Space Heating_Natural Gas_HVAC - Duct Repair and Sealing_A_Achievable Technical Potential | F11 | Industrial | Wood and Lumber Products | New | Space Heating | Natural Gas | HVAC - Duct Repair and Sealing | A | Cumulative Summer Peak Savings (MW) | Achievable Technical Potential | 0 | 0 | 0 | 0 | 0 | 0 | 0 | 0 | 0 | 0 | 0 | 0 | 0 | 0 | 0 | 0 | 0 | 0 | 0 | 0 | 0 | 0 | 0 | 0 | 0 | 0 | 0 | 0 | 0 | 0 | 0
F12_Industrial_Wood and Lumber Products_New_Space Heating_Natural Gas_HVAC - Duct Repair and Sealing_A_Achievable Technical Potential | F12 | Industrial | Wood and Lumber Products | New | Space Heating | Natural Gas | HVAC - Duct Repair and Sealing | A | Cumulative Winter Peak Savings (MW) | Achievable Technical Potential | 0 | 0 | 0 | 0 | 0 | 0 | 0 | 0 | 0 | 0 | 0 | 0 | 0 | 0 | 0 | 0 | 0 | 0 | 0 | 0 | 0 | 0 | 0 | 0 | 0 | 0 | 0 | 0 | 0 | 0 | 0
F13_Industrial_Wood and Lumber Products_New_Space Heating_Natural Gas_HVAC - Duct Repair and Sealing_A_Achievable Technical Potential | F13 | Industrial | Wood and Lumber Products | New | Space Heating | Natural Gas | HVAC - Duct Repair and Sealing | A | Purchases (Incremental) | Achievable Technical Potential | 0 | 0 | 0 | 0 | 0 | 0 | 0 | 0 | 0 | 0 | 0 | 0 | 0 | 0 | 0 | 0 | 0 | 0 | 0 | 0 | 0 | 0 | 0 | 0 | 0 | 0 | 0 | 0 | 0 | 0 | 0
F14_Industrial_Wood and Lumber Products_New_Space Heating_Natural Gas_HVAC - Duct Repair and Sealing_A_Achievable Technical Potential | F14 | Industrial | Wood and Lumber Products | New | Space Heating | Natural Gas | HVAC - Duct Repair and Sealing | A | Purchases (Cumulative) | Achievable Technical Potential | 0 | 0 | 0 | 0 | 0 | 0 | 0 | 0 | 0 | 0 | 0 | 0 | 0 | 0 | 0 | 0 | 0 | 0 | 0 | 0 | 0 | 0 | 0 | 0 | 0 | 0 | 0 | 0 | 0 | 0 | 0
F1_Industrial_Wood and Lumber Products_New_Space Heating_Natural Gas_Windows - High Efficiency_A_Achievable Technical Potential | F1 | Industrial | Wood and Lumber Products | New | Space Heating | Natural Gas | Windows - High Efficiency | A | Original Unit Energy Savings (kWh or therms) | Achievable Technical Potential | 0 | 0 | 0 | 0 | 0 | 0.0053664 | 0.005297 | 0.0052464 | 0.0052081 | 0.0051778 | 0.0051533 | 0.0051246 | 0.0050945 | 0.0050648 | 0.0050361 | 0.0050136 | 0.0049958 | 0.0049817 | 0.0049593 | 0.0049429 | 0.004931 | 0.0049217 | 0.0049217 | 0.0049217 | 0.0049217 | 0.0049217 | 0.0049217 | 0.0049217 | 0 | 0 | 0
F2_Industrial_Wood and Lumber Products_New_Space Heating_Natural Gas_Windows - High Efficiency_A_Achievable Technical Potential | F2 | Industrial | Wood and Lumber Products | New | Space Heating | Natural Gas | Windows - High Efficiency | A | Original Unit Summer Peak Savings (kW) | Achievable Technical Potential | 0 | 0 | 0 | 0 | 0 | 0 | 0 | 0 | 0 | 0 | 0 | 0 | 0 | 0 | 0 | 0 | 0 | 0 | 0 | 0 | 0 | 0 | 0 | 0 | 0 | 0 | 0 | 0 | 0 | 0 | 0
F3_Industrial_Wood and Lumber Products_New_Space Heating_Natural Gas_Windows - High Efficiency_A_Achievable Technical Potential | F3 | Industrial | Wood and Lumber Products | New | Space Heating | Natural Gas | Windows - High Efficiency | A | Original Unit Winter Peak Savings (kW) | Achievable Technical Potential | 0 | 0 | 0 | 0 | 0 | 0 | 0 | 0 | 0 | 0 | 0 | 0 | 0 | 0 | 0 | 0 | 0 | 0 | 0 | 0 | 0 | 0 | 0 | 0 | 0 | 0 | 0 | 0 | 0 | 0 | 0
F4_Industrial_Wood and Lumber Products_New_Space Heating_Natural Gas_Windows - High Efficiency_A_Achievable Technical Potential | F4 | Industrial | Wood and Lumber Products | New | Space Heating | Natural Gas | Windows - High Efficiency | A | Standalone Impact on Baseline Energy (%) | Achievable Technical Potential | 0% | 0% | 0% | 0% | 0% | 0% | 0% | 0% | 0% | 0% | 0% | 0% | 0% | 0% | 0% | 0% | 0% | 0% | 0% | 0% | 0% | 0% | 0% | 0% | 0 | 0 | 0 | 0 | 0 | 0 | 0
F5_Industrial_Wood and Lumber Products_New_Space Heating_Natural Gas_Windows - High Efficiency_A_Achievable Technical Potential | F5 | Industrial | Wood and Lumber Products | New | Space Heating | Natural Gas | Windows - High Efficiency | A | Standalone Impact on Baseline Summer Peak (%) | Achievable Technical Potential | 0% | 0% | 0% | 0% | 0% | 0% | 0% | 0% | 0% | 0% | 0% | 0% | 0% | 0% | 0% | 0% | 0% | 0% | 0% | 0% | 0% | 0% | 0% | 0% | 0 | 0 | 0 | 0 | 0 | 0 | 0
F6_Industrial_Wood and Lumber Products_New_Space Heating_Natural Gas_Windows - High Efficiency_A_Achievable Technical Potential | F6 | Industrial | Wood and Lumber Products | New | Space Heating | Natural Gas | Windows - High Efficiency | A | Standalone Impact on Baseline Winter Peak (%) | Achievable Technical Potential | 0% | 0% | 0% | 0% | 0% | 0% | 0% | 0% | 0% | 0% | 0% | 0% | 0% | 0% | 0% | 0% | 0% | 0% | 0% | 0% | 0% | 0% | 0% | 0% | 0 | 0 | 0 | 0 | 0 | 0 | 0
F7_Industrial_Wood and Lumber Products_New_Space Heating_Natural Gas_Windows - High Efficiency_A_Achievable Technical Potential | F7 | Industrial | Wood and Lumber Products | New | Space Heating | Natural Gas | Windows - High Efficiency | A | Incremental Energy Savings (MWh or mTherms) | Achievable Technical Potential | 0 | 0 | 0 | 0 | 0 | 0 | 0 | 0 | 0 | 0 | 0 | 0 | 0 | 0 | 0 | 0 | 0 | 0 | 0 | 0 | 0 | 0 | 0 | 0 | 0 | 0 | 0 | 0 | 0 | 0 | 0
F8_Industrial_Wood and Lumber Products_New_Space Heating_Natural Gas_Windows - High Efficiency_A_Achievable Technical Potential | F8 | Industrial | Wood and Lumber Products | New | Space Heating | Natural Gas | Windows - High Efficiency | A | Incremental Summer Peak Savings (MW) | Achievable Technical Potential | 0 | 0 | 0 | 0 | 0 | 0 | 0 | 0 | 0 | 0 | 0 | 0 | 0 | 0 | 0 | 0 | 0 | 0 | 0 | 0 | 0 | 0 | 0 | 0 | 0 | 0 | 0 | 0 | 0 | 0 | 0
F9_Industrial_Wood and Lumber Products_New_Space Heating_Natural Gas_Windows - High Efficiency_A_Achievable Technical Potential | F9 | Industrial | Wood and Lumber Products | New | Space Heating | Natural Gas | Windows - High Efficiency | A | Incremental Winter Peak Savings (MW) | Achievable Technical Potential | 0 | 0 | 0 | 0 | 0 | 0 | 0 | 0 | 0 | 0 | 0 | 0 | 0 | 0 | 0 | 0 | 0 | 0 | 0 | 0 | 0 | 0 | 0 | 0 | 0 | 0 | 0 | 0 | 0 | 0 | 0
F10_Industrial_Wood and Lumber Products_New_Space Heating_Natural Gas_Windows - High Efficiency_A_Achievable Technical Potential | F10 | Industrial | Wood and Lumber Products | New | Space Heating | Natural Gas | Windows - High Efficiency | A | Cumulative Energy Savings (MWh or mTherms) | Achievable Technical Potential | 0 | 0 | 0 | 0 | 0 | 0 | 0 | 0 | 0 | 0 | 0 | 0 | 0 | 0 | 0 | 0 | 0 | 0 | 0 | 0 | 0 | 0 | 0 | 0 | 0 | 0 | 0 | 0 | 0 | 0 | 0
F11_Industrial_Wood and Lumber Products_New_Space Heating_Natural Gas_Windows - High Efficiency_A_Achievable Technical Potential | F11 | Industrial | Wood and Lumber Products | New | Space Heating | Natural Gas | Windows - High Efficiency | A | Cumulative Summer Peak Savings (MW) | Achievable Technical Potential | 0 | 0 | 0 | 0 | 0 | 0 | 0 | 0 | 0 | 0 | 0 | 0 | 0 | 0 | 0 | 0 | 0 | 0 | 0 | 0 | 0 | 0 | 0 | 0 | 0 | 0 | 0 | 0 | 0 | 0 | 0
F12_Industrial_Wood and Lumber Products_New_Space Heating_Natural Gas_Windows - High Efficiency_A_Achievable Technical Potential | F12 | Industrial | Wood and Lumber Products | New | Space Heating | Natural Gas | Windows - High Efficiency | A | Cumulative Winter Peak Savings (MW) | Achievable Technical Potential | 0 | 0 | 0 | 0 | 0 | 0 | 0 | 0 | 0 | 0 | 0 | 0 | 0 | 0 | 0 | 0 | 0 | 0 | 0 | 0 | 0 | 0 | 0 | 0 | 0 | 0 | 0 | 0 | 0 | 0 | 0
F13_Industrial_Wood and Lumber Products_New_Space Heating_Natural Gas_Windows - High Efficiency_A_Achievable Technical Potential | F13 | Industrial | Wood and Lumber Products | New | Space Heating | Natural Gas | Windows - High Efficiency | A | Purchases (Incremental) | Achievable Technical Potential | 0 | 0 | 0 | 0 | 0 | 0 | 0 | 0 | 0 | 0 | 0 | 0 | 0 | 0 | 0 | 0 | 0 | 0 | 0 | 0 | 0 | 0 | 0 | 0 | 0 | 0 | 0 | 0 | 0 | 0 | 0
F14_Industrial_Wood and Lumber Products_New_Space Heating_Natural Gas_Windows - High Efficiency_A_Achievable Technical Potential | F14 | Industrial | Wood and Lumber Products | New | Space Heating | Natural Gas | Windows - High Efficiency | A | Purchases (Cumulative) | Achievable Technical Potential | 0 | 0 | 0 | 0 | 0 | 0 | 0 | 0 | 0 | 0 | 0 | 0 | 0 | 0 | 0 | 0 | 0 | 0 | 0 | 0 | 0 | 0 | 0 | 0 | 0 | 0 | 0 | 0 | 0 | 0 | 0
F1_Industrial_Wood and Lumber Products_New_Space Heating_Natural Gas_Gas Boiler - Maintenance_A_Achievable Technical Potential | F1 | Industrial | Wood and Lumber Products | New | Space Heating | Natural Gas | Gas Boiler - Maintenance | A | Original Unit Energy Savings (kWh or therms) | Achievable Technical Potential | 0 | 0 | 0 | 0 | 0 | 0 | 0 | 0 | 0 | 0 | 0 | 0 | 0 | 0 | 0 | 0 | 0 | 0 | 0 | 0 | 0 | 0 | 0 | 0 | 0 | 0 | 0 | 0 | 0 | 0 | 0
F2_Industrial_Wood and Lumber Products_New_Space Heating_Natural Gas_Gas Boiler - Maintenance_A_Achievable Technical Potential | F2 | Industrial | Wood and Lumber Products | New | Space Heating | Natural Gas | Gas Boiler - Maintenance | A | Original Unit Summer Peak Savings (kW) | Achievable Technical Potential | 0 | 0 | 0 | 0 | 0 | 0 | 0 | 0 | 0 | 0 | 0 | 0 | 0 | 0 | 0 | 0 | 0 | 0 | 0 | 0 | 0 | 0 | 0 | 0 | 0 | 0 | 0 | 0 | 0 | 0 | 0
F3_Industrial_Wood and Lumber Products_New_Space Heating_Natural Gas_Gas Boiler - Maintenance_A_Achievable Technical Potential | F3 | Industrial | Wood and Lumber Products | New | Space Heating | Natural Gas | Gas Boiler - Maintenance | A | Original Unit Winter Peak Savings (kW) | Achievable Technical Potential | 0 | 0 | 0 | 0 | 0 | 0 | 0 | 0 | 0 | 0 | 0 | 0 | 0 | 0 | 0 | 0 | 0 | 0 | 0 | 0 | 0 | 0 | 0 | 0 | 0 | 0 | 0 | 0 | 0 | 0 | 0
F4_Industrial_Wood and Lumber Products_New_Space Heating_Natural Gas_Gas Boiler - Maintenance_A_Achievable Technical Potential | F4 | Industrial | Wood and Lumber Products | New | Space Heating | Natural Gas | Gas Boiler - Maintenance | A | Standalone Impact on Baseline Energy (%) | Achievable Technical Potential | 0% | 0% | 0% | 0% | 0% | 0% | 0% | 0% | 0% | 0% | 0% | 0% | 0% | 0% | 0% | 0% | 0% | 0% | 0% | 0% | 0% | 0% | 0% | 0% | 0 | 0 | 0 | 0 | 0 | 0 | 0
F5_Industrial_Wood and Lumber Products_New_Space Heating_Natural Gas_Gas Boiler - Maintenance_A_Achievable Technical Potential | F5 | Industrial | Wood and Lumber Products | New | Space Heating | Natural Gas | Gas Boiler - Maintenance | A | Standalone Impact on Baseline Summer Peak (%) | Achievable Technical Potential | 0% | 0% | 0% | 0% | 0% | 0% | 0% | 0% | 0% | 0% | 0% | 0% | 0% | 0% | 0% | 0% | 0% | 0% | 0% | 0% | 0% | 0% | 0% | 0% | 0 | 0 | 0 | 0 | 0 | 0 | 0
F6_Industrial_Wood and Lumber Products_New_Space Heating_Natural Gas_Gas Boiler - Maintenance_A_Achievable Technical Potential | F6 | Industrial | Wood and Lumber Products | New | Space Heating | Natural Gas | Gas Boiler - Maintenance | A | Standalone Impact on Baseline Winter Peak (%) | Achievable Technical Potential | 0% | 0% | 0% | 0% | 0% | 0% | 0% | 0% | 0% | 0% | 0% | 0% | 0% | 0% | 0% | 0% | 0% | 0% | 0% | 0% | 0% | 0% | 0% | 0% | 0 | 0 | 0 | 0 | 0 | 0 | 0
F7_Industrial_Wood and Lumber Products_New_Space Heating_Natural Gas_Gas Boiler - Maintenance_A_Achievable Technical Potential | F7 | Industrial | Wood and Lumber Products | New | Space Heating | Natural Gas | Gas Boiler - Maintenance | A | Incremental Energy Savings (MWh or mTherms) | Achievable Technical Potential | 0 | 0 | 0 | 0 | 0 | 0 | 0 | 0 | 0 | 0 | 0 | 0 | 0 | 0 | 0 | 0 | 0 | 0 | 0 | 0 | 0 | 0 | 0 | 0 | 0 | 0 | 0 | 0 | 0 | 0 | 0
F8_Industrial_Wood and Lumber Products_New_Space Heating_Natural Gas_Gas Boiler - Maintenance_A_Achievable Technical Potential | F8 | Industrial | Wood and Lumber Products | New | Space Heating | Natural Gas | Gas Boiler - Maintenance | A | Incremental Summer Peak Savings (MW) | Achievable Technical Potential | 0 | 0 | 0 | 0 | 0 | 0 | 0 | 0 | 0 | 0 | 0 | 0 | 0 | 0 | 0 | 0 | 0 | 0 | 0 | 0 | 0 | 0 | 0 | 0 | 0 | 0 | 0 | 0 | 0 | 0 | 0
F9_Industrial_Wood and Lumber Products_New_Space Heating_Natural Gas_Gas Boiler - Maintenance_A_Achievable Technical Potential | F9 | Industrial | Wood and Lumber Products | New | Space Heating | Natural Gas | Gas Boiler - Maintenance | A | Incremental Winter Peak Savings (MW) | Achievable Technical Potential | 0 | 0 | 0 | 0 | 0 | 0 | 0 | 0 | 0 | 0 | 0 | 0 | 0 | 0 | 0 | 0 | 0 | 0 | 0 | 0 | 0 | 0 | 0 | 0 | 0 | 0 | 0 | 0 | 0 | 0 | 0
F10_Industrial_Wood and Lumber Products_New_Space Heating_Natural Gas_Gas Boiler - Maintenance_A_Achievable Technical Potential | F10 | Industrial | Wood and Lumber Products | New | Space Heating | Natural Gas | Gas Boiler - Maintenance | A | Cumulative Energy Savings (MWh or mTherms) | Achievable Technical Potential | 0 | 0 | 0 | 0 | 0 | 0 | 0 | 0 | 0 | 0 | 0 | 0 | 0 | 0 | 0 | 0 | 0 | 0 | 0 | 0 | 0 | 0 | 0 | 0 | 0 | 0 | 0 | 0 | 0 | 0 | 0
F11_Industrial_Wood and Lumber Products_New_Space Heating_Natural Gas_Gas Boiler - Maintenance_A_Achievable Technical Potential | F11 | Industrial | Wood and Lumber Products | New | Space Heating | Natural Gas | Gas Boiler - Maintenance | A | Cumulative Summer Peak Savings (MW) | Achievable Technical Potential | 0 | 0 | 0 | 0 | 0 | 0 | 0 | 0 | 0 | 0 | 0 | 0 | 0 | 0 | 0 | 0 | 0 | 0 | 0 | 0 | 0 | 0 | 0 | 0 | 0 | 0 | 0 | 0 | 0 | 0 | 0
F12_Industrial_Wood and Lumber Products_New_Space Heating_Natural Gas_Gas Boiler - Maintenance_A_Achievable Technical Potential | F12 | Industrial | Wood and Lumber Products | New | Space Heating | Natural Gas | Gas Boiler - Maintenance | A | Cumulative Winter Peak Savings (MW) | Achievable Technical Potential | 0 | 0 | 0 | 0 | 0 | 0 | 0 | 0 | 0 | 0 | 0 | 0 | 0 | 0 | 0 | 0 | 0 | 0 | 0 | 0 | 0 | 0 | 0 | 0 | 0 | 0 | 0 | 0 | 0 | 0 | 0
F13_Industrial_Wood and Lumber Products_New_Space Heating_Natural Gas_Gas Boiler - Maintenance_A_Achievable Technical Potential | F13 | Industrial | Wood and Lumber Products | New | Space Heating | Natural Gas | Gas Boiler - Maintenance | A | Purchases (Incremental) | Achievable Technical Potential | 0 | 0 | 0 | 0 | 0 | 0 | 0 | 0 | 0 | 0 | 0 | 0 | 0 | 0 | 0 | 0 | 0 | 0 | 0 | 0 | 0 | 0 | 0 | 0 | 0 | 0 | 0 | 0 | 0 | 0 | 0
F14_Industrial_Wood and Lumber Products_New_Space Heating_Natural Gas_Gas Boiler - Maintenance_A_Achievable Technical Potential | F14 | Industrial | Wood and Lumber Products | New | Space Heating | Natural Gas | Gas Boiler - Maintenance | A | Purchases (Cumulative) | Achievable Technical Potential | 0 | 0 | 0 | 0 | 0 | 0 | 0 | 0 | 0 | 0 | 0 | 0 | 0 | 0 | 0 | 0 | 0 | 0 | 0 | 0 | 0 | 0 | 0 | 0 | 0 | 0 | 0 | 0 | 0 | 0 | 0
F1_Industrial_Wood and Lumber Products_New_Process_Natural Gas_Gas Boiler - Maintenance_A_Achievable Technical Potential | F1 | Industrial | Wood and Lumber Products | New | Process | Natural Gas | Gas Boiler - Maintenance | A | Original Unit Energy Savings (kWh or therms) | Achievable Technical Potential | 0 | 0 | 0 | 0 | 0 | 6.3264 | 6.3264 | 6.3264 | 6.3264 | 6.3264 | 6.3264 | 6.3264 | 6.3264 | 6.3264 | 6.3264 | 6.3264 | 6.3264 | 6.3264 | 6.3264 | 6.3264 | 6.3264 | 6.3264 | 6.3264 | 6.3264 | 6.3264 | 6.3264 | 6.3264 | 6.3264 | 6.3264 | 6.3264 | 6.3264
F2_Industrial_Wood and Lumber Products_New_Process_Natural Gas_Gas Boiler - Maintenance_A_Achievable Technical Potential | F2 | Industrial | Wood and Lumber Products | New | Process | Natural Gas | Gas Boiler - Maintenance | A | Original Unit Summer Peak Savings (kW) | Achievable Technical Potential | 0 | 0 | 0 | 0 | 0 | 0 | 0 | 0 | 0 | 0 | 0 | 0 | 0 | 0 | 0 | 0 | 0 | 0 | 0 | 0 | 0 | 0 | 0 | 0 | 0 | 0 | 0 | 0 | 0 | 0 | 0
F3_Industrial_Wood and Lumber Products_New_Process_Natural Gas_Gas Boiler - Maintenance_A_Achievable Technical Potential | F3 | Industrial | Wood and Lumber Products | New | Process | Natural Gas | Gas Boiler - Maintenance | A | Original Unit Winter Peak Savings (kW) | Achievable Technical Potential | 0 | 0 | 0 | 0 | 0 | 0 | 0 | 0 | 0 | 0 | 0 | 0 | 0 | 0 | 0 | 0 | 0 | 0 | 0 | 0 | 0 | 0 | 0 | 0 | 0 | 0 | 0 | 0 | 0 | 0 | 0
F4_Industrial_Wood and Lumber Products_New_Process_Natural Gas_Gas Boiler - Maintenance_A_Achievable Technical Potential | F4 | Industrial | Wood and Lumber Products | New | Process | Natural Gas | Gas Boiler - Maintenance | A | Standalone Impact on Baseline Energy (%) | Achievable Technical Potential | 0% | 0% | 0% | 0% | 0% | 0.007147% | 0.01104% | 0.01302% | 0.01148% | 0.01027% | 0.009286% | 0.008484% | 0.007811% | 0.007239% | 0.006752% | 0.006324% | 0.005951% | 0.00562% | 0.005325% | 0.005061% | 0.004823% | 0.004606% | 0.004409% | 0.004229% | 4.0631e-05 | 3.9104e-05 | 3.7692e-05 | 3.6382e-05 | 0 | 0 | 0
F5_Industrial_Wood and Lumber Products_New_Process_Natural Gas_Gas Boiler - Maintenance_A_Achievable Technical Potential | F5 | Industrial | Wood and Lumber Products | New | Process | Natural Gas | Gas Boiler - Maintenance | A | Standalone Impact on Baseline Summer Peak (%) | Achievable Technical Potential | 0% | 0% | 0% | 0% | 0% | 0% | 0% | 0% | 0% | 0% | 0% | 0% | 0% | 0% | 0% | 0% | 0% | 0% | 0% | 0% | 0% | 0% | 0% | 0% | 0 | 0 | 0 | 0 | 0 | 0 | 0
F6_Industrial_Wood and Lumber Products_New_Process_Natural Gas_Gas Boiler - Maintenance_A_Achievable Technical Potential | F6 | Industrial | Wood and Lumber Products | New | Process | Natural Gas | Gas Boiler - Maintenance | A | Standalone Impact on Baseline Winter Peak (%) | Achievable Technical Potential | 0% | 0% | 0% | 0% | 0% | 0% | 0% | 0% | 0% | 0% | 0% | 0% | 0% | 0% | 0% | 0% | 0% | 0% | 0% | 0% | 0% | 0% | 0% | 0% | 0 | 0 | 0 | 0 | 0 | 0 | 0
F7_Industrial_Wood and Lumber Products_New_Process_Natural Gas_Gas Boiler - Maintenance_A_Achievable Technical Potential | F7 | Industrial | Wood and Lumber Products | New | Process | Natural Gas | Gas Boiler - Maintenance | A | Incremental Energy Savings (MWh or mTherms) | Achievable Technical Potential | 0 | 0 | 0 | 0 | 0 | 0.0042346 | 0.0035164 | 0.0028137 | 0.0042346 | 0.0035164 | 0.0028137 | 0.0042346 | 0.0035164 | 0.0028137 | 0.0042346 | 0.0035164 | 0.0028137 | 0.0042346 | 0.0035164 | 0.0028137 | 0.0042346 | 0.0035164 | 0.0028137 | 0.0042346 | 0.0035164 | 0.0028137 | 0.0042346 | 0.0035164 | 0.0028137 | 0.0042346 | 0.0035164
F8_Industrial_Wood and Lumber Products_New_Process_Natural Gas_Gas Boiler - Maintenance_A_Achievable Technical Potential | F8 | Industrial | Wood and Lumber Products | New | Process | Natural Gas | Gas Boiler - Maintenance | A | Incremental Summer Peak Savings (MW) | Achievable Technical Potential | 0 | 0 | 0 | 0 | 0 | 0 | 0 | 0 | 0 | 0 | 0 | 0 | 0 | 0 | 0 | 0 | 0 | 0 | 0 | 0 | 0 | 0 | 0 | 0 | 0 | 0 | 0 | 0 | 0 | 0 | 0
F9_Industrial_Wood and Lumber Products_New_Process_Natural Gas_Gas Boiler - Maintenance_A_Achievable Technical Potential | F9 | Industrial | Wood and Lumber Products | New | Process | Natural Gas | Gas Boiler - Maintenance | A | Incremental Winter Peak Savings (MW) | Achievable Technical Potential | 0 | 0 | 0 | 0 | 0 | 0 | 0 | 0 | 0 | 0 | 0 | 0 | 0 | 0 | 0 | 0 | 0 | 0 | 0 | 0 | 0 | 0 | 0 | 0 | 0 | 0 | 0 | 0 | 0 | 0 | 0
F10_Industrial_Wood and Lumber Products_New_Process_Natural Gas_Gas Boiler - Maintenance_A_Achievable Technical Potential | F10 | Industrial | Wood and Lumber Products | New | Process | Natural Gas | Gas Boiler - Maintenance | A | Cumulative Energy Savings (MWh or mTherms) | Achievable Technical Potential | 0 | 0 | 0 | 0 | 0 | 0.0042346 | 0.0077511 | 0.010565 | 0.010565 | 0.010565 | 0.010565 | 0.010565 | 0.010565 | 0.010565 | 0.010565 | 0.010565 | 0.010565 | 0.010565 | 0.010565 | 0.010565 | 0.010565 | 0.010565 | 0.010565 | 0.010565 | 0.010565 | 0.010565 | 0.010565 | 0.010565 | 0.010565 | 0.010565 | 0.010565
F11_Industrial_Wood and Lumber Products_New_Process_Natural Gas_Gas Boiler - Maintenance_A_Achievable Technical Potential | F11 | Industrial | Wood and Lumber Products | New | Process | Natural Gas | Gas Boiler - Maintenance | A | Cumulative Summer Peak Savings (MW) | Achievable Technical Potential | 0 | 0 | 0 | 0 | 0 | 0 | 0 | 0 | 0 | 0 | 0 | 0 | 0 | 0 | 0 | 0 | 0 | 0 | 0 | 0 | 0 | 0 | 0 | 0 | 0 | 0 | 0 | 0 | 0 | 0 | 0
F12_Industrial_Wood and Lumber Products_New_Process_Natural Gas_Gas Boiler - Maintenance_A_Achievable Technical Potential | F12 | Industrial | Wood and Lumber Products | New | Process | Natural Gas | Gas Boiler - Maintenance | A | Cumulative Winter Peak Savings (MW) | Achievable Technical Potential | 0 | 0 | 0 | 0 | 0 | 0 | 0 | 0 | 0 | 0 | 0 | 0 | 0 | 0 | 0 | 0 | 0 | 0 | 0 | 0 | 0 | 0 | 0 | 0 | 0 | 0 | 0 | 0 | 0 | 0 | 0
F13_Industrial_Wood and Lumber Products_New_Process_Natural Gas_Gas Boiler - Maintenance_A_Achievable Technical Potential | F13 | Industrial | Wood and Lumber Products | New | Process | Natural Gas | Gas Boiler - Maintenance | A | Purchases (Incremental) | Achievable Technical Potential | 0 | 0 | 0 | 0 | 0 | 0.66936 | 0.55584 | 0.44475 | 0.66936 | 0.55584 | 0.44475 | 0.66936 | 0.55584 | 0.44475 | 0.66936 | 0.55584 | 0.44475 | 0.66936 | 0.55584 | 0.44475 | 0.66936 | 0.55584 | 0.44475 | 0.66936 | 0.55584 | 0.44475 | 0.66936 | 0.55584 | 0.44475 | 0.66936 | 0.55584
F14_Industrial_Wood and Lumber Products_New_Process_Natural Gas_Gas Boiler - Maintenance_A_Achievable Technical Potential | F14 | Industrial | Wood and Lumber Products | New | Process | Natural Gas | Gas Boiler - Maintenance | A | Purchases (Cumulative) | Achievable Technical Potential | 0 | 0 | 0 | 0 | 0 | 0.66936 | 1.2252 | 1.6699 | 1.6699 | 1.6699 | 1.6699 | 1.6699 | 1.6699 | 1.6699 | 1.6699 | 1.6699 | 1.6699 | 1.6699 | 1.6699 | 1.6699 | 1.6699 | 1.6699 | 1.6699 | 1.6699 | 1.6699 | 1.6699 | 1.6699 | 1.6699 | 1.6699 | 1.6699 | 1.6699
F1_Industrial_Wood and Lumber Products_New_Space Heating_Natural Gas_Gas Furnace - Maintenance_A_Achievable Technical Potential | F1 | Industrial | Wood and Lumber Products | New | Space Heating | Natural Gas | Gas Furnace - Maintenance | A | Original Unit Energy Savings (kWh or therms) | Achievable Technical Potential | 0 | 0 | 0 | 0 | 0 | 0 | 0 | 0 | 0 | 0 | 0 | 0 | 0 | 0 | 0 | 0 | 0 | 0 | 0 | 0 | 0 | 0 | 0 | 0 | 0 | 0 | 0 | 0 | 0 | 0 | 0
F2_Industrial_Wood and Lumber Products_New_Space Heating_Natural Gas_Gas Furnace - Maintenance_A_Achievable Technical Potential | F2 | Industrial | Wood and Lumber Products | New | Space Heating | Natural Gas | Gas Furnace - Maintenance | A | Original Unit Summer Peak Savings (kW) | Achievable Technical Potential | 0 | 0 | 0 | 0 | 0 | 0 | 0 | 0 | 0 | 0 | 0 | 0 | 0 | 0 | 0 | 0 | 0 | 0 | 0 | 0 | 0 | 0 | 0 | 0 | 0 | 0 | 0 | 0 | 0 | 0 | 0
F3_Industrial_Wood and Lumber Products_New_Space Heating_Natural Gas_Gas Furnace - Maintenance_A_Achievable Technical Potential | F3 | Industrial | Wood and Lumber Products | New | Space Heating | Natural Gas | Gas Furnace - Maintenance | A | Original Unit Winter Peak Savings (kW) | Achievable Technical Potential | 0 | 0 | 0 | 0 | 0 | 0 | 0 | 0 | 0 | 0 | 0 | 0 | 0 | 0 | 0 | 0 | 0 | 0 | 0 | 0 | 0 | 0 | 0 | 0 | 0 | 0 | 0 | 0 | 0 | 0 | 0
F4_Industrial_Wood and Lumber Products_New_Space Heating_Natural Gas_Gas Furnace - Maintenance_A_Achievable Technical Potential | F4 | Industrial | Wood and Lumber Products | New | Space Heating | Natural Gas | Gas Furnace - Maintenance | A | Standalone Impact on Baseline Energy (%) | Achievable Technical Potential | 0% | 0% | 0% | 0% | 0% | 0% | 0% | 0% | 0% | 0% | 0% | 0% | 0% | 0% | 0% | 0% | 0% | 0% | 0% | 0% | 0% | 0% | 0% | 0% | 0 | 0 | 0 | 0 | 0 | 0 | 0
F5_Industrial_Wood and Lumber Products_New_Space Heating_Natural Gas_Gas Furnace - Maintenance_A_Achievable Technical Potential | F5 | Industrial | Wood and Lumber Products | New | Space Heating | Natural Gas | Gas Furnace - Maintenance | A | Standalone Impact on Baseline Summer Peak (%) | Achievable Technical Potential | 0% | 0% | 0% | 0% | 0% | 0% | 0% | 0% | 0% | 0% | 0% | 0% | 0% | 0% | 0% | 0% | 0% | 0% | 0% | 0% | 0% | 0% | 0% | 0% | 0 | 0 | 0 | 0 | 0 | 0 | 0
F6_Industrial_Wood and Lumber Products_New_Space Heating_Natural Gas_Gas Furnace - Maintenance_A_Achievable Technical Potential | F6 | Industrial | Wood and Lumber Products | New | Space Heating | Natural Gas | Gas Furnace - Maintenance | A | Standalone Impact on Baseline Winter Peak (%) | Achievable Technical Potential | 0% | 0% | 0% | 0% | 0% | 0% | 0% | 0% | 0% | 0% | 0% | 0% | 0% | 0% | 0% | 0% | 0% | 0% | 0% | 0% | 0% | 0% | 0% | 0% | 0 | 0 | 0 | 0 | 0 | 0 | 0
F7_Industrial_Wood and Lumber Products_New_Space Heating_Natural Gas_Gas Furnace - Maintenance_A_Achievable Technical Potential | F7 | Industrial | Wood and Lumber Products | New | Space Heating | Natural Gas | Gas Furnace - Maintenance | A | Incremental Energy Savings (MWh or mTherms) | Achievable Technical Potential | 0 | 0 | 0 | 0 | 0 | 0 | 0 | 0 | 0 | 0 | 0 | 0 | 0 | 0 | 0 | 0 | 0 | 0 | 0 | 0 | 0 | 0 | 0 | 0 | 0 | 0 | 0 | 0 | 0 | 0 | 0
F8_Industrial_Wood and Lumber Products_New_Space Heating_Natural Gas_Gas Furnace - Maintenance_A_Achievable Technical Potential | F8 | Industrial | Wood and Lumber Products | New | Space Heating | Natural Gas | Gas Furnace - Maintenance | A | Incremental Summer Peak Savings (MW) | Achievable Technical Potential | 0 | 0 | 0 | 0 | 0 | 0 | 0 | 0 | 0 | 0 | 0 | 0 | 0 | 0 | 0 | 0 | 0 | 0 | 0 | 0 | 0 | 0 | 0 | 0 | 0 | 0 | 0 | 0 | 0 | 0 | 0
F9_Industrial_Wood and Lumber Products_New_Space Heating_Natural Gas_Gas Furnace - Maintenance_A_Achievable Technical Potential | F9 | Industrial | Wood and Lumber Products | New | Space Heating | Natural Gas | Gas Furnace - Maintenance | A | Incremental Winter Peak Savings (MW) | Achievable Technical Potential | 0 | 0 | 0 | 0 | 0 | 0 | 0 | 0 | 0 | 0 | 0 | 0 | 0 | 0 | 0 | 0 | 0 | 0 | 0 | 0 | 0 | 0 | 0 | 0 | 0 | 0 | 0 | 0 | 0 | 0 | 0
F10_Industrial_Wood and Lumber Products_New_Space Heating_Natural Gas_Gas Furnace - Maintenance_A_Achievable Technical Potential | F10 | Industrial | Wood and Lumber Products | New | Space Heating | Natural Gas | Gas Furnace - Maintenance | A | Cumulative Energy Savings (MWh or mTherms) | Achievable Technical Potential | 0 | 0 | 0 | 0 | 0 | 0 | 0 | 0 | 0 | 0 | 0 | 0 | 0 | 0 | 0 | 0 | 0 | 0 | 0 | 0 | 0 | 0 | 0 | 0 | 0 | 0 | 0 | 0 | 0 | 0 | 0
F11_Industrial_Wood and Lumber Products_New_Space Heating_Natural Gas_Gas Furnace - Maintenance_A_Achievable Technical Potential | F11 | Industrial | Wood and Lumber Products | New | Space Heating | Natural Gas | Gas Furnace - Maintenance | A | Cumulative Summer Peak Savings (MW) | Achievable Technical Potential | 0 | 0 | 0 | 0 | 0 | 0 | 0 | 0 | 0 | 0 | 0 | 0 | 0 | 0 | 0 | 0 | 0 | 0 | 0 | 0 | 0 | 0 | 0 | 0 | 0 | 0 | 0 | 0 | 0 | 0 | 0
F12_Industrial_Wood and Lumber Products_New_Space Heating_Natural Gas_Gas Furnace - Maintenance_A_Achievable Technical Potential | F12 | Industrial | Wood and Lumber Products | New | Space Heating | Natural Gas | Gas Furnace - Maintenance | A | Cumulative Winter Peak Savings (MW) | Achievable Technical Potential | 0 | 0 | 0 | 0 | 0 | 0 | 0 | 0 | 0 | 0 | 0 | 0 | 0 | 0 | 0 | 0 | 0 | 0 | 0 | 0 | 0 | 0 | 0 | 0 | 0 | 0 | 0 | 0 | 0 | 0 | 0
F13_Industrial_Wood and Lumber Products_New_Space Heating_Natural Gas_Gas Furnace - Maintenance_A_Achievable Technical Potential | F13 | Industrial | Wood and Lumber Products | New | Space Heating | Natural Gas | Gas Furnace - Maintenance | A | Purchases (Incremental) | Achievable Technical Potential | 0 | 0 | 0 | 0 | 0 | 0 | 0 | 0 | 0 | 0 | 0 | 0 | 0 | 0 | 0 | 0 | 0 | 0 | 0 | 0 | 0 | 0 | 0 | 0 | 0 | 0 | 0 | 0 | 0 | 0 | 0
F14_Industrial_Wood and Lumber Products_New_Space Heating_Natural Gas_Gas Furnace - Maintenance_A_Achievable Technical Potential | F14 | Industrial | Wood and Lumber Products | New | Space Heating | Natural Gas | Gas Furnace - Maintenance | A | Purchases (Cumulative) | Achievable Technical Potential | 0 | 0 | 0 | 0 | 0 | 0 | 0 | 0 | 0 | 0 | 0 | 0 | 0 | 0 | 0 | 0 | 0 | 0 | 0 | 0 | 0 | 0 | 0 | 0 | 0 | 0 | 0 | 0 | 0 | 0 | 0
F1_Industrial_Wood and Lumber Products_New_Space Heating_Natural Gas_Gas Boiler - Hot Water Reset_A_Achievable Technical Potential | F1 | Industrial | Wood and Lumber Products | New | Space Heating | Natural Gas | Gas Boiler - Hot Water Reset | A | Original Unit Energy Savings (kWh or therms) | Achievable Technical Potential | 0 | 0 | 0 | 0 | 0 | 0 | 0 | 0 | 0 | 0 | 0 | 0 | 0 | 0 | 0 | 0 | 0 | 0 | 0 | 0 | 0 | 0 | 0 | 0 | 0 | 0 | 0 | 0 | 0 | 0 | 0
F2_Industrial_Wood and Lumber Products_New_Space Heating_Natural Gas_Gas Boiler - Hot Water Reset_A_Achievable Technical Potential | F2 | Industrial | Wood and Lumber Products | New | Space Heating | Natural Gas | Gas Boiler - Hot Water Reset | A | Original Unit Summer Peak Savings (kW) | Achievable Technical Potential | 0 | 0 | 0 | 0 | 0 | 0 | 0 | 0 | 0 | 0 | 0 | 0 | 0 | 0 | 0 | 0 | 0 | 0 | 0 | 0 | 0 | 0 | 0 | 0 | 0 | 0 | 0 | 0 | 0 | 0 | 0
F3_Industrial_Wood and Lumber Products_New_Space Heating_Natural Gas_Gas Boiler - Hot Water Reset_A_Achievable Technical Potential | F3 | Industrial | Wood and Lumber Products | New | Space Heating | Natural Gas | Gas Boiler - Hot Water Reset | A | Original Unit Winter Peak Savings (kW) | Achievable Technical Potential | 0 | 0 | 0 | 0 | 0 | 0 | 0 | 0 | 0 | 0 | 0 | 0 | 0 | 0 | 0 | 0 | 0 | 0 | 0 | 0 | 0 | 0 | 0 | 0 | 0 | 0 | 0 | 0 | 0 | 0 | 0
F4_Industrial_Wood and Lumber Products_New_Space Heating_Natural Gas_Gas Boiler - Hot Water Reset_A_Achievable Technical Potential | F4 | Industrial | Wood and Lumber Products | New | Space Heating | Natural Gas | Gas Boiler - Hot Water Reset | A | Standalone Impact on Baseline Energy (%) | Achievable Technical Potential | 0% | 0% | 0% | 0% | 0% | 0% | 0% | 0% | 0% | 0% | 0% | 0% | 0% | 0% | 0% | 0% | 0% | 0% | 0% | 0% | 0% | 0% | 0% | 0% | 0 | 0 | 0 | 0 | 0 | 0 | 0
F5_Industrial_Wood and Lumber Products_New_Space Heating_Natural Gas_Gas Boiler - Hot Water Reset_A_Achievable Technical Potential | F5 | Industrial | Wood and Lumber Products | New | Space Heating | Natural Gas | Gas Boiler - Hot Water Reset | A | Standalone Impact on Baseline Summer Peak (%) | Achievable Technical Potential | 0% | 0% | 0% | 0% | 0% | 0% | 0% | 0% | 0% | 0% | 0% | 0% | 0% | 0% | 0% | 0% | 0% | 0% | 0% | 0% | 0% | 0% | 0% | 0% | 0 | 0 | 0 | 0 | 0 | 0 | 0
F6_Industrial_Wood and Lumber Products_New_Space Heating_Natural Gas_Gas Boiler - Hot Water Reset_A_Achievable Technical Potential | F6 | Industrial | Wood and Lumber Products | New | Space Heating | Natural Gas | Gas Boiler - Hot Water Reset | A | Standalone Impact on Baseline Winter Peak (%) | Achievable Technical Potential | 0% | 0% | 0% | 0% | 0% | 0% | 0% | 0% | 0% | 0% | 0% | 0% | 0% | 0% | 0% | 0% | 0% | 0% | 0% | 0% | 0% | 0% | 0% | 0% | 0 | 0 | 0 | 0 | 0 | 0 | 0
F7_Industrial_Wood and Lumber Products_New_Space Heating_Natural Gas_Gas Boiler - Hot Water Reset_A_Achievable Technical Potential | F7 | Industrial | Wood and Lumber Products | New | Space Heating | Natural Gas | Gas Boiler - Hot Water Reset | A | Incremental Energy Savings (MWh or mTherms) | Achievable Technical Potential | 0 | 0 | 0 | 0 | 0 | 0 | 0 | 0 | 0 | 0 | 0 | 0 | 0 | 0 | 0 | 0 | 0 | 0 | 0 | 0 | 0 | 0 | 0 | 0 | 0 | 0 | 0 | 0 | 0 | 0 | 0
F8_Industrial_Wood and Lumber Products_New_Space Heating_Natural Gas_Gas Boiler - Hot Water Reset_A_Achievable Technical Potential | F8 | Industrial | Wood and Lumber Products | New | Space Heating | Natural Gas | Gas Boiler - Hot Water Reset | A | Incremental Summer Peak Savings (MW) | Achievable Technical Potential | 0 | 0 | 0 | 0 | 0 | 0 | 0 | 0 | 0 | 0 | 0 | 0 | 0 | 0 | 0 | 0 | 0 | 0 | 0 | 0 | 0 | 0 | 0 | 0 | 0 | 0 | 0 | 0 | 0 | 0 | 0
F9_Industrial_Wood and Lumber Products_New_Space Heating_Natural Gas_Gas Boiler - Hot Water Reset_A_Achievable Technical Potential | F9 | Industrial | Wood and Lumber Products | New | Space Heating | Natural Gas | Gas Boiler - Hot Water Reset | A | Incremental Winter Peak Savings (MW) | Achievable Technical Potential | 0 | 0 | 0 | 0 | 0 | 0 | 0 | 0 | 0 | 0 | 0 | 0 | 0 | 0 | 0 | 0 | 0 | 0 | 0 | 0 | 0 | 0 | 0 | 0 | 0 | 0 | 0 | 0 | 0 | 0 | 0
F10_Industrial_Wood and Lumber Products_New_Space Heating_Natural Gas_Gas Boiler - Hot Water Reset_A_Achievable Technical Potential | F10 | Industrial | Wood and Lumber Products | New | Space Heating | Natural Gas | Gas Boiler - Hot Water Reset | A | Cumulative Energy Savings (MWh or mTherms) | Achievable Technical Potential | 0 | 0 | 0 | 0 | 0 | 0 | 0 | 0 | 0 | 0 | 0 | 0 | 0 | 0 | 0 | 0 | 0 | 0 | 0 | 0 | 0 | 0 | 0 | 0 | 0 | 0 | 0 | 0 | 0 | 0 | 0
F11_Industrial_Wood and Lumber Products_New_Space Heating_Natural Gas_Gas Boiler - Hot Water Reset_A_Achievable Technical Potential | F11 | Industrial | Wood and Lumber Products | New | Space Heating | Natural Gas | Gas Boiler - Hot Water Reset | A | Cumulative Summer Peak Savings (MW) | Achievable Technical Potential | 0 | 0 | 0 | 0 | 0 | 0 | 0 | 0 | 0 | 0 | 0 | 0 | 0 | 0 | 0 | 0 | 0 | 0 | 0 | 0 | 0 | 0 | 0 | 0 | 0 | 0 | 0 | 0 | 0 | 0 | 0
F12_Industrial_Wood and Lumber Products_New_Space Heating_Natural Gas_Gas Boiler - Hot Water Reset_A_Achievable Technical Potential | F12 | Industrial | Wood and Lumber Products | New | Space Heating | Natural Gas | Gas Boiler - Hot Water Reset | A | Cumulative Winter Peak Savings (MW) | Achievable Technical Potential | 0 | 0 | 0 | 0 | 0 | 0 | 0 | 0 | 0 | 0 | 0 | 0 | 0 | 0 | 0 | 0 | 0 | 0 | 0 | 0 | 0 | 0 | 0 | 0 | 0 | 0 | 0 | 0 | 0 | 0 | 0
F13_Industrial_Wood and Lumber Products_New_Space Heating_Natural Gas_Gas Boiler - Hot Water Reset_A_Achievable Technical Potential | F13 | Industrial | Wood and Lumber Products | New | Space Heating | Natural Gas | Gas Boiler - Hot Water Reset | A | Purchases (Incremental) | Achievable Technical Potential | 0 | 0 | 0 | 0 | 0 | 0 | 0 | 0 | 0 | 0 | 0 | 0 | 0 | 0 | 0 | 0 | 0 | 0 | 0 | 0 | 0 | 0 | 0 | 0 | 0 | 0 | 0 | 0 | 0 | 0 | 0
F14_Industrial_Wood and Lumber Products_New_Space Heating_Natural Gas_Gas Boiler - Hot Water Reset_A_Achievable Technical Potential | F14 | Industrial | Wood and Lumber Products | New | Space Heating | Natural Gas | Gas Boiler - Hot Water Reset | A | Purchases (Cumulative) | Achievable Technical Potential | 0 | 0 | 0 | 0 | 0 | 0 | 0 | 0 | 0 | 0 | 0 | 0 | 0 | 0 | 0 | 0 | 0 | 0 | 0 | 0 | 0 | 0 | 0 | 0 | 0 | 0 | 0 | 0 | 0 | 0 | 0
F1_Industrial_Wood and Lumber Products_New_Process_Natural Gas_Gas Boiler - Hot Water Reset_A_Achievable Technical Potential | F1 | Industrial | Wood and Lumber Products | New | Process | Natural Gas | Gas Boiler - Hot Water Reset | A | Original Unit Energy Savings (kWh or therms) | Achievable Technical Potential | 0 | 0 | 0 | 0 | 0 | 11.5025 | 11.5025 | 11.5025 | 11.5025 | 11.5025 | 11.5025 | 11.5025 | 11.5025 | 11.5025 | 11.5025 | 11.5025 | 11.5025 | 11.5025 | 11.5025 | 11.5025 | 11.5025 | 11.5025 | 11.5025 | 11.5025 | 11.5025 | 11.5025 | 11.5025 | 11.5025 | 11.5025 | 11.5025 | 11.5025
F2_Industrial_Wood and Lumber Products_New_Process_Natural Gas_Gas Boiler - Hot Water Reset_A_Achievable Technical Potential | F2 | Industrial | Wood and Lumber Products | New | Process | Natural Gas | Gas Boiler - Hot Water Reset | A | Original Unit Summer Peak Savings (kW) | Achievable Technical Potential | 0 | 0 | 0 | 0 | 0 | 0 | 0 | 0 | 0 | 0 | 0 | 0 | 0 | 0 | 0 | 0 | 0 | 0 | 0 | 0 | 0 | 0 | 0 | 0 | 0 | 0 | 0 | 0 | 0 | 0 | 0
F3_Industrial_Wood and Lumber Products_New_Process_Natural Gas_Gas Boiler - Hot Water Reset_A_Achievable Technical Potential | F3 | Industrial | Wood and Lumber Products | New | Process | Natural Gas | Gas Boiler - Hot Water Reset | A | Original Unit Winter Peak Savings (kW) | Achievable Technical Potential | 0 | 0 | 0 | 0 | 0 | 0 | 0 | 0 | 0 | 0 | 0 | 0 | 0 | 0 | 0 | 0 | 0 | 0 | 0 | 0 | 0 | 0 | 0 | 0 | 0 | 0 | 0 | 0 | 0 | 0 | 0
F4_Industrial_Wood and Lumber Products_New_Process_Natural Gas_Gas Boiler - Hot Water Reset_A_Achievable Technical Potential | F4 | Industrial | Wood and Lumber Products | New | Process | Natural Gas | Gas Boiler - Hot Water Reset | A | Standalone Impact on Baseline Energy (%) | Achievable Technical Potential | 0% | 0% | 0% | 0% | 0% | 0.01263% | 0.02617% | 0.04162% | 0.05873% | 0.07765% | 0.09959% | 0.1232% | 0.1464% | 0.1667% | 0.1821% | 0.1912% | 0.1936% | 0.1908% | 0.1846% | 0.1771% | 0.1693% | 0.1617% | 0.1548% | 0.1484% | 0.0014263 | 0.0013727 | 0.0013231 | 0.0012771 | 0 | 0 | 0
F5_Industrial_Wood and Lumber Products_New_Process_Natural Gas_Gas Boiler - Hot Water Reset_A_Achievable Technical Potential | F5 | Industrial | Wood and Lumber Products | New | Process | Natural Gas | Gas Boiler - Hot Water Reset | A | Standalone Impact on Baseline Summer Peak (%) | Achievable Technical Potential | 0% | 0% | 0% | 0% | 0% | 0% | 0% | 0% | 0% | 0% | 0% | 0% | 0% | 0% | 0% | 0% | 0% | 0% | 0% | 0% | 0% | 0% | 0% | 0% | 0 | 0 | 0 | 0 | 0 | 0 | 0
F6_Industrial_Wood and Lumber Products_New_Process_Natural Gas_Gas Boiler - Hot Water Reset_A_Achievable Technical Potential | F6 | Industrial | Wood and Lumber Products | New | Process | Natural Gas | Gas Boiler - Hot Water Reset | A | Standalone Impact on Baseline Winter Peak (%) | Achievable Technical Potential | 0% | 0% | 0% | 0% | 0% | 0% | 0% | 0% | 0% | 0% | 0% | 0% | 0% | 0% | 0% | 0% | 0% | 0% | 0% | 0% | 0% | 0% | 0% | 0% | 0 | 0 | 0 | 0 | 0 | 0 | 0
F7_Industrial_Wood and Lumber Products_New_Process_Natural Gas_Gas Boiler - Hot Water Reset_A_Achievable Technical Potential | F7 | Industrial | Wood and Lumber Products | New | Process | Natural Gas | Gas Boiler - Hot Water Reset | A | Incremental Energy Savings (MWh or mTherms) | Achievable Technical Potential | 0 | 0 | 0 | 0 | 0 | 0.0074835 | 0.010886 | 0.015397 | 0.020269 | 0.025854 | 0.033425 | 0.040133 | 0.044528 | 0.045282 | 0.041732 | 0.034476 | 0.024247 | 0.014909 | 0.0075763 | 0.0033722 | 0.001287 | 0.0074835 | 0.010886 | 0.015397 | 0.020269 | 0.025854 | 0.033425 | 0.040133 | 0.044528 | 0.045282 | 0.041732
F8_Industrial_Wood and Lumber Products_New_Process_Natural Gas_Gas Boiler - Hot Water Reset_A_Achievable Technical Potential | F8 | Industrial | Wood and Lumber Products | New | Process | Natural Gas | Gas Boiler - Hot Water Reset | A | Incremental Summer Peak Savings (MW) | Achievable Technical Potential | 0 | 0 | 0 | 0 | 0 | 0 | 0 | 0 | 0 | 0 | 0 | 0 | 0 | 0 | 0 | 0 | 0 | 0 | 0 | 0 | 0 | 0 | 0 | 0 | 0 | 0 | 0 | 0 | 0 | 0 | 0
F9_Industrial_Wood and Lumber Products_New_Process_Natural Gas_Gas Boiler - Hot Water Reset_A_Achievable Technical Potential | F9 | Industrial | Wood and Lumber Products | New | Process | Natural Gas | Gas Boiler - Hot Water Reset | A | Incremental Winter Peak Savings (MW) | Achievable Technical Potential | 0 | 0 | 0 | 0 | 0 | 0 | 0 | 0 | 0 | 0 | 0 | 0 | 0 | 0 | 0 | 0 | 0 | 0 | 0 | 0 | 0 | 0 | 0 | 0 | 0 | 0 | 0 | 0 | 0 | 0 | 0
F10_Industrial_Wood and Lumber Products_New_Process_Natural Gas_Gas Boiler - Hot Water Reset_A_Achievable Technical Potential | F10 | Industrial | Wood and Lumber Products | New | Process | Natural Gas | Gas Boiler - Hot Water Reset | A | Cumulative Energy Savings (MWh or mTherms) | Achievable Technical Potential | 0 | 0 | 0 | 0 | 0 | 0.0074835 | 0.01837 | 0.033767 | 0.054036 | 0.07989 | 0.11332 | 0.15345 | 0.19798 | 0.24326 | 0.28499 | 0.31947 | 0.34371 | 0.35862 | 0.3662 | 0.36957 | 0.37086 | 0.37086 | 0.37086 | 0.37086 | 0.37086 | 0.37086 | 0.37086 | 0.37086 | 0.37086 | 0.37086 | 0.37086
F11_Industrial_Wood and Lumber Products_New_Process_Natural Gas_Gas Boiler - Hot Water Reset_A_Achievable Technical Potential | F11 | Industrial | Wood and Lumber Products | New | Process | Natural Gas | Gas Boiler - Hot Water Reset | A | Cumulative Summer Peak Savings (MW) | Achievable Technical Potential | 0 | 0 | 0 | 0 | 0 | 0 | 0 | 0 | 0 | 0 | 0 | 0 | 0 | 0 | 0 | 0 | 0 | 0 | 0 | 0 | 0 | 0 | 0 | 0 | 0 | 0 | 0 | 0 | 0 | 0 | 0
F12_Industrial_Wood and Lumber Products_New_Process_Natural Gas_Gas Boiler - Hot Water Reset_A_Achievable Technical Potential | F12 | Industrial | Wood and Lumber Products | New | Process | Natural Gas | Gas Boiler - Hot Water Reset | A | Cumulative Winter Peak Savings (MW) | Achievable Technical Potential | 0 | 0 | 0 | 0 | 0 | 0 | 0 | 0 | 0 | 0 | 0 | 0 | 0 | 0 | 0 | 0 | 0 | 0 | 0 | 0 | 0 | 0 | 0 | 0 | 0 | 0 | 0 | 0 | 0 | 0 | 0
F13_Industrial_Wood and Lumber Products_New_Process_Natural Gas_Gas Boiler - Hot Water Reset_A_Achievable Technical Potential | F13 | Industrial | Wood and Lumber Products | New | Process | Natural Gas | Gas Boiler - Hot Water Reset | A | Purchases (Incremental) | Achievable Technical Potential | 0 | 0 | 0 | 0 | 0 | 0.6506 | 0.9464 | 1.3386 | 1.7622 | 2.2477 | 2.9059 | 3.4891 | 3.8712 | 3.9367 | 3.6281 | 2.9972 | 2.108 | 1.2962 | 0.65867 | 0.29317 | 0.11189 | 0.6506 | 0.9464 | 1.3386 | 1.7622 | 2.2477 | 2.9059 | 3.4891 | 3.8712 | 3.9367 | 3.6281
F14_Industrial_Wood and Lumber Products_New_Process_Natural Gas_Gas Boiler - Hot Water Reset_A_Achievable Technical Potential | F14 | Industrial | Wood and Lumber Products | New | Process | Natural Gas | Gas Boiler - Hot Water Reset | A | Purchases (Cumulative) | Achievable Technical Potential | 0 | 0 | 0 | 0 | 0 | 0.6506 | 1.597 | 2.9356 | 4.6978 | 6.9454 | 9.8513 | 13.3404 | 17.2116 | 21.1483 | 24.7764 | 27.7737 | 29.8816 | 31.1778 | 31.8365 | 32.1296 | 32.2415 | 32.2415 | 32.2415 | 32.2415 | 32.2415 | 32.2415 | 32.2415 | 32.2415 | 32.2415 | 32.2415 | 32.2415
F1_Industrial_Wood and Lumber Products_New_Space Heating_Natural Gas_Steam Trap Maintenance_A_Achievable Technical Potential | F1 | Industrial | Wood and Lumber Products | New | Space Heating | Natural Gas | Steam Trap Maintenance | A | Original Unit Energy Savings (kWh or therms) | Achievable Technical Potential | 0 | 0 | 0 | 0 | 0 | 0 | 0 | 0 | 0 | 0 | 0 | 0 | 0 | 0 | 0 | 0 | 0 | 0 | 0 | 0 | 0 | 0 | 0 | 0 | 0 | 0 | 0 | 0 | 0 | 0 | 0
F2_Industrial_Wood and Lumber Products_New_Space Heating_Natural Gas_Steam Trap Maintenance_A_Achievable Technical Potential | F2 | Industrial | Wood and Lumber Products | New | Space Heating | Natural Gas | Steam Trap Maintenance | A | Original Unit Summer Peak Savings (kW) | Achievable Technical Potential | 0 | 0 | 0 | 0 | 0 | 0 | 0 | 0 | 0 | 0 | 0 | 0 | 0 | 0 | 0 | 0 | 0 | 0 | 0 | 0 | 0 | 0 | 0 | 0 | 0 | 0 | 0 | 0 | 0 | 0 | 0
F3_Industrial_Wood and Lumber Products_New_Space Heating_Natural Gas_Steam Trap Maintenance_A_Achievable Technical Potential | F3 | Industrial | Wood and Lumber Products | New | Space Heating | Natural Gas | Steam Trap Maintenance | A | Original Unit Winter Peak Savings (kW) | Achievable Technical Potential | 0 | 0 | 0 | 0 | 0 | 0 | 0 | 0 | 0 | 0 | 0 | 0 | 0 | 0 | 0 | 0 | 0 | 0 | 0 | 0 | 0 | 0 | 0 | 0 | 0 | 0 | 0 | 0 | 0 | 0 | 0
F4_Industrial_Wood and Lumber Products_New_Space Heating_Natural Gas_Steam Trap Maintenance_A_Achievable Technical Potential | F4 | Industrial | Wood and Lumber Products | New | Space Heating | Natural Gas | Steam Trap Maintenance | A | Standalone Impact on Baseline Energy (%) | Achievable Technical Potential | 0% | 0% | 0% | 0% | 0% | 0% | 0% | 0% | 0% | 0% | 0% | 0% | 0% | 0% | 0% | 0% | 0% | 0% | 0% | 0% | 0% | 0% | 0% | 0% | 0 | 0 | 0 | 0 | 0 | 0 | 0
F5_Industrial_Wood and Lumber Products_New_Space Heating_Natural Gas_Steam Trap Maintenance_A_Achievable Technical Potential | F5 | Industrial | Wood and Lumber Products | New | Space Heating | Natural Gas | Steam Trap Maintenance | A | Standalone Impact on Baseline Summer Peak (%) | Achievable Technical Potential | 0% | 0% | 0% | 0% | 0% | 0% | 0% | 0% | 0% | 0% | 0% | 0% | 0% | 0% | 0% | 0% | 0% | 0% | 0% | 0% | 0% | 0% | 0% | 0% | 0 | 0 | 0 | 0 | 0 | 0 | 0
F6_Industrial_Wood and Lumber Products_New_Space Heating_Natural Gas_Steam Trap Maintenance_A_Achievable Technical Potential | F6 | Industrial | Wood and Lumber Products | New | Space Heating | Natural Gas | Steam Trap Maintenance | A | Standalone Impact on Baseline Winter Peak (%) | Achievable Technical Potential | 0% | 0% | 0% | 0% | 0% | 0% | 0% | 0% | 0% | 0% | 0% | 0% | 0% | 0% | 0% | 0% | 0% | 0% | 0% | 0% | 0% | 0% | 0% | 0% | 0 | 0 | 0 | 0 | 0 | 0 | 0
F7_Industrial_Wood and Lumber Products_New_Space Heating_Natural Gas_Steam Trap Maintenance_A_Achievable Technical Potential | F7 | Industrial | Wood and Lumber Products | New | Space Heating | Natural Gas | Steam Trap Maintenance | A | Incremental Energy Savings (MWh or mTherms) | Achievable Technical Potential | 0 | 0 | 0 | 0 | 0 | 0 | 0 | 0 | 0 | 0 | 0 | 0 | 0 | 0 | 0 | 0 | 0 | 0 | 0 | 0 | 0 | 0 | 0 | 0 | 0 | 0 | 0 | 0 | 0 | 0 | 0
F8_Industrial_Wood and Lumber Products_New_Space Heating_Natural Gas_Steam Trap Maintenance_A_Achievable Technical Potential | F8 | Industrial | Wood and Lumber Products | New | Space Heating | Natural Gas | Steam Trap Maintenance | A | Incremental Summer Peak Savings (MW) | Achievable Technical Potential | 0 | 0 | 0 | 0 | 0 | 0 | 0 | 0 | 0 | 0 | 0 | 0 | 0 | 0 | 0 | 0 | 0 | 0 | 0 | 0 | 0 | 0 | 0 | 0 | 0 | 0 | 0 | 0 | 0 | 0 | 0
F9_Industrial_Wood and Lumber Products_New_Space Heating_Natural Gas_Steam Trap Maintenance_A_Achievable Technical Potential | F9 | Industrial | Wood and Lumber Products | New | Space Heating | Natural Gas | Steam Trap Maintenance | A | Incremental Winter Peak Savings (MW) | Achievable Technical Potential | 0 | 0 | 0 | 0 | 0 | 0 | 0 | 0 | 0 | 0 | 0 | 0 | 0 | 0 | 0 | 0 | 0 | 0 | 0 | 0 | 0 | 0 | 0 | 0 | 0 | 0 | 0 | 0 | 0 | 0 | 0
F10_Industrial_Wood and Lumber Products_New_Space Heating_Natural Gas_Steam Trap Maintenance_A_Achievable Technical Potential | F10 | Industrial | Wood and Lumber Products | New | Space Heating | Natural Gas | Steam Trap Maintenance | A | Cumulative Energy Savings (MWh or mTherms) | Achievable Technical Potential | 0 | 0 | 0 | 0 | 0 | 0 | 0 | 0 | 0 | 0 | 0 | 0 | 0 | 0 | 0 | 0 | 0 | 0 | 0 | 0 | 0 | 0 | 0 | 0 | 0 | 0 | 0 | 0 | 0 | 0 | 0
F11_Industrial_Wood and Lumber Products_New_Space Heating_Natural Gas_Steam Trap Maintenance_A_Achievable Technical Potential | F11 | Industrial | Wood and Lumber Products | New | Space Heating | Natural Gas | Steam Trap Maintenance | A | Cumulative Summer Peak Savings (MW) | Achievable Technical Potential | 0 | 0 | 0 | 0 | 0 | 0 | 0 | 0 | 0 | 0 | 0 | 0 | 0 | 0 | 0 | 0 | 0 | 0 | 0 | 0 | 0 | 0 | 0 | 0 | 0 | 0 | 0 | 0 | 0 | 0 | 0
F12_Industrial_Wood and Lumber Products_New_Space Heating_Natural Gas_Steam Trap Maintenance_A_Achievable Technical Potential | F12 | Industrial | Wood and Lumber Products | New | Space Heating | Natural Gas | Steam Trap Maintenance | A | Cumulative Winter Peak Savings (MW) | Achievable Technical Potential | 0 | 0 | 0 | 0 | 0 | 0 | 0 | 0 | 0 | 0 | 0 | 0 | 0 | 0 | 0 | 0 | 0 | 0 | 0 | 0 | 0 | 0 | 0 | 0 | 0 | 0 | 0 | 0 | 0 | 0 | 0
F13_Industrial_Wood and Lumber Products_New_Space Heating_Natural Gas_Steam Trap Maintenance_A_Achievable Technical Potential | F13 | Industrial | Wood and Lumber Products | New | Space Heating | Natural Gas | Steam Trap Maintenance | A | Purchases (Incremental) | Achievable Technical Potential | 0 | 0 | 0 | 0 | 0 | 0 | 0 | 0 | 0 | 0 | 0 | 0 | 0 | 0 | 0 | 0 | 0 | 0 | 0 | 0 | 0 | 0 | 0 | 0 | 0 | 0 | 0 | 0 | 0 | 0 | 0
F14_Industrial_Wood and Lumber Products_New_Space Heating_Natural Gas_Steam Trap Maintenance_A_Achievable Technical Potential | F14 | Industrial | Wood and Lumber Products | New | Space Heating | Natural Gas | Steam Trap Maintenance | A | Purchases (Cumulative) | Achievable Technical Potential | 0 | 0 | 0 | 0 | 0 | 0 | 0 | 0 | 0 | 0 | 0 | 0 | 0 | 0 | 0 | 0 | 0 | 0 | 0 | 0 | 0 | 0 | 0 | 0 | 0 | 0 | 0 | 0 | 0 | 0 | 0
F1_Industrial_Wood and Lumber Products_New_Process_Natural Gas_Steam Trap Maintenance_A_Achievable Technical Potential | F1 | Industrial | Wood and Lumber Products | New | Process | Natural Gas | Steam Trap Maintenance | A | Original Unit Energy Savings (kWh or therms) | Achievable Technical Potential | 0 | 0 | 0 | 0 | 0 | 8.1272 | 8.1272 | 8.1272 | 8.1272 | 8.1272 | 8.1272 | 8.1272 | 8.1272 | 8.1272 | 8.1272 | 8.1272 | 8.1272 | 8.1272 | 8.1272 | 8.1272 | 8.1272 | 8.1272 | 8.1272 | 8.1272 | 8.1272 | 8.1272 | 8.1272 | 8.1272 | 8.1272 | 8.1272 | 8.1272
F2_Industrial_Wood and Lumber Products_New_Process_Natural Gas_Steam Trap Maintenance_A_Achievable Technical Potential | F2 | Industrial | Wood and Lumber Products | New | Process | Natural Gas | Steam Trap Maintenance | A | Original Unit Summer Peak Savings (kW) | Achievable Technical Potential | 0 | 0 | 0 | 0 | 0 | 0 | 0 | 0 | 0 | 0 | 0 | 0 | 0 | 0 | 0 | 0 | 0 | 0 | 0 | 0 | 0 | 0 | 0 | 0 | 0 | 0 | 0 | 0 | 0 | 0 | 0
F3_Industrial_Wood and Lumber Products_New_Process_Natural Gas_Steam Trap Maintenance_A_Achievable Technical Potential | F3 | Industrial | Wood and Lumber Products | New | Process | Natural Gas | Steam Trap Maintenance | A | Original Unit Winter Peak Savings (kW) | Achievable Technical Potential | 0 | 0 | 0 | 0 | 0 | 0 | 0 | 0 | 0 | 0 | 0 | 0 | 0 | 0 | 0 | 0 | 0 | 0 | 0 | 0 | 0 | 0 | 0 | 0 | 0 | 0 | 0 | 0 | 0 | 0 | 0
F4_Industrial_Wood and Lumber Products_New_Process_Natural Gas_Steam Trap Maintenance_A_Achievable Technical Potential | F4 | Industrial | Wood and Lumber Products | New | Process | Natural Gas | Steam Trap Maintenance | A | Standalone Impact on Baseline Energy (%) | Achievable Technical Potential | 0% | 0% | 0% | 0% | 0% | 0% | 0% | 0% | 0% | 0% | 0% | 0% | 0% | 0% | 0% | 0% | 0% | 0% | 0% | 0% | 0% | 0% | 0% | 0% | 0 | 0 | 0 | 0 | 0 | 0 | 0
F5_Industrial_Wood and Lumber Products_New_Process_Natural Gas_Steam Trap Maintenance_A_Achievable Technical Potential | F5 | Industrial | Wood and Lumber Products | New | Process | Natural Gas | Steam Trap Maintenance | A | Standalone Impact on Baseline Summer Peak (%) | Achievable Technical Potential | 0% | 0% | 0% | 0% | 0% | 0% | 0% | 0% | 0% | 0% | 0% | 0% | 0% | 0% | 0% | 0% | 0% | 0% | 0% | 0% | 0% | 0% | 0% | 0% | 0 | 0 | 0 | 0 | 0 | 0 | 0
F6_Industrial_Wood and Lumber Products_New_Process_Natural Gas_Steam Trap Maintenance_A_Achievable Technical Potential | F6 | Industrial | Wood and Lumber Products | New | Process | Natural Gas | Steam Trap Maintenance | A | Standalone Impact on Baseline Winter Peak (%) | Achievable Technical Potential | 0% | 0% | 0% | 0% | 0% | 0% | 0% | 0% | 0% | 0% | 0% | 0% | 0% | 0% | 0% | 0% | 0% | 0% | 0% | 0% | 0% | 0% | 0% | 0% | 0 | 0 | 0 | 0 | 0 | 0 | 0
F7_Industrial_Wood and Lumber Products_New_Process_Natural Gas_Steam Trap Maintenance_A_Achievable Technical Potential | F7 | Industrial | Wood and Lumber Products | New | Process | Natural Gas | Steam Trap Maintenance | A | Incremental Energy Savings (MWh or mTherms) | Achievable Technical Potential | 0 | 0 | 0 | 0 | 0 | 0 | 0 | 0 | 0 | 0 | 0 | 0 | 0 | 0 | 0 | 0 | 0 | 0 | 0 | 0 | 0 | 0 | 0 | 0 | 0 | 0 | 0 | 0 | 0 | 0 | 0
F8_Industrial_Wood and Lumber Products_New_Process_Natural Gas_Steam Trap Maintenance_A_Achievable Technical Potential | F8 | Industrial | Wood and Lumber Products | New | Process | Natural Gas | Steam Trap Maintenance | A | Incremental Summer Peak Savings (MW) | Achievable Technical Potential | 0 | 0 | 0 | 0 | 0 | 0 | 0 | 0 | 0 | 0 | 0 | 0 | 0 | 0 | 0 | 0 | 0 | 0 | 0 | 0 | 0 | 0 | 0 | 0 | 0 | 0 | 0 | 0 | 0 | 0 | 0
F9_Industrial_Wood and Lumber Products_New_Process_Natural Gas_Steam Trap Maintenance_A_Achievable Technical Potential | F9 | Industrial | Wood and Lumber Products | New | Process | Natural Gas | Steam Trap Maintenance | A | Incremental Winter Peak Savings (MW) | Achievable Technical Potential | 0 | 0 | 0 | 0 | 0 | 0 | 0 | 0 | 0 | 0 | 0 | 0 | 0 | 0 | 0 | 0 | 0 | 0 | 0 | 0 | 0 | 0 | 0 | 0 | 0 | 0 | 0 | 0 | 0 | 0 | 0
F10_Industrial_Wood and Lumber Products_New_Process_Natural Gas_Steam Trap Maintenance_A_Achievable Technical Potential | F10 | Industrial | Wood and Lumber Products | New | Process | Natural Gas | Steam Trap Maintenance | A | Cumulative Energy Savings (MWh or mTherms) | Achievable Technical Potential | 0 | 0 | 0 | 0 | 0 | 0 | 0 | 0 | 0 | 0 | 0 | 0 | 0 | 0 | 0 | 0 | 0 | 0 | 0 | 0 | 0 | 0 | 0 | 0 | 0 | 0 | 0 | 0 | 0 | 0 | 0
F11_Industrial_Wood and Lumber Products_New_Process_Natural Gas_Steam Trap Maintenance_A_Achievable Technical Potential | F11 | Industrial | Wood and Lumber Products | New | Process | Natural Gas | Steam Trap Maintenance | A | Cumulative Summer Peak Savings (MW) | Achievable Technical Potential | 0 | 0 | 0 | 0 | 0 | 0 | 0 | 0 | 0 | 0 | 0 | 0 | 0 | 0 | 0 | 0 | 0 | 0 | 0 | 0 | 0 | 0 | 0 | 0 | 0 | 0 | 0 | 0 | 0 | 0 | 0
F12_Industrial_Wood and Lumber Products_New_Process_Natural Gas_Steam Trap Maintenance_A_Achievable Technical Potential | F12 | Industrial | Wood and Lumber Products | New | Process | Natural Gas | Steam Trap Maintenance | A | Cumulative Winter Peak Savings (MW) | Achievable Technical Potential | 0 | 0 | 0 | 0 | 0 | 0 | 0 | 0 | 0 | 0 | 0 | 0 | 0 | 0 | 0 | 0 | 0 | 0 | 0 | 0 | 0 | 0 | 0 | 0 | 0 | 0 | 0 | 0 | 0 | 0 | 0
F13_Industrial_Wood and Lumber Products_New_Process_Natural Gas_Steam Trap Maintenance_A_Achievable Technical Potential | F13 | Industrial | Wood and Lumber Products | New | Process | Natural Gas | Steam Trap Maintenance | A | Purchases (Incremental) | Achievable Technical Potential | 0 | 0 | 0 | 0 | 0 | 0 | 0 | 0 | 0 | 0 | 0 | 0 | 0 | 0 | 0 | 0 | 0 | 0 | 0 | 0 | 0 | 0 | 0 | 0 | 0 | 0 | 0 | 0 | 0 | 0 | 0
F14_Industrial_Wood and Lumber Products_New_Process_Natural Gas_Steam Trap Maintenance_A_Achievable Technical Potential | F14 | Industrial | Wood and Lumber Products | New | Process | Natural Gas | Steam Trap Maintenance | A | Purchases (Cumulative) | Achievable Technical Potential | 0 | 0 | 0 | 0 | 0 | 0 | 0 | 0 | 0 | 0 | 0 | 0 | 0 | 0 | 0 | 0 | 0 | 0 | 0 | 0 | 0 | 0 | 0 | 0 | 0 | 0 | 0 | 0 | 0 | 0 | 0
F1_Industrial_Wood and Lumber Products_New_Space Heating_Natural Gas_Gas Boiler - High Turndown_A_Achievable Technical Potential | F1 | Industrial | Wood and Lumber Products | New | Space Heating | Natural Gas | Gas Boiler - High Turndown | A | Original Unit Energy Savings (kWh or therms) | Achievable Technical Potential | 0 | 0 | 0 | 0 | 0 | 0 | 0 | 0 | 0 | 0 | 0 | 0 | 0 | 0 | 0 | 0 | 0 | 0 | 0 | 0 | 0 | 0 | 0 | 0 | 0 | 0 | 0 | 0 | 0 | 0 | 0
F2_Industrial_Wood and Lumber Products_New_Space Heating_Natural Gas_Gas Boiler - High Turndown_A_Achievable Technical Potential | F2 | Industrial | Wood and Lumber Products | New | Space Heating | Natural Gas | Gas Boiler - High Turndown | A | Original Unit Summer Peak Savings (kW) | Achievable Technical Potential | 0 | 0 | 0 | 0 | 0 | 0 | 0 | 0 | 0 | 0 | 0 | 0 | 0 | 0 | 0 | 0 | 0 | 0 | 0 | 0 | 0 | 0 | 0 | 0 | 0 | 0 | 0 | 0 | 0 | 0 | 0
F3_Industrial_Wood and Lumber Products_New_Space Heating_Natural Gas_Gas Boiler - High Turndown_A_Achievable Technical Potential | F3 | Industrial | Wood and Lumber Products | New | Space Heating | Natural Gas | Gas Boiler - High Turndown | A | Original Unit Winter Peak Savings (kW) | Achievable Technical Potential | 0 | 0 | 0 | 0 | 0 | 0 | 0 | 0 | 0 | 0 | 0 | 0 | 0 | 0 | 0 | 0 | 0 | 0 | 0 | 0 | 0 | 0 | 0 | 0 | 0 | 0 | 0 | 0 | 0 | 0 | 0
F4_Industrial_Wood and Lumber Products_New_Space Heating_Natural Gas_Gas Boiler - High Turndown_A_Achievable Technical Potential | F4 | Industrial | Wood and Lumber Products | New | Space Heating | Natural Gas | Gas Boiler - High Turndown | A | Standalone Impact on Baseline Energy (%) | Achievable Technical Potential | 0% | 0% | 0% | 0% | 0% | 0% | 0% | 0% | 0% | 0% | 0% | 0% | 0% | 0% | 0% | 0% | 0% | 0% | 0% | 0% | 0% | 0% | 0% | 0% | 0 | 0 | 0 | 0 | 0 | 0 | 0
F5_Industrial_Wood and Lumber Products_New_Space Heating_Natural Gas_Gas Boiler - High Turndown_A_Achievable Technical Potential | F5 | Industrial | Wood and Lumber Products | New | Space Heating | Natural Gas | Gas Boiler - High Turndown | A | Standalone Impact on Baseline Summer Peak (%) | Achievable Technical Potential | 0% | 0% | 0% | 0% | 0% | 0% | 0% | 0% | 0% | 0% | 0% | 0% | 0% | 0% | 0% | 0% | 0% | 0% | 0% | 0% | 0% | 0% | 0% | 0% | 0 | 0 | 0 | 0 | 0 | 0 | 0
F6_Industrial_Wood and Lumber Products_New_Space Heating_Natural Gas_Gas Boiler - High Turndown_A_Achievable Technical Potential | F6 | Industrial | Wood and Lumber Products | New | Space Heating | Natural Gas | Gas Boiler - High Turndown | A | Standalone Impact on Baseline Winter Peak (%) | Achievable Technical Potential | 0% | 0% | 0% | 0% | 0% | 0% | 0% | 0% | 0% | 0% | 0% | 0% | 0% | 0% | 0% | 0% | 0% | 0% | 0% | 0% | 0% | 0% | 0% | 0% | 0 | 0 | 0 | 0 | 0 | 0 | 0
F7_Industrial_Wood and Lumber Products_New_Space Heating_Natural Gas_Gas Boiler - High Turndown_A_Achievable Technical Potential | F7 | Industrial | Wood and Lumber Products | New | Space Heating | Natural Gas | Gas Boiler - High Turndown | A | Incremental Energy Savings (MWh or mTherms) | Achievable Technical Potential | 0 | 0 | 0 | 0 | 0 | 0 | 0 | 0 | 0 | 0 | 0 | 0 | 0 | 0 | 0 | 0 | 0 | 0 | 0 | 0 | 0 | 0 | 0 | 0 | 0 | 0 | 0 | 0 | 0 | 0 | 0
F8_Industrial_Wood and Lumber Products_New_Space Heating_Natural Gas_Gas Boiler - High Turndown_A_Achievable Technical Potential | F8 | Industrial | Wood and Lumber Products | New | Space Heating | Natural Gas | Gas Boiler - High Turndown | A | Incremental Summer Peak Savings (MW) | Achievable Technical Potential | 0 | 0 | 0 | 0 | 0 | 0 | 0 | 0 | 0 | 0 | 0 | 0 | 0 | 0 | 0 | 0 | 0 | 0 | 0 | 0 | 0 | 0 | 0 | 0 | 0 | 0 | 0 | 0 | 0 | 0 | 0
F9_Industrial_Wood and Lumber Products_New_Space Heating_Natural Gas_Gas Boiler - High Turndown_A_Achievable Technical Potential | F9 | Industrial | Wood and Lumber Products | New | Space Heating | Natural Gas | Gas Boiler - High Turndown | A | Incremental Winter Peak Savings (MW) | Achievable Technical Potential | 0 | 0 | 0 | 0 | 0 | 0 | 0 | 0 | 0 | 0 | 0 | 0 | 0 | 0 | 0 | 0 | 0 | 0 | 0 | 0 | 0 | 0 | 0 | 0 | 0 | 0 | 0 | 0 | 0 | 0 | 0
F10_Industrial_Wood and Lumber Products_New_Space Heating_Natural Gas_Gas Boiler - High Turndown_A_Achievable Technical Potential | F10 | Industrial | Wood and Lumber Products | New | Space Heating | Natural Gas | Gas Boiler - High Turndown | A | Cumulative Energy Savings (MWh or mTherms) | Achievable Technical Potential | 0 | 0 | 0 | 0 | 0 | 0 | 0 | 0 | 0 | 0 | 0 | 0 | 0 | 0 | 0 | 0 | 0 | 0 | 0 | 0 | 0 | 0 | 0 | 0 | 0 | 0 | 0 | 0 | 0 | 0 | 0
F11_Industrial_Wood and Lumber Products_New_Space Heating_Natural Gas_Gas Boiler - High Turndown_A_Achievable Technical Potential | F11 | Industrial | Wood and Lumber Products | New | Space Heating | Natural Gas | Gas Boiler - High Turndown | A | Cumulative Summer Peak Savings (MW) | Achievable Technical Potential | 0 | 0 | 0 | 0 | 0 | 0 | 0 | 0 | 0 | 0 | 0 | 0 | 0 | 0 | 0 | 0 | 0 | 0 | 0 | 0 | 0 | 0 | 0 | 0 | 0 | 0 | 0 | 0 | 0 | 0 | 0
F12_Industrial_Wood and Lumber Products_New_Space Heating_Natural Gas_Gas Boiler - High Turndown_A_Achievable Technical Potential | F12 | Industrial | Wood and Lumber Products | New | Space Heating | Natural Gas | Gas Boiler - High Turndown | A | Cumulative Winter Peak Savings (MW) | Achievable Technical Potential | 0 | 0 | 0 | 0 | 0 | 0 | 0 | 0 | 0 | 0 | 0 | 0 | 0 | 0 | 0 | 0 | 0 | 0 | 0 | 0 | 0 | 0 | 0 | 0 | 0 | 0 | 0 | 0 | 0 | 0 | 0
F13_Industrial_Wood and Lumber Products_New_Space Heating_Natural Gas_Gas Boiler - High Turndown_A_Achievable Technical Potential | F13 | Industrial | Wood and Lumber Products | New | Space Heating | Natural Gas | Gas Boiler - High Turndown | A | Purchases (Incremental) | Achievable Technical Potential | 0 | 0 | 0 | 0 | 0 | 0 | 0 | 0 | 0 | 0 | 0 | 0 | 0 | 0 | 0 | 0 | 0 | 0 | 0 | 0 | 0 | 0 | 0 | 0 | 0 | 0 | 0 | 0 | 0 | 0 | 0
F14_Industrial_Wood and Lumber Products_New_Space Heating_Natural Gas_Gas Boiler - High Turndown_A_Achievable Technical Potential | F14 | Industrial | Wood and Lumber Products | New | Space Heating | Natural Gas | Gas Boiler - High Turndown | A | Purchases (Cumulative) | Achievable Technical Potential | 0 | 0 | 0 | 0 | 0 | 0 | 0 | 0 | 0 | 0 | 0 | 0 | 0 | 0 | 0 | 0 | 0 | 0 | 0 | 0 | 0 | 0 | 0 | 0 | 0 | 0 | 0 | 0 | 0 | 0 | 0
F1_Industrial_Wood and Lumber Products_New_Process_Natural Gas_Gas Boiler - High Turndown_A_Achievable Technical Potential | F1 | Industrial | Wood and Lumber Products | New | Process | Natural Gas | Gas Boiler - High Turndown | A | Original Unit Energy Savings (kWh or therms) | Achievable Technical Potential | 0 | 0 | 0 | 0 | 0 | 8.6269 | 8.6269 | 8.6269 | 8.6269 | 8.6269 | 8.6269 | 8.6269 | 8.6269 | 8.6269 | 8.6269 | 8.6269 | 8.6269 | 8.6269 | 8.6269 | 8.6269 | 8.6269 | 8.6269 | 8.6269 | 8.6269 | 8.6269 | 8.6269 | 8.6269 | 8.6269 | 8.6269 | 8.6269 | 8.6269
F2_Industrial_Wood and Lumber Products_New_Process_Natural Gas_Gas Boiler - High Turndown_A_Achievable Technical Potential | F2 | Industrial | Wood and Lumber Products | New | Process | Natural Gas | Gas Boiler - High Turndown | A | Original Unit Summer Peak Savings (kW) | Achievable Technical Potential | 0 | 0 | 0 | 0 | 0 | 0 | 0 | 0 | 0 | 0 | 0 | 0 | 0 | 0 | 0 | 0 | 0 | 0 | 0 | 0 | 0 | 0 | 0 | 0 | 0 | 0 | 0 | 0 | 0 | 0 | 0
F3_Industrial_Wood and Lumber Products_New_Process_Natural Gas_Gas Boiler - High Turndown_A_Achievable Technical Potential | F3 | Industrial | Wood and Lumber Products | New | Process | Natural Gas | Gas Boiler - High Turndown | A | Original Unit Winter Peak Savings (kW) | Achievable Technical Potential | 0 | 0 | 0 | 0 | 0 | 0 | 0 | 0 | 0 | 0 | 0 | 0 | 0 | 0 | 0 | 0 | 0 | 0 | 0 | 0 | 0 | 0 | 0 | 0 | 0 | 0 | 0 | 0 | 0 | 0 | 0
F4_Industrial_Wood and Lumber Products_New_Process_Natural Gas_Gas Boiler - High Turndown_A_Achievable Technical Potential | F4 | Industrial | Wood and Lumber Products | New | Process | Natural Gas | Gas Boiler - High Turndown | A | Standalone Impact on Baseline Energy (%) | Achievable Technical Potential | 0% | 0% | 0% | 0% | 0% | 0.01446% | 0.02666% | 0.03752% | 0.04755% | 0.05698% | 0.06453% | 0.06937% | 0.0722% | 0.07357% | 0.07395% | 0.07353% | 0.07261% | 0.07129% | 0.06973% | 0.06803% | 0.06482% | 0.06191% | 0.05926% | 0.05684% | 0.0005461 | 0.00052558 | 0.0005066 | 0.00048899 | 0 | 0 | 0
F5_Industrial_Wood and Lumber Products_New_Process_Natural Gas_Gas Boiler - High Turndown_A_Achievable Technical Potential | F5 | Industrial | Wood and Lumber Products | New | Process | Natural Gas | Gas Boiler - High Turndown | A | Standalone Impact on Baseline Summer Peak (%) | Achievable Technical Potential | 0% | 0% | 0% | 0% | 0% | 0% | 0% | 0% | 0% | 0% | 0% | 0% | 0% | 0% | 0% | 0% | 0% | 0% | 0% | 0% | 0% | 0% | 0% | 0% | 0 | 0 | 0 | 0 | 0 | 0 | 0
F6_Industrial_Wood and Lumber Products_New_Process_Natural Gas_Gas Boiler - High Turndown_A_Achievable Technical Potential | F6 | Industrial | Wood and Lumber Products | New | Process | Natural Gas | Gas Boiler - High Turndown | A | Standalone Impact on Baseline Winter Peak (%) | Achievable Technical Potential | 0% | 0% | 0% | 0% | 0% | 0% | 0% | 0% | 0% | 0% | 0% | 0% | 0% | 0% | 0% | 0% | 0% | 0% | 0% | 0% | 0% | 0% | 0% | 0% | 0 | 0 | 0 | 0 | 0 | 0 | 0
F7_Industrial_Wood and Lumber Products_New_Process_Natural Gas_Gas Boiler - High Turndown_A_Achievable Technical Potential | F7 | Industrial | Wood and Lumber Products | New | Process | Natural Gas | Gas Boiler - High Turndown | A | Incremental Energy Savings (MWh or mTherms) | Achievable Technical Potential | 0 | 0 | 0 | 0 | 0 | 0.0085658 | 0.010148 | 0.01173 | 0.013302 | 0.014875 | 0.014804 | 0.012962 | 0.011263 | 0.009723 | 0.0083396 | 0.0071223 | 0.006055 | 0.0051297 | 0.0043312 | 0.0036453 | 0.0085658 | 0.010148 | 0.01173 | 0.013302 | 0.014875 | 0.014804 | 0.012962 | 0.011263 | 0.009723 | 0.0083396 | 0.0071223
F8_Industrial_Wood and Lumber Products_New_Process_Natural Gas_Gas Boiler - High Turndown_A_Achievable Technical Potential | F8 | Industrial | Wood and Lumber Products | New | Process | Natural Gas | Gas Boiler - High Turndown | A | Incremental Summer Peak Savings (MW) | Achievable Technical Potential | 0 | 0 | 0 | 0 | 0 | 0 | 0 | 0 | 0 | 0 | 0 | 0 | 0 | 0 | 0 | 0 | 0 | 0 | 0 | 0 | 0 | 0 | 0 | 0 | 0 | 0 | 0 | 0 | 0 | 0 | 0
F9_Industrial_Wood and Lumber Products_New_Process_Natural Gas_Gas Boiler - High Turndown_A_Achievable Technical Potential | F9 | Industrial | Wood and Lumber Products | New | Process | Natural Gas | Gas Boiler - High Turndown | A | Incremental Winter Peak Savings (MW) | Achievable Technical Potential | 0 | 0 | 0 | 0 | 0 | 0 | 0 | 0 | 0 | 0 | 0 | 0 | 0 | 0 | 0 | 0 | 0 | 0 | 0 | 0 | 0 | 0 | 0 | 0 | 0 | 0 | 0 | 0 | 0 | 0 | 0
F10_Industrial_Wood and Lumber Products_New_Process_Natural Gas_Gas Boiler - High Turndown_A_Achievable Technical Potential | F10 | Industrial | Wood and Lumber Products | New | Process | Natural Gas | Gas Boiler - High Turndown | A | Cumulative Energy Savings (MWh or mTherms) | Achievable Technical Potential | 0 | 0 | 0 | 0 | 0 | 0.0085658 | 0.018714 | 0.030444 | 0.043745 | 0.05862 | 0.073424 | 0.086386 | 0.097649 | 0.10737 | 0.11571 | 0.12283 | 0.12889 | 0.13402 | 0.13835 | 0.142 | 0.142 | 0.142 | 0.142 | 0.142 | 0.142 | 0.142 | 0.142 | 0.142 | 0.142 | 0.142 | 0.142
F11_Industrial_Wood and Lumber Products_New_Process_Natural Gas_Gas Boiler - High Turndown_A_Achievable Technical Potential | F11 | Industrial | Wood and Lumber Products | New | Process | Natural Gas | Gas Boiler - High Turndown | A | Cumulative Summer Peak Savings (MW) | Achievable Technical Potential | 0 | 0 | 0 | 0 | 0 | 0 | 0 | 0 | 0 | 0 | 0 | 0 | 0 | 0 | 0 | 0 | 0 | 0 | 0 | 0 | 0 | 0 | 0 | 0 | 0 | 0 | 0 | 0 | 0 | 0 | 0
F12_Industrial_Wood and Lumber Products_New_Process_Natural Gas_Gas Boiler - High Turndown_A_Achievable Technical Potential | F12 | Industrial | Wood and Lumber Products | New | Process | Natural Gas | Gas Boiler - High Turndown | A | Cumulative Winter Peak Savings (MW) | Achievable Technical Potential | 0 | 0 | 0 | 0 | 0 | 0 | 0 | 0 | 0 | 0 | 0 | 0 | 0 | 0 | 0 | 0 | 0 | 0 | 0 | 0 | 0 | 0 | 0 | 0 | 0 | 0 | 0 | 0 | 0 | 0 | 0
F13_Industrial_Wood and Lumber Products_New_Process_Natural Gas_Gas Boiler - High Turndown_A_Achievable Technical Potential | F13 | Industrial | Wood and Lumber Products | New | Process | Natural Gas | Gas Boiler - High Turndown | A | Purchases (Incremental) | Achievable Technical Potential | 0 | 0 | 0 | 0 | 0 | 0.99292 | 1.1763 | 1.3597 | 1.5419 | 1.7242 | 1.716 | 1.5026 | 1.3055 | 1.1271 | 0.9667 | 0.8256 | 0.70187 | 0.59462 | 0.50206 | 0.42255 | 0.99292 | 1.1763 | 1.3597 | 1.5419 | 1.7242 | 1.716 | 1.5026 | 1.3055 | 1.1271 | 0.9667 | 0.8256
F14_Industrial_Wood and Lumber Products_New_Process_Natural Gas_Gas Boiler - High Turndown_A_Achievable Technical Potential | F14 | Industrial | Wood and Lumber Products | New | Process | Natural Gas | Gas Boiler - High Turndown | A | Purchases (Cumulative) | Achievable Technical Potential | 0 | 0 | 0 | 0 | 0 | 0.99292 | 2.1693 | 3.5289 | 5.0708 | 6.795 | 8.5111 | 10.0136 | 11.3192 | 12.4462 | 13.4129 | 14.2385 | 14.9404 | 15.535 | 16.0371 | 16.4596 | 16.4596 | 16.4596 | 16.4596 | 16.4596 | 16.4596 | 16.4596 | 16.4596 | 16.4596 | 16.4596 | 16.4596 | 16.4596
F1_Industrial_Wood and Lumber Products_New_Space Heating_Natural Gas_Gas Boiler - Burner Control Optimization_A_Achievable Technical Potential | F1 | Industrial | Wood and Lumber Products | New | Space Heating | Natural Gas | Gas Boiler - Burner Control Optimization | A | Original Unit Energy Savings (kWh or therms) | Achievable Technical Potential | 0 | 0 | 0 | 0 | 0 | 0 | 0 | 0 | 0 | 0 | 0 | 0 | 0 | 0 | 0 | 0 | 0 | 0 | 0 | 0 | 0 | 0 | 0 | 0 | 0 | 0 | 0 | 0 | 0 | 0 | 0
F2_Industrial_Wood and Lumber Products_New_Space Heating_Natural Gas_Gas Boiler - Burner Control Optimization_A_Achievable Technical Potential | F2 | Industrial | Wood and Lumber Products | New | Space Heating | Natural Gas | Gas Boiler - Burner Control Optimization | A | Original Unit Summer Peak Savings (kW) | Achievable Technical Potential | 0 | 0 | 0 | 0 | 0 | 0 | 0 | 0 | 0 | 0 | 0 | 0 | 0 | 0 | 0 | 0 | 0 | 0 | 0 | 0 | 0 | 0 | 0 | 0 | 0 | 0 | 0 | 0 | 0 | 0 | 0
F3_Industrial_Wood and Lumber Products_New_Space Heating_Natural Gas_Gas Boiler - Burner Control Optimization_A_Achievable Technical Potential | F3 | Industrial | Wood and Lumber Products | New | Space Heating | Natural Gas | Gas Boiler - Burner Control Optimization | A | Original Unit Winter Peak Savings (kW) | Achievable Technical Potential | 0 | 0 | 0 | 0 | 0 | 0 | 0 | 0 | 0 | 0 | 0 | 0 | 0 | 0 | 0 | 0 | 0 | 0 | 0 | 0 | 0 | 0 | 0 | 0 | 0 | 0 | 0 | 0 | 0 | 0 | 0
F4_Industrial_Wood and Lumber Products_New_Space Heating_Natural Gas_Gas Boiler - Burner Control Optimization_A_Achievable Technical Potential | F4 | Industrial | Wood and Lumber Products | New | Space Heating | Natural Gas | Gas Boiler - Burner Control Optimization | A | Standalone Impact on Baseline Energy (%) | Achievable Technical Potential | 0% | 0% | 0% | 0% | 0% | 0% | 0% | 0% | 0% | 0% | 0% | 0% | 0% | 0% | 0% | 0% | 0% | 0% | 0% | 0% | 0% | 0% | 0% | 0% | 0 | 0 | 0 | 0 | 0 | 0 | 0
F5_Industrial_Wood and Lumber Products_New_Space Heating_Natural Gas_Gas Boiler - Burner Control Optimization_A_Achievable Technical Potential | F5 | Industrial | Wood and Lumber Products | New | Space Heating | Natural Gas | Gas Boiler - Burner Control Optimization | A | Standalone Impact on Baseline Summer Peak (%) | Achievable Technical Potential | 0% | 0% | 0% | 0% | 0% | 0% | 0% | 0% | 0% | 0% | 0% | 0% | 0% | 0% | 0% | 0% | 0% | 0% | 0% | 0% | 0% | 0% | 0% | 0% | 0 | 0 | 0 | 0 | 0 | 0 | 0
F6_Industrial_Wood and Lumber Products_New_Space Heating_Natural Gas_Gas Boiler - Burner Control Optimization_A_Achievable Technical Potential | F6 | Industrial | Wood and Lumber Products | New | Space Heating | Natural Gas | Gas Boiler - Burner Control Optimization | A | Standalone Impact on Baseline Winter Peak (%) | Achievable Technical Potential | 0% | 0% | 0% | 0% | 0% | 0% | 0% | 0% | 0% | 0% | 0% | 0% | 0% | 0% | 0% | 0% | 0% | 0% | 0% | 0% | 0% | 0% | 0% | 0% | 0 | 0 | 0 | 0 | 0 | 0 | 0
F7_Industrial_Wood and Lumber Products_New_Space Heating_Natural Gas_Gas Boiler - Burner Control Optimization_A_Achievable Technical Potential | F7 | Industrial | Wood and Lumber Products | New | Space Heating | Natural Gas | Gas Boiler - Burner Control Optimization | A | Incremental Energy Savings (MWh or mTherms) | Achievable Technical Potential | 0 | 0 | 0 | 0 | 0 | 0 | 0 | 0 | 0 | 0 | 0 | 0 | 0 | 0 | 0 | 0 | 0 | 0 | 0 | 0 | 0 | 0 | 0 | 0 | 0 | 0 | 0 | 0 | 0 | 0 | 0
F8_Industrial_Wood and Lumber Products_New_Space Heating_Natural Gas_Gas Boiler - Burner Control Optimization_A_Achievable Technical Potential | F8 | Industrial | Wood and Lumber Products | New | Space Heating | Natural Gas | Gas Boiler - Burner Control Optimization | A | Incremental Summer Peak Savings (MW) | Achievable Technical Potential | 0 | 0 | 0 | 0 | 0 | 0 | 0 | 0 | 0 | 0 | 0 | 0 | 0 | 0 | 0 | 0 | 0 | 0 | 0 | 0 | 0 | 0 | 0 | 0 | 0 | 0 | 0 | 0 | 0 | 0 | 0
F9_Industrial_Wood and Lumber Products_New_Space Heating_Natural Gas_Gas Boiler - Burner Control Optimization_A_Achievable Technical Potential | F9 | Industrial | Wood and Lumber Products | New | Space Heating | Natural Gas | Gas Boiler - Burner Control Optimization | A | Incremental Winter Peak Savings (MW) | Achievable Technical Potential | 0 | 0 | 0 | 0 | 0 | 0 | 0 | 0 | 0 | 0 | 0 | 0 | 0 | 0 | 0 | 0 | 0 | 0 | 0 | 0 | 0 | 0 | 0 | 0 | 0 | 0 | 0 | 0 | 0 | 0 | 0
F10_Industrial_Wood and Lumber Products_New_Space Heating_Natural Gas_Gas Boiler - Burner Control Optimization_A_Achievable Technical Potential | F10 | Industrial | Wood and Lumber Products | New | Space Heating | Natural Gas | Gas Boiler - Burner Control Optimization | A | Cumulative Energy Savings (MWh or mTherms) | Achievable Technical Potential | 0 | 0 | 0 | 0 | 0 | 0 | 0 | 0 | 0 | 0 | 0 | 0 | 0 | 0 | 0 | 0 | 0 | 0 | 0 | 0 | 0 | 0 | 0 | 0 | 0 | 0 | 0 | 0 | 0 | 0 | 0
F11_Industrial_Wood and Lumber Products_New_Space Heating_Natural Gas_Gas Boiler - Burner Control Optimization_A_Achievable Technical Potential | F11 | Industrial | Wood and Lumber Products | New | Space Heating | Natural Gas | Gas Boiler - Burner Control Optimization | A | Cumulative Summer Peak Savings (MW) | Achievable Technical Potential | 0 | 0 | 0 | 0 | 0 | 0 | 0 | 0 | 0 | 0 | 0 | 0 | 0 | 0 | 0 | 0 | 0 | 0 | 0 | 0 | 0 | 0 | 0 | 0 | 0 | 0 | 0 | 0 | 0 | 0 | 0
F12_Industrial_Wood and Lumber Products_New_Space Heating_Natural Gas_Gas Boiler - Burner Control Optimization_A_Achievable Technical Potential | F12 | Industrial | Wood and Lumber Products | New | Space Heating | Natural Gas | Gas Boiler - Burner Control Optimization | A | Cumulative Winter Peak Savings (MW) | Achievable Technical Potential | 0 | 0 | 0 | 0 | 0 | 0 | 0 | 0 | 0 | 0 | 0 | 0 | 0 | 0 | 0 | 0 | 0 | 0 | 0 | 0 | 0 | 0 | 0 | 0 | 0 | 0 | 0 | 0 | 0 | 0 | 0
F13_Industrial_Wood and Lumber Products_New_Space Heating_Natural Gas_Gas Boiler - Burner Control Optimization_A_Achievable Technical Potential | F13 | Industrial | Wood and Lumber Products | New | Space Heating | Natural Gas | Gas Boiler - Burner Control Optimization | A | Purchases (Incremental) | Achievable Technical Potential | 0 | 0 | 0 | 0 | 0 | 0 | 0 | 0 | 0 | 0 | 0 | 0 | 0 | 0 | 0 | 0 | 0 | 0 | 0 | 0 | 0 | 0 | 0 | 0 | 0 | 0 | 0 | 0 | 0 | 0 | 0
F14_Industrial_Wood and Lumber Products_New_Space Heating_Natural Gas_Gas Boiler - Burner Control Optimization_A_Achievable Technical Potential | F14 | Industrial | Wood and Lumber Products | New | Space Heating | Natural Gas | Gas Boiler - Burner Control Optimization | A | Purchases (Cumulative) | Achievable Technical Potential | 0 | 0 | 0 | 0 | 0 | 0 | 0 | 0 | 0 | 0 | 0 | 0 | 0 | 0 | 0 | 0 | 0 | 0 | 0 | 0 | 0 | 0 | 0 | 0 | 0 | 0 | 0 | 0 | 0 | 0 | 0
F1_Industrial_Wood and Lumber Products_New_Process_Natural Gas_Gas Boiler - Burner Control Optimization_A_Achievable Technical Potential | F1 | Industrial | Wood and Lumber Products | New | Process | Natural Gas | Gas Boiler - Burner Control Optimization | A | Original Unit Energy Savings (kWh or therms) | Achievable Technical Potential | 0 | 0 | 0 | 0 | 0 | 2.5018 | 2.5018 | 2.5018 | 2.5018 | 2.5018 | 2.5018 | 2.5018 | 2.5018 | 2.5018 | 2.5018 | 2.5018 | 2.5018 | 2.5018 | 2.5018 | 2.5018 | 2.5018 | 2.5018 | 2.5018 | 2.5018 | 2.5018 | 2.5018 | 2.5018 | 2.5018 | 2.5018 | 2.5018 | 2.5018
F2_Industrial_Wood and Lumber Products_New_Process_Natural Gas_Gas Boiler - Burner Control Optimization_A_Achievable Technical Potential | F2 | Industrial | Wood and Lumber Products | New | Process | Natural Gas | Gas Boiler - Burner Control Optimization | A | Original Unit Summer Peak Savings (kW) | Achievable Technical Potential | 0 | 0 | 0 | 0 | 0 | 0 | 0 | 0 | 0 | 0 | 0 | 0 | 0 | 0 | 0 | 0 | 0 | 0 | 0 | 0 | 0 | 0 | 0 | 0 | 0 | 0 | 0 | 0 | 0 | 0 | 0
F3_Industrial_Wood and Lumber Products_New_Process_Natural Gas_Gas Boiler - Burner Control Optimization_A_Achievable Technical Potential | F3 | Industrial | Wood and Lumber Products | New | Process | Natural Gas | Gas Boiler - Burner Control Optimization | A | Original Unit Winter Peak Savings (kW) | Achievable Technical Potential | 0 | 0 | 0 | 0 | 0 | 0 | 0 | 0 | 0 | 0 | 0 | 0 | 0 | 0 | 0 | 0 | 0 | 0 | 0 | 0 | 0 | 0 | 0 | 0 | 0 | 0 | 0 | 0 | 0 | 0 | 0
F4_Industrial_Wood and Lumber Products_New_Process_Natural Gas_Gas Boiler - Burner Control Optimization_A_Achievable Technical Potential | F4 | Industrial | Wood and Lumber Products | New | Process | Natural Gas | Gas Boiler - Burner Control Optimization | A | Standalone Impact on Baseline Energy (%) | Achievable Technical Potential | 0% | 0% | 0% | 0% | 0% | 0.001131% | 0.002732% | 0.00592% | 0.01144% | 0.01991% | 0.03156% | 0.04608% | 0.06255% | 0.07963% | 0.09594% | 0.1101% | 0.1213% | 0.1291% | 0.1337% | 0.1354% | 0.1349% | 0.1327% | 0.1295% | 0.1255% | 0.0012108 | 0.0011654 | 0.0011233 | 0.0010842 | 0 | 0 | 0
F5_Industrial_Wood and Lumber Products_New_Process_Natural Gas_Gas Boiler - Burner Control Optimization_A_Achievable Technical Potential | F5 | Industrial | Wood and Lumber Products | New | Process | Natural Gas | Gas Boiler - Burner Control Optimization | A | Standalone Impact on Baseline Summer Peak (%) | Achievable Technical Potential | 0% | 0% | 0% | 0% | 0% | 0% | 0% | 0% | 0% | 0% | 0% | 0% | 0% | 0% | 0% | 0% | 0% | 0% | 0% | 0% | 0% | 0% | 0% | 0% | 0 | 0 | 0 | 0 | 0 | 0 | 0
F6_Industrial_Wood and Lumber Products_New_Process_Natural Gas_Gas Boiler - Burner Control Optimization_A_Achievable Technical Potential | F6 | Industrial | Wood and Lumber Products | New | Process | Natural Gas | Gas Boiler - Burner Control Optimization | A | Standalone Impact on Baseline Winter Peak (%) | Achievable Technical Potential | 0% | 0% | 0% | 0% | 0% | 0% | 0% | 0% | 0% | 0% | 0% | 0% | 0% | 0% | 0% | 0% | 0% | 0% | 0% | 0% | 0% | 0% | 0% | 0% | 0 | 0 | 0 | 0 | 0 | 0 | 0
F7_Industrial_Wood and Lumber Products_New_Process_Natural Gas_Gas Boiler - Burner Control Optimization_A_Achievable Technical Potential | F7 | Industrial | Wood and Lumber Products | New | Process | Natural Gas | Gas Boiler - Burner Control Optimization | A | Incremental Energy Savings (MWh or mTherms) | Achievable Technical Potential | 0 | 0 | 0 | 0 | 0 | 0.00067009 | 0.0012479 | 0.0028847 | 0.0057249 | 0.0099585 | 0.015418 | 0.021476 | 0.027213 | 0.031625 | 0.033907 | 0.033784 | 0.031414 | 0.027396 | 0.022489 | 0.017433 | 0.012807 | 0.0089395 | 0.0059431 | 0.0037718 | 0.0026579 | 0.0028847 | 0.0057249 | 0.0099585 | 0.015418 | 0.021476 | 0.027213
F8_Industrial_Wood and Lumber Products_New_Process_Natural Gas_Gas Boiler - Burner Control Optimization_A_Achievable Technical Potential | F8 | Industrial | Wood and Lumber Products | New | Process | Natural Gas | Gas Boiler - Burner Control Optimization | A | Incremental Summer Peak Savings (MW) | Achievable Technical Potential | 0 | 0 | 0 | 0 | 0 | 0 | 0 | 0 | 0 | 0 | 0 | 0 | 0 | 0 | 0 | 0 | 0 | 0 | 0 | 0 | 0 | 0 | 0 | 0 | 0 | 0 | 0 | 0 | 0 | 0 | 0
F9_Industrial_Wood and Lumber Products_New_Process_Natural Gas_Gas Boiler - Burner Control Optimization_A_Achievable Technical Potential | F9 | Industrial | Wood and Lumber Products | New | Process | Natural Gas | Gas Boiler - Burner Control Optimization | A | Incremental Winter Peak Savings (MW) | Achievable Technical Potential | 0 | 0 | 0 | 0 | 0 | 0 | 0 | 0 | 0 | 0 | 0 | 0 | 0 | 0 | 0 | 0 | 0 | 0 | 0 | 0 | 0 | 0 | 0 | 0 | 0 | 0 | 0 | 0 | 0 | 0 | 0
F10_Industrial_Wood and Lumber Products_New_Process_Natural Gas_Gas Boiler - Burner Control Optimization_A_Achievable Technical Potential | F10 | Industrial | Wood and Lumber Products | New | Process | Natural Gas | Gas Boiler - Burner Control Optimization | A | Cumulative Energy Savings (MWh or mTherms) | Achievable Technical Potential | 0 | 0 | 0 | 0 | 0 | 0.00067009 | 0.001918 | 0.0048027 | 0.010528 | 0.020486 | 0.035904 | 0.05738 | 0.084593 | 0.11622 | 0.15012 | 0.18391 | 0.21532 | 0.24272 | 0.26521 | 0.28264 | 0.29545 | 0.30439 | 0.31033 | 0.31343 | 0.31484 | 0.31484 | 0.31484 | 0.31484 | 0.31484 | 0.31484 | 0.31484
F11_Industrial_Wood and Lumber Products_New_Process_Natural Gas_Gas Boiler - Burner Control Optimization_A_Achievable Technical Potential | F11 | Industrial | Wood and Lumber Products | New | Process | Natural Gas | Gas Boiler - Burner Control Optimization | A | Cumulative Summer Peak Savings (MW) | Achievable Technical Potential | 0 | 0 | 0 | 0 | 0 | 0 | 0 | 0 | 0 | 0 | 0 | 0 | 0 | 0 | 0 | 0 | 0 | 0 | 0 | 0 | 0 | 0 | 0 | 0 | 0 | 0 | 0 | 0 | 0 | 0 | 0
F12_Industrial_Wood and Lumber Products_New_Process_Natural Gas_Gas Boiler - Burner Control Optimization_A_Achievable Technical Potential | F12 | Industrial | Wood and Lumber Products | New | Process | Natural Gas | Gas Boiler - Burner Control Optimization | A | Cumulative Winter Peak Savings (MW) | Achievable Technical Potential | 0 | 0 | 0 | 0 | 0 | 0 | 0 | 0 | 0 | 0 | 0 | 0 | 0 | 0 | 0 | 0 | 0 | 0 | 0 | 0 | 0 | 0 | 0 | 0 | 0 | 0 | 0 | 0 | 0 | 0 | 0
F13_Industrial_Wood and Lumber Products_New_Process_Natural Gas_Gas Boiler - Burner Control Optimization_A_Achievable Technical Potential | F13 | Industrial | Wood and Lumber Products | New | Process | Natural Gas | Gas Boiler - Burner Control Optimization | A | Purchases (Incremental) | Achievable Technical Potential | 0 | 0 | 0 | 0 | 0 | 0.26784 | 0.4988 | 1.1531 | 2.2883 | 3.9806 | 6.1626 | 8.5844 | 10.8774 | 12.6409 | 13.5529 | 13.5038 | 12.5564 | 10.9505 | 8.989 | 6.9682 | 5.1193 | 3.5732 | 2.3755 | 1.5076 | 1.0624 | 1.1531 | 2.2883 | 3.9806 | 6.1626 | 8.5844 | 10.8774
F14_Industrial_Wood and Lumber Products_New_Process_Natural Gas_Gas Boiler - Burner Control Optimization_A_Achievable Technical Potential | F14 | Industrial | Wood and Lumber Products | New | Process | Natural Gas | Gas Boiler - Burner Control Optimization | A | Purchases (Cumulative) | Achievable Technical Potential | 0 | 0 | 0 | 0 | 0 | 0.26784 | 0.76664 | 1.9197 | 4.208 | 8.1886 | 14.3512 | 22.9356 | 33.813 | 46.4539 | 60.0068 | 73.5106 | 86.067 | 97.0175 | 106.0065 | 112.9747 | 118.094 | 121.6672 | 124.0428 | 125.2826 | 125.8462 | 125.8462 | 125.8462 | 125.8462 | 125.8462 | 125.8462 | 125.8462
F1_Industrial_Wood and Lumber Products_New_Space Heating_Natural Gas_HVAC - Demand Controlled Ventilation_A_Achievable Technical Potential | F1 | Industrial | Wood and Lumber Products | New | Space Heating | Natural Gas | HVAC - Demand Controlled Ventilation | A | Original Unit Energy Savings (kWh or therms) | Achievable Technical Potential | 0 | 0 | 0 | 0 | 0 | 0 | 0 | 0 | 0 | 0 | 0 | 0 | 0 | 0 | 0 | 0 | 0 | 0 | 0 | 0 | 0 | 0 | 0 | 0 | 0 | 0 | 0 | 0 | 0 | 0 | 0
F2_Industrial_Wood and Lumber Products_New_Space Heating_Natural Gas_HVAC - Demand Controlled Ventilation_A_Achievable Technical Potential | F2 | Industrial | Wood and Lumber Products | New | Space Heating | Natural Gas | HVAC - Demand Controlled Ventilation | A | Original Unit Summer Peak Savings (kW) | Achievable Technical Potential | 0 | 0 | 0 | 0 | 0 | 0 | 0 | 0 | 0 | 0 | 0 | 0 | 0 | 0 | 0 | 0 | 0 | 0 | 0 | 0 | 0 | 0 | 0 | 0 | 0 | 0 | 0 | 0 | 0 | 0 | 0
F3_Industrial_Wood and Lumber Products_New_Space Heating_Natural Gas_HVAC - Demand Controlled Ventilation_A_Achievable Technical Potential | F3 | Industrial | Wood and Lumber Products | New | Space Heating | Natural Gas | HVAC - Demand Controlled Ventilation | A | Original Unit Winter Peak Savings (kW) | Achievable Technical Potential | 0 | 0 | 0 | 0 | 0 | 0 | 0 | 0 | 0 | 0 | 0 | 0 | 0 | 0 | 0 | 0 | 0 | 0 | 0 | 0 | 0 | 0 | 0 | 0 | 0 | 0 | 0 | 0 | 0 | 0 | 0
F4_Industrial_Wood and Lumber Products_New_Space Heating_Natural Gas_HVAC - Demand Controlled Ventilation_A_Achievable Technical Potential | F4 | Industrial | Wood and Lumber Products | New | Space Heating | Natural Gas | HVAC - Demand Controlled Ventilation | A | Standalone Impact on Baseline Energy (%) | Achievable Technical Potential | 0% | 0% | 0% | 0% | 0% | 0% | 0% | 0% | 0% | 0% | 0% | 0% | 0% | 0% | 0% | 0% | 0% | 0% | 0% | 0% | 0% | 0% | 0% | 0% | 0 | 0 | 0 | 0 | 0 | 0 | 0
F5_Industrial_Wood and Lumber Products_New_Space Heating_Natural Gas_HVAC - Demand Controlled Ventilation_A_Achievable Technical Potential | F5 | Industrial | Wood and Lumber Products | New | Space Heating | Natural Gas | HVAC - Demand Controlled Ventilation | A | Standalone Impact on Baseline Summer Peak (%) | Achievable Technical Potential | 0% | 0% | 0% | 0% | 0% | 0% | 0% | 0% | 0% | 0% | 0% | 0% | 0% | 0% | 0% | 0% | 0% | 0% | 0% | 0% | 0% | 0% | 0% | 0% | 0 | 0 | 0 | 0 | 0 | 0 | 0
F6_Industrial_Wood and Lumber Products_New_Space Heating_Natural Gas_HVAC - Demand Controlled Ventilation_A_Achievable Technical Potential | F6 | Industrial | Wood and Lumber Products | New | Space Heating | Natural Gas | HVAC - Demand Controlled Ventilation | A | Standalone Impact on Baseline Winter Peak (%) | Achievable Technical Potential | 0% | 0% | 0% | 0% | 0% | 0% | 0% | 0% | 0% | 0% | 0% | 0% | 0% | 0% | 0% | 0% | 0% | 0% | 0% | 0% | 0% | 0% | 0% | 0% | 0 | 0 | 0 | 0 | 0 | 0 | 0
F7_Industrial_Wood and Lumber Products_New_Space Heating_Natural Gas_HVAC - Demand Controlled Ventilation_A_Achievable Technical Potential | F7 | Industrial | Wood and Lumber Products | New | Space Heating | Natural Gas | HVAC - Demand Controlled Ventilation | A | Incremental Energy Savings (MWh or mTherms) | Achievable Technical Potential | 0 | 0 | 0 | 0 | 0 | 0 | 0 | 0 | 0 | 0 | 0 | 0 | 0 | 0 | 0 | 0 | 0 | 0 | 0 | 0 | 0 | 0 | 0 | 0 | 0 | 0 | 0 | 0 | 0 | 0 | 0
F8_Industrial_Wood and Lumber Products_New_Space Heating_Natural Gas_HVAC - Demand Controlled Ventilation_A_Achievable Technical Potential | F8 | Industrial | Wood and Lumber Products | New | Space Heating | Natural Gas | HVAC - Demand Controlled Ventilation | A | Incremental Summer Peak Savings (MW) | Achievable Technical Potential | 0 | 0 | 0 | 0 | 0 | 0 | 0 | 0 | 0 | 0 | 0 | 0 | 0 | 0 | 0 | 0 | 0 | 0 | 0 | 0 | 0 | 0 | 0 | 0 | 0 | 0 | 0 | 0 | 0 | 0 | 0
F9_Industrial_Wood and Lumber Products_New_Space Heating_Natural Gas_HVAC - Demand Controlled Ventilation_A_Achievable Technical Potential | F9 | Industrial | Wood and Lumber Products | New | Space Heating | Natural Gas | HVAC - Demand Controlled Ventilation | A | Incremental Winter Peak Savings (MW) | Achievable Technical Potential | 0 | 0 | 0 | 0 | 0 | 0 | 0 | 0 | 0 | 0 | 0 | 0 | 0 | 0 | 0 | 0 | 0 | 0 | 0 | 0 | 0 | 0 | 0 | 0 | 0 | 0 | 0 | 0 | 0 | 0 | 0
F10_Industrial_Wood and Lumber Products_New_Space Heating_Natural Gas_HVAC - Demand Controlled Ventilation_A_Achievable Technical Potential | F10 | Industrial | Wood and Lumber Products | New | Space Heating | Natural Gas | HVAC - Demand Controlled Ventilation | A | Cumulative Energy Savings (MWh or mTherms) | Achievable Technical Potential | 0 | 0 | 0 | 0 | 0 | 0 | 0 | 0 | 0 | 0 | 0 | 0 | 0 | 0 | 0 | 0 | 0 | 0 | 0 | 0 | 0 | 0 | 0 | 0 | 0 | 0 | 0 | 0 | 0 | 0 | 0
F11_Industrial_Wood and Lumber Products_New_Space Heating_Natural Gas_HVAC - Demand Controlled Ventilation_A_Achievable Technical Potential | F11 | Industrial | Wood and Lumber Products | New | Space Heating | Natural Gas | HVAC - Demand Controlled Ventilation | A | Cumulative Summer Peak Savings (MW) | Achievable Technical Potential | 0 | 0 | 0 | 0 | 0 | 0 | 0 | 0 | 0 | 0 | 0 | 0 | 0 | 0 | 0 | 0 | 0 | 0 | 0 | 0 | 0 | 0 | 0 | 0 | 0 | 0 | 0 | 0 | 0 | 0 | 0
F12_Industrial_Wood and Lumber Products_New_Space Heating_Natural Gas_HVAC - Demand Controlled Ventilation_A_Achievable Technical Potential | F12 | Industrial | Wood and Lumber Products | New | Space Heating | Natural Gas | HVAC - Demand Controlled Ventilation | A | Cumulative Winter Peak Savings (MW) | Achievable Technical Potential | 0 | 0 | 0 | 0 | 0 | 0 | 0 | 0 | 0 | 0 | 0 | 0 | 0 | 0 | 0 | 0 | 0 | 0 | 0 | 0 | 0 | 0 | 0 | 0 | 0 | 0 | 0 | 0 | 0 | 0 | 0
F13_Industrial_Wood and Lumber Products_New_Space Heating_Natural Gas_HVAC - Demand Controlled Ventilation_A_Achievable Technical Potential | F13 | Industrial | Wood and Lumber Products | New | Space Heating | Natural Gas | HVAC - Demand Controlled Ventilation | A | Purchases (Incremental) | Achievable Technical Potential | 0 | 0 | 0 | 0 | 0 | 0 | 0 | 0 | 0 | 0 | 0 | 0 | 0 | 0 | 0 | 0 | 0 | 0 | 0 | 0 | 0 | 0 | 0 | 0 | 0 | 0 | 0 | 0 | 0 | 0 | 0
F14_Industrial_Wood and Lumber Products_New_Space Heating_Natural Gas_HVAC - Demand Controlled Ventilation_A_Achievable Technical Potential | F14 | Industrial | Wood and Lumber Products | New | Space Heating | Natural Gas | HVAC - Demand Controlled Ventilation | A | Purchases (Cumulative) | Achievable Technical Potential | 0 | 0 | 0 | 0 | 0 | 0 | 0 | 0 | 0 | 0 | 0 | 0 | 0 | 0 | 0 | 0 | 0 | 0 | 0 | 0 | 0 | 0 | 0 | 0 | 0 | 0 | 0 | 0 | 0 | 0 | 0
F1_Industrial_Wood and Lumber Products_New_Space Heating_Natural Gas_Gas Boiler - Stack Economizer_A_Achievable Technical Potential | F1 | Industrial | Wood and Lumber Products | New | Space Heating | Natural Gas | Gas Boiler - Stack Economizer | A | Original Unit Energy Savings (kWh or therms) | Achievable Technical Potential | 0 | 0 | 0 | 0 | 0 | 0 | 0 | 0 | 0 | 0 | 0 | 0 | 0 | 0 | 0 | 0 | 0 | 0 | 0 | 0 | 0 | 0 | 0 | 0 | 0 | 0 | 0 | 0 | 0 | 0 | 0
F2_Industrial_Wood and Lumber Products_New_Space Heating_Natural Gas_Gas Boiler - Stack Economizer_A_Achievable Technical Potential | F2 | Industrial | Wood and Lumber Products | New | Space Heating | Natural Gas | Gas Boiler - Stack Economizer | A | Original Unit Summer Peak Savings (kW) | Achievable Technical Potential | 0 | 0 | 0 | 0 | 0 | 0 | 0 | 0 | 0 | 0 | 0 | 0 | 0 | 0 | 0 | 0 | 0 | 0 | 0 | 0 | 0 | 0 | 0 | 0 | 0 | 0 | 0 | 0 | 0 | 0 | 0
F3_Industrial_Wood and Lumber Products_New_Space Heating_Natural Gas_Gas Boiler - Stack Economizer_A_Achievable Technical Potential | F3 | Industrial | Wood and Lumber Products | New | Space Heating | Natural Gas | Gas Boiler - Stack Economizer | A | Original Unit Winter Peak Savings (kW) | Achievable Technical Potential | 0 | 0 | 0 | 0 | 0 | 0 | 0 | 0 | 0 | 0 | 0 | 0 | 0 | 0 | 0 | 0 | 0 | 0 | 0 | 0 | 0 | 0 | 0 | 0 | 0 | 0 | 0 | 0 | 0 | 0 | 0
F4_Industrial_Wood and Lumber Products_New_Space Heating_Natural Gas_Gas Boiler - Stack Economizer_A_Achievable Technical Potential | F4 | Industrial | Wood and Lumber Products | New | Space Heating | Natural Gas | Gas Boiler - Stack Economizer | A | Standalone Impact on Baseline Energy (%) | Achievable Technical Potential | 0% | 0% | 0% | 0% | 0% | 0% | 0% | 0% | 0% | 0% | 0% | 0% | 0% | 0% | 0% | 0% | 0% | 0% | 0% | 0% | 0% | 0% | 0% | 0% | 0 | 0 | 0 | 0 | 0 | 0 | 0
F5_Industrial_Wood and Lumber Products_New_Space Heating_Natural Gas_Gas Boiler - Stack Economizer_A_Achievable Technical Potential | F5 | Industrial | Wood and Lumber Products | New | Space Heating | Natural Gas | Gas Boiler - Stack Economizer | A | Standalone Impact on Baseline Summer Peak (%) | Achievable Technical Potential | 0% | 0% | 0% | 0% | 0% | 0% | 0% | 0% | 0% | 0% | 0% | 0% | 0% | 0% | 0% | 0% | 0% | 0% | 0% | 0% | 0% | 0% | 0% | 0% | 0 | 0 | 0 | 0 | 0 | 0 | 0
F6_Industrial_Wood and Lumber Products_New_Space Heating_Natural Gas_Gas Boiler - Stack Economizer_A_Achievable Technical Potential | F6 | Industrial | Wood and Lumber Products | New | Space Heating | Natural Gas | Gas Boiler - Stack Economizer | A | Standalone Impact on Baseline Winter Peak (%) | Achievable Technical Potential | 0% | 0% | 0% | 0% | 0% | 0% | 0% | 0% | 0% | 0% | 0% | 0% | 0% | 0% | 0% | 0% | 0% | 0% | 0% | 0% | 0% | 0% | 0% | 0% | 0 | 0 | 0 | 0 | 0 | 0 | 0
F7_Industrial_Wood and Lumber Products_New_Space Heating_Natural Gas_Gas Boiler - Stack Economizer_A_Achievable Technical Potential | F7 | Industrial | Wood and Lumber Products | New | Space Heating | Natural Gas | Gas Boiler - Stack Economizer | A | Incremental Energy Savings (MWh or mTherms) | Achievable Technical Potential | 0 | 0 | 0 | 0 | 0 | 0 | 0 | 0 | 0 | 0 | 0 | 0 | 0 | 0 | 0 | 0 | 0 | 0 | 0 | 0 | 0 | 0 | 0 | 0 | 0 | 0 | 0 | 0 | 0 | 0 | 0
F8_Industrial_Wood and Lumber Products_New_Space Heating_Natural Gas_Gas Boiler - Stack Economizer_A_Achievable Technical Potential | F8 | Industrial | Wood and Lumber Products | New | Space Heating | Natural Gas | Gas Boiler - Stack Economizer | A | Incremental Summer Peak Savings (MW) | Achievable Technical Potential | 0 | 0 | 0 | 0 | 0 | 0 | 0 | 0 | 0 | 0 | 0 | 0 | 0 | 0 | 0 | 0 | 0 | 0 | 0 | 0 | 0 | 0 | 0 | 0 | 0 | 0 | 0 | 0 | 0 | 0 | 0
F9_Industrial_Wood and Lumber Products_New_Space Heating_Natural Gas_Gas Boiler - Stack Economizer_A_Achievable Technical Potential | F9 | Industrial | Wood and Lumber Products | New | Space Heating | Natural Gas | Gas Boiler - Stack Economizer | A | Incremental Winter Peak Savings (MW) | Achievable Technical Potential | 0 | 0 | 0 | 0 | 0 | 0 | 0 | 0 | 0 | 0 | 0 | 0 | 0 | 0 | 0 | 0 | 0 | 0 | 0 | 0 | 0 | 0 | 0 | 0 | 0 | 0 | 0 | 0 | 0 | 0 | 0
F10_Industrial_Wood and Lumber Products_New_Space Heating_Natural Gas_Gas Boiler - Stack Economizer_A_Achievable Technical Potential | F10 | Industrial | Wood and Lumber Products | New | Space Heating | Natural Gas | Gas Boiler - Stack Economizer | A | Cumulative Energy Savings (MWh or mTherms) | Achievable Technical Potential | 0 | 0 | 0 | 0 | 0 | 0 | 0 | 0 | 0 | 0 | 0 | 0 | 0 | 0 | 0 | 0 | 0 | 0 | 0 | 0 | 0 | 0 | 0 | 0 | 0 | 0 | 0 | 0 | 0 | 0 | 0
F11_Industrial_Wood and Lumber Products_New_Space Heating_Natural Gas_Gas Boiler - Stack Economizer_A_Achievable Technical Potential | F11 | Industrial | Wood and Lumber Products | New | Space Heating | Natural Gas | Gas Boiler - Stack Economizer | A | Cumulative Summer Peak Savings (MW) | Achievable Technical Potential | 0 | 0 | 0 | 0 | 0 | 0 | 0 | 0 | 0 | 0 | 0 | 0 | 0 | 0 | 0 | 0 | 0 | 0 | 0 | 0 | 0 | 0 | 0 | 0 | 0 | 0 | 0 | 0 | 0 | 0 | 0
F12_Industrial_Wood and Lumber Products_New_Space Heating_Natural Gas_Gas Boiler - Stack Economizer_A_Achievable Technical Potential | F12 | Industrial | Wood and Lumber Products | New | Space Heating | Natural Gas | Gas Boiler - Stack Economizer | A | Cumulative Winter Peak Savings (MW) | Achievable Technical Potential | 0 | 0 | 0 | 0 | 0 | 0 | 0 | 0 | 0 | 0 | 0 | 0 | 0 | 0 | 0 | 0 | 0 | 0 | 0 | 0 | 0 | 0 | 0 | 0 | 0 | 0 | 0 | 0 | 0 | 0 | 0
F13_Industrial_Wood and Lumber Products_New_Space Heating_Natural Gas_Gas Boiler - Stack Economizer_A_Achievable Technical Potential | F13 | Industrial | Wood and Lumber Products | New | Space Heating | Natural Gas | Gas Boiler - Stack Economizer | A | Purchases (Incremental) | Achievable Technical Potential | 0 | 0 | 0 | 0 | 0 | 0 | 0 | 0 | 0 | 0 | 0 | 0 | 0 | 0 | 0 | 0 | 0 | 0 | 0 | 0 | 0 | 0 | 0 | 0 | 0 | 0 | 0 | 0 | 0 | 0 | 0
F14_Industrial_Wood and Lumber Products_New_Space Heating_Natural Gas_Gas Boiler - Stack Economizer_A_Achievable Technical Potential | F14 | Industrial | Wood and Lumber Products | New | Space Heating | Natural Gas | Gas Boiler - Stack Economizer | A | Purchases (Cumulative) | Achievable Technical Potential | 0 | 0 | 0 | 0 | 0 | 0 | 0 | 0 | 0 | 0 | 0 | 0 | 0 | 0 | 0 | 0 | 0 | 0 | 0 | 0 | 0 | 0 | 0 | 0 | 0 | 0 | 0 | 0 | 0 | 0 | 0
F1_Industrial_Wood and Lumber Products_New_Process_Natural Gas_Gas Boiler - Stack Economizer_A_Achievable Technical Potential | F1 | Industrial | Wood and Lumber Products | New | Process | Natural Gas | Gas Boiler - Stack Economizer | A | Original Unit Energy Savings (kWh or therms) | Achievable Technical Potential | 0 | 0 | 0 | 0 | 0 | 8.2818 | 8.2818 | 8.2818 | 8.2818 | 8.2818 | 8.2818 | 8.2818 | 8.2818 | 8.2818 | 8.2818 | 8.2818 | 8.2818 | 8.2818 | 8.2818 | 8.2818 | 8.2818 | 8.2818 | 8.2818 | 8.2818 | 8.2818 | 8.2818 | 8.2818 | 8.2818 | 8.2818 | 8.2818 | 8.2818
F2_Industrial_Wood and Lumber Products_New_Process_Natural Gas_Gas Boiler - Stack Economizer_A_Achievable Technical Potential | F2 | Industrial | Wood and Lumber Products | New | Process | Natural Gas | Gas Boiler - Stack Economizer | A | Original Unit Summer Peak Savings (kW) | Achievable Technical Potential | 0 | 0 | 0 | 0 | 0 | 0 | 0 | 0 | 0 | 0 | 0 | 0 | 0 | 0 | 0 | 0 | 0 | 0 | 0 | 0 | 0 | 0 | 0 | 0 | 0 | 0 | 0 | 0 | 0 | 0 | 0
F3_Industrial_Wood and Lumber Products_New_Process_Natural Gas_Gas Boiler - Stack Economizer_A_Achievable Technical Potential | F3 | Industrial | Wood and Lumber Products | New | Process | Natural Gas | Gas Boiler - Stack Economizer | A | Original Unit Winter Peak Savings (kW) | Achievable Technical Potential | 0 | 0 | 0 | 0 | 0 | 0 | 0 | 0 | 0 | 0 | 0 | 0 | 0 | 0 | 0 | 0 | 0 | 0 | 0 | 0 | 0 | 0 | 0 | 0 | 0 | 0 | 0 | 0 | 0 | 0 | 0
F4_Industrial_Wood and Lumber Products_New_Process_Natural Gas_Gas Boiler - Stack Economizer_A_Achievable Technical Potential | F4 | Industrial | Wood and Lumber Products | New | Process | Natural Gas | Gas Boiler - Stack Economizer | A | Standalone Impact on Baseline Energy (%) | Achievable Technical Potential | 0% | 0% | 0% | 0% | 0% | 0.03701% | 0.06825% | 0.09606% | 0.1217% | 0.1459% | 0.1652% | 0.1776% | 0.1848% | 0.1883% | 0.1893% | 0.1882% | 0.1859% | 0.1825% | 0.1785% | 0.1742% | 0.1659% | 0.1585% | 0.1517% | 0.1455% | 0.001398 | 0.0013455 | 0.0012969 | 0.0012518 | 0 | 0 | 0
F5_Industrial_Wood and Lumber Products_New_Process_Natural Gas_Gas Boiler - Stack Economizer_A_Achievable Technical Potential | F5 | Industrial | Wood and Lumber Products | New | Process | Natural Gas | Gas Boiler - Stack Economizer | A | Standalone Impact on Baseline Summer Peak (%) | Achievable Technical Potential | 0% | 0% | 0% | 0% | 0% | 0% | 0% | 0% | 0% | 0% | 0% | 0% | 0% | 0% | 0% | 0% | 0% | 0% | 0% | 0% | 0% | 0% | 0% | 0% | 0 | 0 | 0 | 0 | 0 | 0 | 0
F6_Industrial_Wood and Lumber Products_New_Process_Natural Gas_Gas Boiler - Stack Economizer_A_Achievable Technical Potential | F6 | Industrial | Wood and Lumber Products | New | Process | Natural Gas | Gas Boiler - Stack Economizer | A | Standalone Impact on Baseline Winter Peak (%) | Achievable Technical Potential | 0% | 0% | 0% | 0% | 0% | 0% | 0% | 0% | 0% | 0% | 0% | 0% | 0% | 0% | 0% | 0% | 0% | 0% | 0% | 0% | 0% | 0% | 0% | 0% | 0 | 0 | 0 | 0 | 0 | 0 | 0
F7_Industrial_Wood and Lumber Products_New_Process_Natural Gas_Gas Boiler - Stack Economizer_A_Achievable Technical Potential | F7 | Industrial | Wood and Lumber Products | New | Process | Natural Gas | Gas Boiler - Stack Economizer | A | Incremental Energy Savings (MWh or mTherms) | Achievable Technical Potential | 0 | 0 | 0 | 0 | 0 | 0.021928 | 0.025979 | 0.030028 | 0.034052 | 0.038079 | 0.037899 | 0.033184 | 0.028833 | 0.024891 | 0.021349 | 0.018233 | 0.015501 | 0.013132 | 0.011088 | 0.0093319 | 0.021928 | 0.025979 | 0.030028 | 0.034052 | 0.038079 | 0.037899 | 0.033184 | 0.028833 | 0.024891 | 0.021349 | 0.018233
F8_Industrial_Wood and Lumber Products_New_Process_Natural Gas_Gas Boiler - Stack Economizer_A_Achievable Technical Potential | F8 | Industrial | Wood and Lumber Products | New | Process | Natural Gas | Gas Boiler - Stack Economizer | A | Incremental Summer Peak Savings (MW) | Achievable Technical Potential | 0 | 0 | 0 | 0 | 0 | 0 | 0 | 0 | 0 | 0 | 0 | 0 | 0 | 0 | 0 | 0 | 0 | 0 | 0 | 0 | 0 | 0 | 0 | 0 | 0 | 0 | 0 | 0 | 0 | 0 | 0
F9_Industrial_Wood and Lumber Products_New_Process_Natural Gas_Gas Boiler - Stack Economizer_A_Achievable Technical Potential | F9 | Industrial | Wood and Lumber Products | New | Process | Natural Gas | Gas Boiler - Stack Economizer | A | Incremental Winter Peak Savings (MW) | Achievable Technical Potential | 0 | 0 | 0 | 0 | 0 | 0 | 0 | 0 | 0 | 0 | 0 | 0 | 0 | 0 | 0 | 0 | 0 | 0 | 0 | 0 | 0 | 0 | 0 | 0 | 0 | 0 | 0 | 0 | 0 | 0 | 0
F10_Industrial_Wood and Lumber Products_New_Process_Natural Gas_Gas Boiler - Stack Economizer_A_Achievable Technical Potential | F10 | Industrial | Wood and Lumber Products | New | Process | Natural Gas | Gas Boiler - Stack Economizer | A | Cumulative Energy Savings (MWh or mTherms) | Achievable Technical Potential | 0 | 0 | 0 | 0 | 0 | 0.021928 | 0.047908 | 0.077935 | 0.11199 | 0.15007 | 0.18797 | 0.22115 | 0.24998 | 0.27487 | 0.29622 | 0.31446 | 0.32996 | 0.34309 | 0.35418 | 0.36351 | 0.36351 | 0.36351 | 0.36351 | 0.36351 | 0.36351 | 0.36351 | 0.36351 | 0.36351 | 0.36351 | 0.36351 | 0.36351
F11_Industrial_Wood and Lumber Products_New_Process_Natural Gas_Gas Boiler - Stack Economizer_A_Achievable Technical Potential | F11 | Industrial | Wood and Lumber Products | New | Process | Natural Gas | Gas Boiler - Stack Economizer | A | Cumulative Summer Peak Savings (MW) | Achievable Technical Potential | 0 | 0 | 0 | 0 | 0 | 0 | 0 | 0 | 0 | 0 | 0 | 0 | 0 | 0 | 0 | 0 | 0 | 0 | 0 | 0 | 0 | 0 | 0 | 0 | 0 | 0 | 0 | 0 | 0 | 0 | 0
F12_Industrial_Wood and Lumber Products_New_Process_Natural Gas_Gas Boiler - Stack Economizer_A_Achievable Technical Potential | F12 | Industrial | Wood and Lumber Products | New | Process | Natural Gas | Gas Boiler - Stack Economizer | A | Cumulative Winter Peak Savings (MW) | Achievable Technical Potential | 0 | 0 | 0 | 0 | 0 | 0 | 0 | 0 | 0 | 0 | 0 | 0 | 0 | 0 | 0 | 0 | 0 | 0 | 0 | 0 | 0 | 0 | 0 | 0 | 0 | 0 | 0 | 0 | 0 | 0 | 0
F13_Industrial_Wood and Lumber Products_New_Process_Natural Gas_Gas Boiler - Stack Economizer_A_Achievable Technical Potential | F13 | Industrial | Wood and Lumber Products | New | Process | Natural Gas | Gas Boiler - Stack Economizer | A | Purchases (Incremental) | Achievable Technical Potential | 0 | 0 | 0 | 0 | 0 | 2.6478 | 3.1369 | 3.6257 | 4.1117 | 4.5979 | 4.5761 | 4.0068 | 3.4814 | 3.0055 | 2.5779 | 2.2016 | 1.8717 | 1.5856 | 1.3388 | 1.1268 | 2.6478 | 3.1369 | 3.6257 | 4.1117 | 4.5979 | 4.5761 | 4.0068 | 3.4814 | 3.0055 | 2.5779 | 2.2016
F14_Industrial_Wood and Lumber Products_New_Process_Natural Gas_Gas Boiler - Stack Economizer_A_Achievable Technical Potential | F14 | Industrial | Wood and Lumber Products | New | Process | Natural Gas | Gas Boiler - Stack Economizer | A | Purchases (Cumulative) | Achievable Technical Potential | 0 | 0 | 0 | 0 | 0 | 2.6478 | 5.7847 | 9.4104 | 13.5221 | 18.1201 | 22.6962 | 26.703 | 30.1845 | 33.1899 | 35.7678 | 37.9694 | 39.8411 | 41.4267 | 42.7655 | 43.8923 | 43.8923 | 43.8923 | 43.8923 | 43.8923 | 43.8923 | 43.8923 | 43.8923 | 43.8923 | 43.8923 | 43.8923 | 43.8923
F1_Industrial_Wood and Lumber Products_New_Space Heating_Natural Gas_Gas Furnace Tube Inserts_A_Achievable Technical Potential | F1 | Industrial | Wood and Lumber Products | New | Space Heating | Natural Gas | Gas Furnace Tube Inserts | A | Original Unit Energy Savings (kWh or therms) | Achievable Technical Potential | 0 | 0 | 0 | 0 | 0 | 0 | 0 | 0 | 0 | 0 | 0 | 0 | 0 | 0 | 0 | 0 | 0 | 0 | 0 | 0 | 0 | 0 | 0 | 0 | 0 | 0 | 0 | 0 | 0 | 0 | 0
F2_Industrial_Wood and Lumber Products_New_Space Heating_Natural Gas_Gas Furnace Tube Inserts_A_Achievable Technical Potential | F2 | Industrial | Wood and Lumber Products | New | Space Heating | Natural Gas | Gas Furnace Tube Inserts | A | Original Unit Summer Peak Savings (kW) | Achievable Technical Potential | 0 | 0 | 0 | 0 | 0 | 0 | 0 | 0 | 0 | 0 | 0 | 0 | 0 | 0 | 0 | 0 | 0 | 0 | 0 | 0 | 0 | 0 | 0 | 0 | 0 | 0 | 0 | 0 | 0 | 0 | 0
F3_Industrial_Wood and Lumber Products_New_Space Heating_Natural Gas_Gas Furnace Tube Inserts_A_Achievable Technical Potential | F3 | Industrial | Wood and Lumber Products | New | Space Heating | Natural Gas | Gas Furnace Tube Inserts | A | Original Unit Winter Peak Savings (kW) | Achievable Technical Potential | 0 | 0 | 0 | 0 | 0 | 0 | 0 | 0 | 0 | 0 | 0 | 0 | 0 | 0 | 0 | 0 | 0 | 0 | 0 | 0 | 0 | 0 | 0 | 0 | 0 | 0 | 0 | 0 | 0 | 0 | 0
F4_Industrial_Wood and Lumber Products_New_Space Heating_Natural Gas_Gas Furnace Tube Inserts_A_Achievable Technical Potential | F4 | Industrial | Wood and Lumber Products | New | Space Heating | Natural Gas | Gas Furnace Tube Inserts | A | Standalone Impact on Baseline Energy (%) | Achievable Technical Potential | 0% | 0% | 0% | 0% | 0% | 0% | 0% | 0% | 0% | 0% | 0% | 0% | 0% | 0% | 0% | 0% | 0% | 0% | 0% | 0% | 0% | 0% | 0% | 0% | 0 | 0 | 0 | 0 | 0 | 0 | 0
F5_Industrial_Wood and Lumber Products_New_Space Heating_Natural Gas_Gas Furnace Tube Inserts_A_Achievable Technical Potential | F5 | Industrial | Wood and Lumber Products | New | Space Heating | Natural Gas | Gas Furnace Tube Inserts | A | Standalone Impact on Baseline Summer Peak (%) | Achievable Technical Potential | 0% | 0% | 0% | 0% | 0% | 0% | 0% | 0% | 0% | 0% | 0% | 0% | 0% | 0% | 0% | 0% | 0% | 0% | 0% | 0% | 0% | 0% | 0% | 0% | 0 | 0 | 0 | 0 | 0 | 0 | 0
F6_Industrial_Wood and Lumber Products_New_Space Heating_Natural Gas_Gas Furnace Tube Inserts_A_Achievable Technical Potential | F6 | Industrial | Wood and Lumber Products | New | Space Heating | Natural Gas | Gas Furnace Tube Inserts | A | Standalone Impact on Baseline Winter Peak (%) | Achievable Technical Potential | 0% | 0% | 0% | 0% | 0% | 0% | 0% | 0% | 0% | 0% | 0% | 0% | 0% | 0% | 0% | 0% | 0% | 0% | 0% | 0% | 0% | 0% | 0% | 0% | 0 | 0 | 0 | 0 | 0 | 0 | 0
F7_Industrial_Wood and Lumber Products_New_Space Heating_Natural Gas_Gas Furnace Tube Inserts_A_Achievable Technical Potential | F7 | Industrial | Wood and Lumber Products | New | Space Heating | Natural Gas | Gas Furnace Tube Inserts | A | Incremental Energy Savings (MWh or mTherms) | Achievable Technical Potential | 0 | 0 | 0 | 0 | 0 | 0 | 0 | 0 | 0 | 0 | 0 | 0 | 0 | 0 | 0 | 0 | 0 | 0 | 0 | 0 | 0 | 0 | 0 | 0 | 0 | 0 | 0 | 0 | 0 | 0 | 0
F8_Industrial_Wood and Lumber Products_New_Space Heating_Natural Gas_Gas Furnace Tube Inserts_A_Achievable Technical Potential | F8 | Industrial | Wood and Lumber Products | New | Space Heating | Natural Gas | Gas Furnace Tube Inserts | A | Incremental Summer Peak Savings (MW) | Achievable Technical Potential | 0 | 0 | 0 | 0 | 0 | 0 | 0 | 0 | 0 | 0 | 0 | 0 | 0 | 0 | 0 | 0 | 0 | 0 | 0 | 0 | 0 | 0 | 0 | 0 | 0 | 0 | 0 | 0 | 0 | 0 | 0
F9_Industrial_Wood and Lumber Products_New_Space Heating_Natural Gas_Gas Furnace Tube Inserts_A_Achievable Technical Potential | F9 | Industrial | Wood and Lumber Products | New | Space Heating | Natural Gas | Gas Furnace Tube Inserts | A | Incremental Winter Peak Savings (MW) | Achievable Technical Potential | 0 | 0 | 0 | 0 | 0 | 0 | 0 | 0 | 0 | 0 | 0 | 0 | 0 | 0 | 0 | 0 | 0 | 0 | 0 | 0 | 0 | 0 | 0 | 0 | 0 | 0 | 0 | 0 | 0 | 0 | 0
F10_Industrial_Wood and Lumber Products_New_Space Heating_Natural Gas_Gas Furnace Tube Inserts_A_Achievable Technical Potential | F10 | Industrial | Wood and Lumber Products | New | Space Heating | Natural Gas | Gas Furnace Tube Inserts | A | Cumulative Energy Savings (MWh or mTherms) | Achievable Technical Potential | 0 | 0 | 0 | 0 | 0 | 0 | 0 | 0 | 0 | 0 | 0 | 0 | 0 | 0 | 0 | 0 | 0 | 0 | 0 | 0 | 0 | 0 | 0 | 0 | 0 | 0 | 0 | 0 | 0 | 0 | 0
F11_Industrial_Wood and Lumber Products_New_Space Heating_Natural Gas_Gas Furnace Tube Inserts_A_Achievable Technical Potential | F11 | Industrial | Wood and Lumber Products | New | Space Heating | Natural Gas | Gas Furnace Tube Inserts | A | Cumulative Summer Peak Savings (MW) | Achievable Technical Potential | 0 | 0 | 0 | 0 | 0 | 0 | 0 | 0 | 0 | 0 | 0 | 0 | 0 | 0 | 0 | 0 | 0 | 0 | 0 | 0 | 0 | 0 | 0 | 0 | 0 | 0 | 0 | 0 | 0 | 0 | 0
F12_Industrial_Wood and Lumber Products_New_Space Heating_Natural Gas_Gas Furnace Tube Inserts_A_Achievable Technical Potential | F12 | Industrial | Wood and Lumber Products | New | Space Heating | Natural Gas | Gas Furnace Tube Inserts | A | Cumulative Winter Peak Savings (MW) | Achievable Technical Potential | 0 | 0 | 0 | 0 | 0 | 0 | 0 | 0 | 0 | 0 | 0 | 0 | 0 | 0 | 0 | 0 | 0 | 0 | 0 | 0 | 0 | 0 | 0 | 0 | 0 | 0 | 0 | 0 | 0 | 0 | 0
F13_Industrial_Wood and Lumber Products_New_Space Heating_Natural Gas_Gas Furnace Tube Inserts_A_Achievable Technical Potential | F13 | Industrial | Wood and Lumber Products | New | Space Heating | Natural Gas | Gas Furnace Tube Inserts | A | Purchases (Incremental) | Achievable Technical Potential | 0 | 0 | 0 | 0 | 0 | 0 | 0 | 0 | 0 | 0 | 0 | 0 | 0 | 0 | 0 | 0 | 0 | 0 | 0 | 0 | 0 | 0 | 0 | 0 | 0 | 0 | 0 | 0 | 0 | 0 | 0
F14_Industrial_Wood and Lumber Products_New_Space Heating_Natural Gas_Gas Furnace Tube Inserts_A_Achievable Technical Potential | F14 | Industrial | Wood and Lumber Products | New | Space Heating | Natural Gas | Gas Furnace Tube Inserts | A | Purchases (Cumulative) | Achievable Technical Potential | 0 | 0 | 0 | 0 | 0 | 0 | 0 | 0 | 0 | 0 | 0 | 0 | 0 | 0 | 0 | 0 | 0 | 0 | 0 | 0 | 0 | 0 | 0 | 0 | 0 | 0 | 0 | 0 | 0 | 0 | 0
F1_Industrial_Wood and Lumber Products_New_Space Heating_Natural Gas_Space Heating - Heat Recovery Ventilator_A_Achievable Technical Potential | F1 | Industrial | Wood and Lumber Products | New | Space Heating | Natural Gas | Space Heating - Heat Recovery Ventilator | A | Original Unit Energy Savings (kWh or therms) | Achievable Technical Potential | 0 | 0 | 0 | 0 | 0 | 0.012468 | 0.012307 | 0.01219 | 0.0121 | 0.01203 | 0.011973 | 0.011906 | 0.011837 | 0.011768 | 0.011701 | 0.011649 | 0.011607 | 0.011574 | 0.011522 | 0.011484 | 0.011457 | 0.011435 | 0.011435 | 0.011435 | 0.011435 | 0.011435 | 0.011435 | 0.011435 | 0 | 0 | 0
F2_Industrial_Wood and Lumber Products_New_Space Heating_Natural Gas_Space Heating - Heat Recovery Ventilator_A_Achievable Technical Potential | F2 | Industrial | Wood and Lumber Products | New | Space Heating | Natural Gas | Space Heating - Heat Recovery Ventilator | A | Original Unit Summer Peak Savings (kW) | Achievable Technical Potential | 0 | 0 | 0 | 0 | 0 | 0 | 0 | 0 | 0 | 0 | 0 | 0 | 0 | 0 | 0 | 0 | 0 | 0 | 0 | 0 | 0 | 0 | 0 | 0 | 0 | 0 | 0 | 0 | 0 | 0 | 0
F3_Industrial_Wood and Lumber Products_New_Space Heating_Natural Gas_Space Heating - Heat Recovery Ventilator_A_Achievable Technical Potential | F3 | Industrial | Wood and Lumber Products | New | Space Heating | Natural Gas | Space Heating - Heat Recovery Ventilator | A | Original Unit Winter Peak Savings (kW) | Achievable Technical Potential | 0 | 0 | 0 | 0 | 0 | 0 | 0 | 0 | 0 | 0 | 0 | 0 | 0 | 0 | 0 | 0 | 0 | 0 | 0 | 0 | 0 | 0 | 0 | 0 | 0 | 0 | 0 | 0 | 0 | 0 | 0
F4_Industrial_Wood and Lumber Products_New_Space Heating_Natural Gas_Space Heating - Heat Recovery Ventilator_A_Achievable Technical Potential | F4 | Industrial | Wood and Lumber Products | New | Space Heating | Natural Gas | Space Heating - Heat Recovery Ventilator | A | Standalone Impact on Baseline Energy (%) | Achievable Technical Potential | 0% | 0% | 0% | 0% | 0% | 0.004249% | 0.007836% | 0.01103% | 0.01398% | 0.01675% | 0.01939% | 0.02197% | 0.02448% | 0.02693% | 0.02937% | 0.03176% | 0.03414% | 0.03648% | 0.03882% | 0.04115% | 0.04231% | 0.04336% | 0.04431% | 0.04518% | 0.00045982 | 0.00044254 | 0.00042656 | 0.00041174 | 0 | 0 | 0
F5_Industrial_Wood and Lumber Products_New_Space Heating_Natural Gas_Space Heating - Heat Recovery Ventilator_A_Achievable Technical Potential | F5 | Industrial | Wood and Lumber Products | New | Space Heating | Natural Gas | Space Heating - Heat Recovery Ventilator | A | Standalone Impact on Baseline Summer Peak (%) | Achievable Technical Potential | 0% | 0% | 0% | 0% | 0% | 0% | 0% | 0% | 0% | 0% | 0% | 0% | 0% | 0% | 0% | 0% | 0% | 0% | 0% | 0% | 0% | 0% | 0% | 0% | 0 | 0 | 0 | 0 | 0 | 0 | 0
F6_Industrial_Wood and Lumber Products_New_Space Heating_Natural Gas_Space Heating - Heat Recovery Ventilator_A_Achievable Technical Potential | F6 | Industrial | Wood and Lumber Products | New | Space Heating | Natural Gas | Space Heating - Heat Recovery Ventilator | A | Standalone Impact on Baseline Winter Peak (%) | Achievable Technical Potential | 0% | 0% | 0% | 0% | 0% | 0% | 0% | 0% | 0% | 0% | 0% | 0% | 0% | 0% | 0% | 0% | 0% | 0% | 0% | 0% | 0% | 0% | 0% | 0% | 0 | 0 | 0 | 0 | 0 | 0 | 0
F7_Industrial_Wood and Lumber Products_New_Space Heating_Natural Gas_Space Heating - Heat Recovery Ventilator_A_Achievable Technical Potential | F7 | Industrial | Wood and Lumber Products | New | Space Heating | Natural Gas | Space Heating - Heat Recovery Ventilator | A | Incremental Energy Savings (MWh or mTherms) | Achievable Technical Potential | 0 | 0 | 0 | 0 | 0 | 3.5719e-05 | 4.177e-05 | 4.7818e-05 | 5.3831e-05 | 5.9846e-05 | 6.5867e-05 | 7.169e-05 | 7.7405e-05 | 8.3042e-05 | 8.8529e-05 | 9.4086e-05 | 9.9628e-05 | 0.00010521 | 0.00011054 | 0.00011591 | 0.00012135 | 0.00012682 | 0.00013249 | 0.00013814 | 0.00014377 | 6.2908e-05 | 6.8852e-05 | 7.478e-05 | 0 | 0 | 0
F8_Industrial_Wood and Lumber Products_New_Space Heating_Natural Gas_Space Heating - Heat Recovery Ventilator_A_Achievable Technical Potential | F8 | Industrial | Wood and Lumber Products | New | Space Heating | Natural Gas | Space Heating - Heat Recovery Ventilator | A | Incremental Summer Peak Savings (MW) | Achievable Technical Potential | 0 | 0 | 0 | 0 | 0 | 0 | 0 | 0 | 0 | 0 | 0 | 0 | 0 | 0 | 0 | 0 | 0 | 0 | 0 | 0 | 0 | 0 | 0 | 0 | 0 | 0 | 0 | 0 | 0 | 0 | 0
F9_Industrial_Wood and Lumber Products_New_Space Heating_Natural Gas_Space Heating - Heat Recovery Ventilator_A_Achievable Technical Potential | F9 | Industrial | Wood and Lumber Products | New | Space Heating | Natural Gas | Space Heating - Heat Recovery Ventilator | A | Incremental Winter Peak Savings (MW) | Achievable Technical Potential | 0 | 0 | 0 | 0 | 0 | 0 | 0 | 0 | 0 | 0 | 0 | 0 | 0 | 0 | 0 | 0 | 0 | 0 | 0 | 0 | 0 | 0 | 0 | 0 | 0 | 0 | 0 | 0 | 0 | 0 | 0
F10_Industrial_Wood and Lumber Products_New_Space Heating_Natural Gas_Space Heating - Heat Recovery Ventilator_A_Achievable Technical Potential | F10 | Industrial | Wood and Lumber Products | New | Space Heating | Natural Gas | Space Heating - Heat Recovery Ventilator | A | Cumulative Energy Savings (MWh or mTherms) | Achievable Technical Potential | 0 | 0 | 0 | 0 | 0 | 3.5719e-05 | 7.7027e-05 | 0.00012411 | 0.00017703 | 0.00023585 | 0.0003006 | 0.00037062 | 0.00044585 | 0.00052629 | 0.00061184 | 0.00070319 | 0.00080032 | 0.00090327 | 0.0010097 | 0.0011223 | 0.0012081 | 0.0012939 | 0.0013815 | 0.0014688 | 0.0015556 | 0.0015556 | 0.0015556 | 0.0015556 | 0 | 0 | 0
F11_Industrial_Wood and Lumber Products_New_Space Heating_Natural Gas_Space Heating - Heat Recovery Ventilator_A_Achievable Technical Potential | F11 | Industrial | Wood and Lumber Products | New | Space Heating | Natural Gas | Space Heating - Heat Recovery Ventilator | A | Cumulative Summer Peak Savings (MW) | Achievable Technical Potential | 0 | 0 | 0 | 0 | 0 | 0 | 0 | 0 | 0 | 0 | 0 | 0 | 0 | 0 | 0 | 0 | 0 | 0 | 0 | 0 | 0 | 0 | 0 | 0 | 0 | 0 | 0 | 0 | 0 | 0 | 0
F12_Industrial_Wood and Lumber Products_New_Space Heating_Natural Gas_Space Heating - Heat Recovery Ventilator_A_Achievable Technical Potential | F12 | Industrial | Wood and Lumber Products | New | Space Heating | Natural Gas | Space Heating - Heat Recovery Ventilator | A | Cumulative Winter Peak Savings (MW) | Achievable Technical Potential | 0 | 0 | 0 | 0 | 0 | 0 | 0 | 0 | 0 | 0 | 0 | 0 | 0 | 0 | 0 | 0 | 0 | 0 | 0 | 0 | 0 | 0 | 0 | 0 | 0 | 0 | 0 | 0 | 0 | 0 | 0
F13_Industrial_Wood and Lumber Products_New_Space Heating_Natural Gas_Space Heating - Heat Recovery Ventilator_A_Achievable Technical Potential | F13 | Industrial | Wood and Lumber Products | New | Space Heating | Natural Gas | Space Heating - Heat Recovery Ventilator | A | Purchases (Incremental) | Achievable Technical Potential | 0 | 0 | 0 | 0 | 0 | 2.8648 | 3.394 | 3.9229 | 4.4487 | 4.9748 | 5.5013 | 6.0211 | 6.5395 | 7.0569 | 7.566 | 8.0771 | 8.5833 | 9.0896 | 9.5933 | 10.0925 | 10.5923 | 11.0901 | 11.5859 | 12.0799 | 12.5723 | 5.5013 | 6.0211 | 6.5395 | 7.0569 | 7.566 | 8.0771
F14_Industrial_Wood and Lumber Products_New_Space Heating_Natural Gas_Space Heating - Heat Recovery Ventilator_A_Achievable Technical Potential | F14 | Industrial | Wood and Lumber Products | New | Space Heating | Natural Gas | Space Heating - Heat Recovery Ventilator | A | Purchases (Cumulative) | Achievable Technical Potential | 0 | 0 | 0 | 0 | 0 | 2.8648 | 6.2588 | 10.1816 | 14.6303 | 19.6051 | 25.1064 | 31.1275 | 37.667 | 44.7238 | 52.2898 | 60.3669 | 68.9502 | 78.0397 | 87.633 | 97.7255 | 105.453 | 113.1491 | 120.8122 | 128.4434 | 136.0409 | 136.0409 | 136.0409 | 136.0409 | 136.0409 | 136.0409 | 136.0409
F1_Industrial_Wood and Lumber Products_New_Space Heating_Natural Gas_Thermostat - Programmable_A_Achievable Technical Potential | F1 | Industrial | Wood and Lumber Products | New | Space Heating | Natural Gas | Thermostat - Programmable | A | Original Unit Energy Savings (kWh or therms) | Achievable Technical Potential | 0 | 0 | 0 | 0 | 0 | 0.006194 | 0.006114 | 0.0060556 | 0.0060113 | 0.0059764 | 0.0059481 | 0.005915 | 0.0058802 | 0.005846 | 0.0058129 | 0.0057868 | 0.0057663 | 0.00575 | 0.0057242 | 0.0057053 | 0.0056915 | 0.0056808 | 0.0056808 | 0.0056808 | 0.0056808 | 0.0056808 | 0.0056808 | 0.0056808 | 0 | 0 | 0
F2_Industrial_Wood and Lumber Products_New_Space Heating_Natural Gas_Thermostat - Programmable_A_Achievable Technical Potential | F2 | Industrial | Wood and Lumber Products | New | Space Heating | Natural Gas | Thermostat - Programmable | A | Original Unit Summer Peak Savings (kW) | Achievable Technical Potential | 0 | 0 | 0 | 0 | 0 | 0 | 0 | 0 | 0 | 0 | 0 | 0 | 0 | 0 | 0 | 0 | 0 | 0 | 0 | 0 | 0 | 0 | 0 | 0 | 0 | 0 | 0 | 0 | 0 | 0 | 0
F3_Industrial_Wood and Lumber Products_New_Space Heating_Natural Gas_Thermostat - Programmable_A_Achievable Technical Potential | F3 | Industrial | Wood and Lumber Products | New | Space Heating | Natural Gas | Thermostat - Programmable | A | Original Unit Winter Peak Savings (kW) | Achievable Technical Potential | 0 | 0 | 0 | 0 | 0 | 0 | 0 | 0 | 0 | 0 | 0 | 0 | 0 | 0 | 0 | 0 | 0 | 0 | 0 | 0 | 0 | 0 | 0 | 0 | 0 | 0 | 0 | 0 | 0 | 0 | 0
F4_Industrial_Wood and Lumber Products_New_Space Heating_Natural Gas_Thermostat - Programmable_A_Achievable Technical Potential | F4 | Industrial | Wood and Lumber Products | New | Space Heating | Natural Gas | Thermostat - Programmable | A | Standalone Impact on Baseline Energy (%) | Achievable Technical Potential | 0% | 0% | 0% | 0% | 0% | 0.006333% | 0.01168% | 0.01644% | 0.02083% | 0.02496% | 0.0289% | 0.03274% | 0.03648% | 0.04014% | 0.04377% | 0.04733% | 0.04876% | 0.05001% | 0.05113% | 0.05214% | 0.05304% | 0.05385% | 0.05459% | 0.05526% | 0.00055876 | 0.00053777 | 0.00051835 | 0.00050033 | 0 | 0 | 0
F5_Industrial_Wood and Lumber Products_New_Space Heating_Natural Gas_Thermostat - Programmable_A_Achievable Technical Potential | F5 | Industrial | Wood and Lumber Products | New | Space Heating | Natural Gas | Thermostat - Programmable | A | Standalone Impact on Baseline Summer Peak (%) | Achievable Technical Potential | 0% | 0% | 0% | 0% | 0% | 0% | 0% | 0% | 0% | 0% | 0% | 0% | 0% | 0% | 0% | 0% | 0% | 0% | 0% | 0% | 0% | 0% | 0% | 0% | 0 | 0 | 0 | 0 | 0 | 0 | 0
F6_Industrial_Wood and Lumber Products_New_Space Heating_Natural Gas_Thermostat - Programmable_A_Achievable Technical Potential | F6 | Industrial | Wood and Lumber Products | New | Space Heating | Natural Gas | Thermostat - Programmable | A | Standalone Impact on Baseline Winter Peak (%) | Achievable Technical Potential | 0% | 0% | 0% | 0% | 0% | 0% | 0% | 0% | 0% | 0% | 0% | 0% | 0% | 0% | 0% | 0% | 0% | 0% | 0% | 0% | 0% | 0% | 0% | 0% | 0 | 0 | 0 | 0 | 0 | 0 | 0
F7_Industrial_Wood and Lumber Products_New_Space Heating_Natural Gas_Thermostat - Programmable_A_Achievable Technical Potential | F7 | Industrial | Wood and Lumber Products | New | Space Heating | Natural Gas | Thermostat - Programmable | A | Incremental Energy Savings (MWh or mTherms) | Achievable Technical Potential | 0 | 0 | 0 | 0 | 0 | 5.3233e-05 | 6.2252e-05 | 7.1266e-05 | 8.0227e-05 | 8.9193e-05 | 9.8166e-05 | 0.00010684 | 0.00011536 | 0.00012376 | 0.00013194 | 0.00014022 | 0.00014848 | 0.0001568 | 0.00016474 | 0.00017274 | 0.00018086 | 0.000189 | 0.00019745 | 0.00020587 | 0.00021426 | 0.00012894 | 0.00013765 | 0.00014628 | 0 | 0 | 0
F8_Industrial_Wood and Lumber Products_New_Space Heating_Natural Gas_Thermostat - Programmable_A_Achievable Technical Potential | F8 | Industrial | Wood and Lumber Products | New | Space Heating | Natural Gas | Thermostat - Programmable | A | Incremental Summer Peak Savings (MW) | Achievable Technical Potential | 0 | 0 | 0 | 0 | 0 | 0 | 0 | 0 | 0 | 0 | 0 | 0 | 0 | 0 | 0 | 0 | 0 | 0 | 0 | 0 | 0 | 0 | 0 | 0 | 0 | 0 | 0 | 0 | 0 | 0 | 0
F9_Industrial_Wood and Lumber Products_New_Space Heating_Natural Gas_Thermostat - Programmable_A_Achievable Technical Potential | F9 | Industrial | Wood and Lumber Products | New | Space Heating | Natural Gas | Thermostat - Programmable | A | Incremental Winter Peak Savings (MW) | Achievable Technical Potential | 0 | 0 | 0 | 0 | 0 | 0 | 0 | 0 | 0 | 0 | 0 | 0 | 0 | 0 | 0 | 0 | 0 | 0 | 0 | 0 | 0 | 0 | 0 | 0 | 0 | 0 | 0 | 0 | 0 | 0 | 0
F10_Industrial_Wood and Lumber Products_New_Space Heating_Natural Gas_Thermostat - Programmable_A_Achievable Technical Potential | F10 | Industrial | Wood and Lumber Products | New | Space Heating | Natural Gas | Thermostat - Programmable | A | Cumulative Energy Savings (MWh or mTherms) | Achievable Technical Potential | 0 | 0 | 0 | 0 | 0 | 5.3233e-05 | 0.0001148 | 0.00018497 | 0.00026384 | 0.0003515 | 0.000448 | 0.00055235 | 0.00066447 | 0.00078437 | 0.00091186 | 0.001048 | 0.0011432 | 0.0012382 | 0.00133 | 0.0014222 | 0.0015147 | 0.0016071 | 0.001702 | 0.0017964 | 0.0018904 | 0.0018904 | 0.0018904 | 0.0018904 | 0 | 0 | 0
F11_Industrial_Wood and Lumber Products_New_Space Heating_Natural Gas_Thermostat - Programmable_A_Achievable Technical Potential | F11 | Industrial | Wood and Lumber Products | New | Space Heating | Natural Gas | Thermostat - Programmable | A | Cumulative Summer Peak Savings (MW) | Achievable Technical Potential | 0 | 0 | 0 | 0 | 0 | 0 | 0 | 0 | 0 | 0 | 0 | 0 | 0 | 0 | 0 | 0 | 0 | 0 | 0 | 0 | 0 | 0 | 0 | 0 | 0 | 0 | 0 | 0 | 0 | 0 | 0
F12_Industrial_Wood and Lumber Products_New_Space Heating_Natural Gas_Thermostat - Programmable_A_Achievable Technical Potential | F12 | Industrial | Wood and Lumber Products | New | Space Heating | Natural Gas | Thermostat - Programmable | A | Cumulative Winter Peak Savings (MW) | Achievable Technical Potential | 0 | 0 | 0 | 0 | 0 | 0 | 0 | 0 | 0 | 0 | 0 | 0 | 0 | 0 | 0 | 0 | 0 | 0 | 0 | 0 | 0 | 0 | 0 | 0 | 0 | 0 | 0 | 0 | 0 | 0 | 0
F13_Industrial_Wood and Lumber Products_New_Space Heating_Natural Gas_Thermostat - Programmable_A_Achievable Technical Potential | F13 | Industrial | Wood and Lumber Products | New | Space Heating | Natural Gas | Thermostat - Programmable | A | Purchases (Incremental) | Achievable Technical Potential | 0 | 0 | 0 | 0 | 0 | 8.5943 | 10.1819 | 11.7687 | 13.346 | 14.9243 | 16.5038 | 18.0633 | 19.6185 | 21.1706 | 22.698 | 24.2312 | 25.7498 | 27.2687 | 28.7798 | 30.2775 | 31.777 | 33.2703 | 34.7577 | 36.2398 | 37.7168 | 22.698 | 24.2312 | 25.7498 | 27.2687 | 28.7798 | 30.2775
F14_Industrial_Wood and Lumber Products_New_Space Heating_Natural Gas_Thermostat - Programmable_A_Achievable Technical Potential | F14 | Industrial | Wood and Lumber Products | New | Space Heating | Natural Gas | Thermostat - Programmable | A | Purchases (Cumulative) | Achievable Technical Potential | 0 | 0 | 0 | 0 | 0 | 8.5943 | 18.7763 | 30.5449 | 43.891 | 58.8153 | 75.3191 | 93.3824 | 113.0009 | 134.1714 | 156.8694 | 181.1006 | 198.2561 | 215.3428 | 232.354 | 249.2855 | 266.1382 | 282.9046 | 299.5991 | 316.2203 | 332.7665 | 332.7665 | 332.7665 | 332.7665 | 332.7665 | 332.7665 | 332.7665
F1_Industrial_Wood and Lumber Products_New_Space Heating_Natural Gas_ENERGY STAR Connected Thermostat_A_Achievable Technical Potential | F1 | Industrial | Wood and Lumber Products | New | Space Heating | Natural Gas | ENERGY STAR Connected Thermostat | A | Original Unit Energy Savings (kWh or therms) | Achievable Technical Potential | 0 | 0 | 0 | 0 | 0 | 0.014581 | 0.014392 | 0.014255 | 0.014151 | 0.014068 | 0.014002 | 0.013924 | 0.013842 | 0.013762 | 0.013684 | 0.013622 | 0.013574 | 0.013536 | 0.013475 | 0.01343 | 0.013398 | 0.013373 | 0.013373 | 0.013373 | 0.013373 | 0.013373 | 0.013373 | 0.013373 | 0 | 0 | 0
F2_Industrial_Wood and Lumber Products_New_Space Heating_Natural Gas_ENERGY STAR Connected Thermostat_A_Achievable Technical Potential | F2 | Industrial | Wood and Lumber Products | New | Space Heating | Natural Gas | ENERGY STAR Connected Thermostat | A | Original Unit Summer Peak Savings (kW) | Achievable Technical Potential | 0 | 0 | 0 | 0 | 0 | 0 | 0 | 0 | 0 | 0 | 0 | 0 | 0 | 0 | 0 | 0 | 0 | 0 | 0 | 0 | 0 | 0 | 0 | 0 | 0 | 0 | 0 | 0 | 0 | 0 | 0
F3_Industrial_Wood and Lumber Products_New_Space Heating_Natural Gas_ENERGY STAR Connected Thermostat_A_Achievable Technical Potential | F3 | Industrial | Wood and Lumber Products | New | Space Heating | Natural Gas | ENERGY STAR Connected Thermostat | A | Original Unit Winter Peak Savings (kW) | Achievable Technical Potential | 0 | 0 | 0 | 0 | 0 | 0 | 0 | 0 | 0 | 0 | 0 | 0 | 0 | 0 | 0 | 0 | 0 | 0 | 0 | 0 | 0 | 0 | 0 | 0 | 0 | 0 | 0 | 0 | 0 | 0 | 0
F4_Industrial_Wood and Lumber Products_New_Space Heating_Natural Gas_ENERGY STAR Connected Thermostat_A_Achievable Technical Potential | F4 | Industrial | Wood and Lumber Products | New | Space Heating | Natural Gas | ENERGY STAR Connected Thermostat | A | Standalone Impact on Baseline Energy (%) | Achievable Technical Potential | 0% | 0% | 0% | 0% | 0% | 0.01491% | 0.02749% | 0.03869% | 0.04903% | 0.05875% | 0.06027% | 0.06158% | 0.06266% | 0.06358% | 0.0644% | 0.06508% | 0.06569% | 0.06622% | 0.06668% | 0.06712% | 0.06749% | 0.06783% | 0.06814% | 0.06842% | 0.00068683 | 0.00066103 | 0.00063716 | 0.00061501 | 0 | 0 | 0
F5_Industrial_Wood and Lumber Products_New_Space Heating_Natural Gas_ENERGY STAR Connected Thermostat_A_Achievable Technical Potential | F5 | Industrial | Wood and Lumber Products | New | Space Heating | Natural Gas | ENERGY STAR Connected Thermostat | A | Standalone Impact on Baseline Summer Peak (%) | Achievable Technical Potential | 0% | 0% | 0% | 0% | 0% | 0% | 0% | 0% | 0% | 0% | 0% | 0% | 0% | 0% | 0% | 0% | 0% | 0% | 0% | 0% | 0% | 0% | 0% | 0% | 0 | 0 | 0 | 0 | 0 | 0 | 0
F6_Industrial_Wood and Lumber Products_New_Space Heating_Natural Gas_ENERGY STAR Connected Thermostat_A_Achievable Technical Potential | F6 | Industrial | Wood and Lumber Products | New | Space Heating | Natural Gas | ENERGY STAR Connected Thermostat | A | Standalone Impact on Baseline Winter Peak (%) | Achievable Technical Potential | 0% | 0% | 0% | 0% | 0% | 0% | 0% | 0% | 0% | 0% | 0% | 0% | 0% | 0% | 0% | 0% | 0% | 0% | 0% | 0% | 0% | 0% | 0% | 0% | 0 | 0 | 0 | 0 | 0 | 0 | 0
F7_Industrial_Wood and Lumber Products_New_Space Heating_Natural Gas_ENERGY STAR Connected Thermostat_A_Achievable Technical Potential | F7 | Industrial | Wood and Lumber Products | New | Space Heating | Natural Gas | ENERGY STAR Connected Thermostat | A | Incremental Energy Savings (MWh or mTherms) | Achievable Technical Potential | 0 | 0 | 0 | 0 | 0 | 0.00012531 | 0.00014654 | 0.00016776 | 0.00018886 | 0.00020996 | 0.00023108 | 0.00025151 | 0.00027156 | 0.00029134 | 0.00031059 | 0.00033009 | 0.00034953 | 0.0003691 | 0.00038781 | 0.00040664 | 0.00042575 | 0.00044491 | 0.00046481 | 0.00048463 | 0.00050438 | 0.00042495 | 0.00044491 | 0.00046481 | 0 | 0 | 0
F8_Industrial_Wood and Lumber Products_New_Space Heating_Natural Gas_ENERGY STAR Connected Thermostat_A_Achievable Technical Potential | F8 | Industrial | Wood and Lumber Products | New | Space Heating | Natural Gas | ENERGY STAR Connected Thermostat | A | Incremental Summer Peak Savings (MW) | Achievable Technical Potential | 0 | 0 | 0 | 0 | 0 | 0 | 0 | 0 | 0 | 0 | 0 | 0 | 0 | 0 | 0 | 0 | 0 | 0 | 0 | 0 | 0 | 0 | 0 | 0 | 0 | 0 | 0 | 0 | 0 | 0 | 0
F9_Industrial_Wood and Lumber Products_New_Space Heating_Natural Gas_ENERGY STAR Connected Thermostat_A_Achievable Technical Potential | F9 | Industrial | Wood and Lumber Products | New | Space Heating | Natural Gas | ENERGY STAR Connected Thermostat | A | Incremental Winter Peak Savings (MW) | Achievable Technical Potential | 0 | 0 | 0 | 0 | 0 | 0 | 0 | 0 | 0 | 0 | 0 | 0 | 0 | 0 | 0 | 0 | 0 | 0 | 0 | 0 | 0 | 0 | 0 | 0 | 0 | 0 | 0 | 0 | 0 | 0 | 0
F10_Industrial_Wood and Lumber Products_New_Space Heating_Natural Gas_ENERGY STAR Connected Thermostat_A_Achievable Technical Potential | F10 | Industrial | Wood and Lumber Products | New | Space Heating | Natural Gas | ENERGY STAR Connected Thermostat | A | Cumulative Energy Savings (MWh or mTherms) | Achievable Technical Potential | 0 | 0 | 0 | 0 | 0 | 0.00012531 | 0.00027024 | 0.00043542 | 0.00062109 | 0.00082744 | 0.00093427 | 0.0010388 | 0.0011414 | 0.0012424 | 0.0013417 | 0.001441 | 0.0015402 | 0.0016394 | 0.0017346 | 0.0018306 | 0.0019273 | 0.0020243 | 0.0021244 | 0.0022242 | 0.0023237 | 0.0023237 | 0.0023237 | 0.0023237 | 0 | 0 | 0
F11_Industrial_Wood and Lumber Products_New_Space Heating_Natural Gas_ENERGY STAR Connected Thermostat_A_Achievable Technical Potential | F11 | Industrial | Wood and Lumber Products | New | Space Heating | Natural Gas | ENERGY STAR Connected Thermostat | A | Cumulative Summer Peak Savings (MW) | Achievable Technical Potential | 0 | 0 | 0 | 0 | 0 | 0 | 0 | 0 | 0 | 0 | 0 | 0 | 0 | 0 | 0 | 0 | 0 | 0 | 0 | 0 | 0 | 0 | 0 | 0 | 0 | 0 | 0 | 0 | 0 | 0 | 0
F12_Industrial_Wood and Lumber Products_New_Space Heating_Natural Gas_ENERGY STAR Connected Thermostat_A_Achievable Technical Potential | F12 | Industrial | Wood and Lumber Products | New | Space Heating | Natural Gas | ENERGY STAR Connected Thermostat | A | Cumulative Winter Peak Savings (MW) | Achievable Technical Potential | 0 | 0 | 0 | 0 | 0 | 0 | 0 | 0 | 0 | 0 | 0 | 0 | 0 | 0 | 0 | 0 | 0 | 0 | 0 | 0 | 0 | 0 | 0 | 0 | 0 | 0 | 0 | 0 | 0 | 0 | 0
F13_Industrial_Wood and Lumber Products_New_Space Heating_Natural Gas_ENERGY STAR Connected Thermostat_A_Achievable Technical Potential | F13 | Industrial | Wood and Lumber Products | New | Space Heating | Natural Gas | ENERGY STAR Connected Thermostat | A | Purchases (Incremental) | Achievable Technical Potential | 0 | 0 | 0 | 0 | 0 | 8.5943 | 10.1819 | 11.7687 | 13.346 | 14.9243 | 16.5038 | 18.0633 | 19.6185 | 21.1706 | 22.698 | 24.2312 | 25.7498 | 27.2687 | 28.7798 | 30.2775 | 31.777 | 33.2703 | 34.7577 | 36.2398 | 37.7168 | 31.777 | 33.2703 | 34.7577 | 36.2398 | 37.7168 | 31.777
F14_Industrial_Wood and Lumber Products_New_Space Heating_Natural Gas_ENERGY STAR Connected Thermostat_A_Achievable Technical Potential | F14 | Industrial | Wood and Lumber Products | New | Space Heating | Natural Gas | ENERGY STAR Connected Thermostat | A | Purchases (Cumulative) | Achievable Technical Potential | 0 | 0 | 0 | 0 | 0 | 8.5943 | 18.7763 | 30.5449 | 43.891 | 58.8153 | 66.7247 | 74.6061 | 82.4559 | 90.2804 | 98.0541 | 105.7815 | 113.4681 | 121.1182 | 128.7275 | 136.3071 | 143.8528 | 151.3733 | 158.8623 | 166.3223 | 173.7615 | 173.7615 | 173.7615 | 173.7615 | 173.7615 | 173.7615 | 173.7615
F1_Industrial_Wood and Lumber Products_New_Space Heating_Natural Gas_Destratification Fans (HVLS)_A_Achievable Technical Potential | F1 | Industrial | Wood and Lumber Products | New | Space Heating | Natural Gas | Destratification Fans (HVLS) | A | Original Unit Energy Savings (kWh or therms) | Achievable Technical Potential | 0 | 0 | 0 | 0 | 0 | 0.014581 | 0.014392 | 0.014255 | 0.014151 | 0.014068 | 0.014002 | 0.013924 | 0.013842 | 0.013762 | 0.013684 | 0.013622 | 0.013574 | 0.013536 | 0.013475 | 0.01343 | 0.013398 | 0.013373 | 0.013373 | 0.013373 | 0.013373 | 0.013373 | 0.013373 | 0.013373 | 0 | 0 | 0
F2_Industrial_Wood and Lumber Products_New_Space Heating_Natural Gas_Destratification Fans (HVLS)_A_Achievable Technical Potential | F2 | Industrial | Wood and Lumber Products | New | Space Heating | Natural Gas | Destratification Fans (HVLS) | A | Original Unit Summer Peak Savings (kW) | Achievable Technical Potential | 0 | 0 | 0 | 0 | 0 | 0 | 0 | 0 | 0 | 0 | 0 | 0 | 0 | 0 | 0 | 0 | 0 | 0 | 0 | 0 | 0 | 0 | 0 | 0 | 0 | 0 | 0 | 0 | 0 | 0 | 0
F3_Industrial_Wood and Lumber Products_New_Space Heating_Natural Gas_Destratification Fans (HVLS)_A_Achievable Technical Potential | F3 | Industrial | Wood and Lumber Products | New | Space Heating | Natural Gas | Destratification Fans (HVLS) | A | Original Unit Winter Peak Savings (kW) | Achievable Technical Potential | 0 | 0 | 0 | 0 | 0 | 0 | 0 | 0 | 0 | 0 | 0 | 0 | 0 | 0 | 0 | 0 | 0 | 0 | 0 | 0 | 0 | 0 | 0 | 0 | 0 | 0 | 0 | 0 | 0 | 0 | 0
F4_Industrial_Wood and Lumber Products_New_Space Heating_Natural Gas_Destratification Fans (HVLS)_A_Achievable Technical Potential | F4 | Industrial | Wood and Lumber Products | New | Space Heating | Natural Gas | Destratification Fans (HVLS) | A | Standalone Impact on Baseline Energy (%) | Achievable Technical Potential | 0% | 0% | 0% | 0% | 0% | 0.05963% | 0.11% | 0.1548% | 0.1961% | 0.235% | 0.2722% | 0.3083% | 0.3435% | 0.3779% | 0.4121% | 0.4245% | 0.4356% | 0.4452% | 0.4538% | 0.4616% | 0.4685% | 0.4747% | 0.4804% | 0.4855% | 0.0049025 | 0.0047183 | 0.0045479 | 0.0043898 | 0 | 0 | 0
F5_Industrial_Wood and Lumber Products_New_Space Heating_Natural Gas_Destratification Fans (HVLS)_A_Achievable Technical Potential | F5 | Industrial | Wood and Lumber Products | New | Space Heating | Natural Gas | Destratification Fans (HVLS) | A | Standalone Impact on Baseline Summer Peak (%) | Achievable Technical Potential | 0% | 0% | 0% | 0% | 0% | 0% | 0% | 0% | 0% | 0% | 0% | 0% | 0% | 0% | 0% | 0% | 0% | 0% | 0% | 0% | 0% | 0% | 0% | 0% | 0 | 0 | 0 | 0 | 0 | 0 | 0
F6_Industrial_Wood and Lumber Products_New_Space Heating_Natural Gas_Destratification Fans (HVLS)_A_Achievable Technical Potential | F6 | Industrial | Wood and Lumber Products | New | Space Heating | Natural Gas | Destratification Fans (HVLS) | A | Standalone Impact on Baseline Winter Peak (%) | Achievable Technical Potential | 0% | 0% | 0% | 0% | 0% | 0% | 0% | 0% | 0% | 0% | 0% | 0% | 0% | 0% | 0% | 0% | 0% | 0% | 0% | 0% | 0% | 0% | 0% | 0% | 0 | 0 | 0 | 0 | 0 | 0 | 0
F7_Industrial_Wood and Lumber Products_New_Space Heating_Natural Gas_Destratification Fans (HVLS)_A_Achievable Technical Potential | F7 | Industrial | Wood and Lumber Products | New | Space Heating | Natural Gas | Destratification Fans (HVLS) | A | Incremental Energy Savings (MWh or mTherms) | Achievable Technical Potential | 0 | 0 | 0 | 0 | 0 | 0.00050125 | 0.00058617 | 0.00067105 | 0.00075542 | 0.00083985 | 0.00092434 | 0.0010061 | 0.0010863 | 0.0011654 | 0.0012424 | 0.0013203 | 0.0013981 | 0.0014764 | 0.0015512 | 0.0016265 | 0.001703 | 0.0017797 | 0.0018592 | 0.0019385 | 0.0020175 | 0.0012962 | 0.0013774 | 0.0014586 | 0 | 0 | 0
F8_Industrial_Wood and Lumber Products_New_Space Heating_Natural Gas_Destratification Fans (HVLS)_A_Achievable Technical Potential | F8 | Industrial | Wood and Lumber Products | New | Space Heating | Natural Gas | Destratification Fans (HVLS) | A | Incremental Summer Peak Savings (MW) | Achievable Technical Potential | 0 | 0 | 0 | 0 | 0 | 0 | 0 | 0 | 0 | 0 | 0 | 0 | 0 | 0 | 0 | 0 | 0 | 0 | 0 | 0 | 0 | 0 | 0 | 0 | 0 | 0 | 0 | 0 | 0 | 0 | 0
F9_Industrial_Wood and Lumber Products_New_Space Heating_Natural Gas_Destratification Fans (HVLS)_A_Achievable Technical Potential | F9 | Industrial | Wood and Lumber Products | New | Space Heating | Natural Gas | Destratification Fans (HVLS) | A | Incremental Winter Peak Savings (MW) | Achievable Technical Potential | 0 | 0 | 0 | 0 | 0 | 0 | 0 | 0 | 0 | 0 | 0 | 0 | 0 | 0 | 0 | 0 | 0 | 0 | 0 | 0 | 0 | 0 | 0 | 0 | 0 | 0 | 0 | 0 | 0 | 0 | 0
F10_Industrial_Wood and Lumber Products_New_Space Heating_Natural Gas_Destratification Fans (HVLS)_A_Achievable Technical Potential | F10 | Industrial | Wood and Lumber Products | New | Space Heating | Natural Gas | Destratification Fans (HVLS) | A | Cumulative Energy Savings (MWh or mTherms) | Achievable Technical Potential | 0 | 0 | 0 | 0 | 0 | 0.00050125 | 0.0010809 | 0.0017417 | 0.0024844 | 0.0033098 | 0.0042184 | 0.005201 | 0.0062567 | 0.0073856 | 0.0085862 | 0.0093997 | 0.010212 | 0.011022 | 0.011804 | 0.01259 | 0.013378 | 0.014167 | 0.014976 | 0.015782 | 0.016586 | 0.016586 | 0.016586 | 0.016586 | 0 | 0 | 0
F11_Industrial_Wood and Lumber Products_New_Space Heating_Natural Gas_Destratification Fans (HVLS)_A_Achievable Technical Potential | F11 | Industrial | Wood and Lumber Products | New | Space Heating | Natural Gas | Destratification Fans (HVLS) | A | Cumulative Summer Peak Savings (MW) | Achievable Technical Potential | 0 | 0 | 0 | 0 | 0 | 0 | 0 | 0 | 0 | 0 | 0 | 0 | 0 | 0 | 0 | 0 | 0 | 0 | 0 | 0 | 0 | 0 | 0 | 0 | 0 | 0 | 0 | 0 | 0 | 0 | 0
F12_Industrial_Wood and Lumber Products_New_Space Heating_Natural Gas_Destratification Fans (HVLS)_A_Achievable Technical Potential | F12 | Industrial | Wood and Lumber Products | New | Space Heating | Natural Gas | Destratification Fans (HVLS) | A | Cumulative Winter Peak Savings (MW) | Achievable Technical Potential | 0 | 0 | 0 | 0 | 0 | 0 | 0 | 0 | 0 | 0 | 0 | 0 | 0 | 0 | 0 | 0 | 0 | 0 | 0 | 0 | 0 | 0 | 0 | 0 | 0 | 0 | 0 | 0 | 0 | 0 | 0
F13_Industrial_Wood and Lumber Products_New_Space Heating_Natural Gas_Destratification Fans (HVLS)_A_Achievable Technical Potential | F13 | Industrial | Wood and Lumber Products | New | Space Heating | Natural Gas | Destratification Fans (HVLS) | A | Purchases (Incremental) | Achievable Technical Potential | 0 | 0 | 0 | 0 | 0 | 34.3773 | 40.7277 | 47.0747 | 53.3842 | 59.6971 | 66.0153 | 72.2532 | 78.474 | 84.6822 | 90.7919 | 96.9249 | 102.9993 | 109.0746 | 115.1193 | 121.1101 | 127.108 | 133.081 | 139.0309 | 144.959 | 150.8671 | 96.9249 | 102.9993 | 109.0746 | 115.1193 | 121.1101 | 127.108
F14_Industrial_Wood and Lumber Products_New_Space Heating_Natural Gas_Destratification Fans (HVLS)_A_Achievable Technical Potential | F14 | Industrial | Wood and Lumber Products | New | Space Heating | Natural Gas | Destratification Fans (HVLS) | A | Purchases (Cumulative) | Achievable Technical Potential | 0 | 0 | 0 | 0 | 0 | 34.3773 | 75.1051 | 122.1797 | 175.5639 | 235.261 | 301.2763 | 373.5295 | 452.0035 | 536.6857 | 627.4776 | 690.0251 | 752.2967 | 814.2967 | 876.0318 | 937.4448 | 998.5375 | 1059.3654 | 1119.9223 | 1180.199 | 1240.2742 | 1240.2742 | 1240.2742 | 1240.2742 | 1240.2742 | 1240.2742 | 1240.2742
F1_Industrial_Wood and Lumber Products_New_Space Heating_Natural Gas_Gas Boiler - Insulate Steam Lines/Condensate Tank_A_Achievable Technical Potential | F1 | Industrial | Wood and Lumber Products | New | Space Heating | Natural Gas | Gas Boiler - Insulate Steam Lines/Condensate Tank | A | Original Unit Energy Savings (kWh or therms) | Achievable Technical Potential | 0 | 0 | 0 | 0 | 0 | 0 | 0 | 0 | 0 | 0 | 0 | 0 | 0 | 0 | 0 | 0 | 0 | 0 | 0 | 0 | 0 | 0 | 0 | 0 | 0 | 0 | 0 | 0 | 0 | 0 | 0
F2_Industrial_Wood and Lumber Products_New_Space Heating_Natural Gas_Gas Boiler - Insulate Steam Lines/Condensate Tank_A_Achievable Technical Potential | F2 | Industrial | Wood and Lumber Products | New | Space Heating | Natural Gas | Gas Boiler - Insulate Steam Lines/Condensate Tank | A | Original Unit Summer Peak Savings (kW) | Achievable Technical Potential | 0 | 0 | 0 | 0 | 0 | 0 | 0 | 0 | 0 | 0 | 0 | 0 | 0 | 0 | 0 | 0 | 0 | 0 | 0 | 0 | 0 | 0 | 0 | 0 | 0 | 0 | 0 | 0 | 0 | 0 | 0
F3_Industrial_Wood and Lumber Products_New_Space Heating_Natural Gas_Gas Boiler - Insulate Steam Lines/Condensate Tank_A_Achievable Technical Potential | F3 | Industrial | Wood and Lumber Products | New | Space Heating | Natural Gas | Gas Boiler - Insulate Steam Lines/Condensate Tank | A | Original Unit Winter Peak Savings (kW) | Achievable Technical Potential | 0 | 0 | 0 | 0 | 0 | 0 | 0 | 0 | 0 | 0 | 0 | 0 | 0 | 0 | 0 | 0 | 0 | 0 | 0 | 0 | 0 | 0 | 0 | 0 | 0 | 0 | 0 | 0 | 0 | 0 | 0
F4_Industrial_Wood and Lumber Products_New_Space Heating_Natural Gas_Gas Boiler - Insulate Steam Lines/Condensate Tank_A_Achievable Technical Potential | F4 | Industrial | Wood and Lumber Products | New | Space Heating | Natural Gas | Gas Boiler - Insulate Steam Lines/Condensate Tank | A | Standalone Impact on Baseline Energy (%) | Achievable Technical Potential | 0% | 0% | 0% | 0% | 0% | 0% | 0% | 0% | 0% | 0% | 0% | 0% | 0% | 0% | 0% | 0% | 0% | 0% | 0% | 0% | 0% | 0% | 0% | 0% | 0 | 0 | 0 | 0 | 0 | 0 | 0
F5_Industrial_Wood and Lumber Products_New_Space Heating_Natural Gas_Gas Boiler - Insulate Steam Lines/Condensate Tank_A_Achievable Technical Potential | F5 | Industrial | Wood and Lumber Products | New | Space Heating | Natural Gas | Gas Boiler - Insulate Steam Lines/Condensate Tank | A | Standalone Impact on Baseline Summer Peak (%) | Achievable Technical Potential | 0% | 0% | 0% | 0% | 0% | 0% | 0% | 0% | 0% | 0% | 0% | 0% | 0% | 0% | 0% | 0% | 0% | 0% | 0% | 0% | 0% | 0% | 0% | 0% | 0 | 0 | 0 | 0 | 0 | 0 | 0
F6_Industrial_Wood and Lumber Products_New_Space Heating_Natural Gas_Gas Boiler - Insulate Steam Lines/Condensate Tank_A_Achievable Technical Potential | F6 | Industrial | Wood and Lumber Products | New | Space Heating | Natural Gas | Gas Boiler - Insulate Steam Lines/Condensate Tank | A | Standalone Impact on Baseline Winter Peak (%) | Achievable Technical Potential | 0% | 0% | 0% | 0% | 0% | 0% | 0% | 0% | 0% | 0% | 0% | 0% | 0% | 0% | 0% | 0% | 0% | 0% | 0% | 0% | 0% | 0% | 0% | 0% | 0 | 0 | 0 | 0 | 0 | 0 | 0
F7_Industrial_Wood and Lumber Products_New_Space Heating_Natural Gas_Gas Boiler - Insulate Steam Lines/Condensate Tank_A_Achievable Technical Potential | F7 | Industrial | Wood and Lumber Products | New | Space Heating | Natural Gas | Gas Boiler - Insulate Steam Lines/Condensate Tank | A | Incremental Energy Savings (MWh or mTherms) | Achievable Technical Potential | 0 | 0 | 0 | 0 | 0 | 0 | 0 | 0 | 0 | 0 | 0 | 0 | 0 | 0 | 0 | 0 | 0 | 0 | 0 | 0 | 0 | 0 | 0 | 0 | 0 | 0 | 0 | 0 | 0 | 0 | 0
F8_Industrial_Wood and Lumber Products_New_Space Heating_Natural Gas_Gas Boiler - Insulate Steam Lines/Condensate Tank_A_Achievable Technical Potential | F8 | Industrial | Wood and Lumber Products | New | Space Heating | Natural Gas | Gas Boiler - Insulate Steam Lines/Condensate Tank | A | Incremental Summer Peak Savings (MW) | Achievable Technical Potential | 0 | 0 | 0 | 0 | 0 | 0 | 0 | 0 | 0 | 0 | 0 | 0 | 0 | 0 | 0 | 0 | 0 | 0 | 0 | 0 | 0 | 0 | 0 | 0 | 0 | 0 | 0 | 0 | 0 | 0 | 0
F9_Industrial_Wood and Lumber Products_New_Space Heating_Natural Gas_Gas Boiler - Insulate Steam Lines/Condensate Tank_A_Achievable Technical Potential | F9 | Industrial | Wood and Lumber Products | New | Space Heating | Natural Gas | Gas Boiler - Insulate Steam Lines/Condensate Tank | A | Incremental Winter Peak Savings (MW) | Achievable Technical Potential | 0 | 0 | 0 | 0 | 0 | 0 | 0 | 0 | 0 | 0 | 0 | 0 | 0 | 0 | 0 | 0 | 0 | 0 | 0 | 0 | 0 | 0 | 0 | 0 | 0 | 0 | 0 | 0 | 0 | 0 | 0
F10_Industrial_Wood and Lumber Products_New_Space Heating_Natural Gas_Gas Boiler - Insulate Steam Lines/Condensate Tank_A_Achievable Technical Potential | F10 | Industrial | Wood and Lumber Products | New | Space Heating | Natural Gas | Gas Boiler - Insulate Steam Lines/Condensate Tank | A | Cumulative Energy Savings (MWh or mTherms) | Achievable Technical Potential | 0 | 0 | 0 | 0 | 0 | 0 | 0 | 0 | 0 | 0 | 0 | 0 | 0 | 0 | 0 | 0 | 0 | 0 | 0 | 0 | 0 | 0 | 0 | 0 | 0 | 0 | 0 | 0 | 0 | 0 | 0
F11_Industrial_Wood and Lumber Products_New_Space Heating_Natural Gas_Gas Boiler - Insulate Steam Lines/Condensate Tank_A_Achievable Technical Potential | F11 | Industrial | Wood and Lumber Products | New | Space Heating | Natural Gas | Gas Boiler - Insulate Steam Lines/Condensate Tank | A | Cumulative Summer Peak Savings (MW) | Achievable Technical Potential | 0 | 0 | 0 | 0 | 0 | 0 | 0 | 0 | 0 | 0 | 0 | 0 | 0 | 0 | 0 | 0 | 0 | 0 | 0 | 0 | 0 | 0 | 0 | 0 | 0 | 0 | 0 | 0 | 0 | 0 | 0
F12_Industrial_Wood and Lumber Products_New_Space Heating_Natural Gas_Gas Boiler - Insulate Steam Lines/Condensate Tank_A_Achievable Technical Potential | F12 | Industrial | Wood and Lumber Products | New | Space Heating | Natural Gas | Gas Boiler - Insulate Steam Lines/Condensate Tank | A | Cumulative Winter Peak Savings (MW) | Achievable Technical Potential | 0 | 0 | 0 | 0 | 0 | 0 | 0 | 0 | 0 | 0 | 0 | 0 | 0 | 0 | 0 | 0 | 0 | 0 | 0 | 0 | 0 | 0 | 0 | 0 | 0 | 0 | 0 | 0 | 0 | 0 | 0
F13_Industrial_Wood and Lumber Products_New_Space Heating_Natural Gas_Gas Boiler - Insulate Steam Lines/Condensate Tank_A_Achievable Technical Potential | F13 | Industrial | Wood and Lumber Products | New | Space Heating | Natural Gas | Gas Boiler - Insulate Steam Lines/Condensate Tank | A | Purchases (Incremental) | Achievable Technical Potential | 0 | 0 | 0 | 0 | 0 | 0 | 0 | 0 | 0 | 0 | 0 | 0 | 0 | 0 | 0 | 0 | 0 | 0 | 0 | 0 | 0 | 0 | 0 | 0 | 0 | 0 | 0 | 0 | 0 | 0 | 0
F14_Industrial_Wood and Lumber Products_New_Space Heating_Natural Gas_Gas Boiler - Insulate Steam Lines/Condensate Tank_A_Achievable Technical Potential | F14 | Industrial | Wood and Lumber Products | New | Space Heating | Natural Gas | Gas Boiler - Insulate Steam Lines/Condensate Tank | A | Purchases (Cumulative) | Achievable Technical Potential | 0 | 0 | 0 | 0 | 0 | 0 | 0 | 0 | 0 | 0 | 0 | 0 | 0 | 0 | 0 | 0 | 0 | 0 | 0 | 0 | 0 | 0 | 0 | 0 | 0 | 0 | 0 | 0 | 0 | 0 | 0
F1_Industrial_Wood and Lumber Products_New_Process_Natural Gas_Gas Boiler - Insulate Steam Lines/Condensate Tank_A_Achievable Technical Potential | F1 | Industrial | Wood and Lumber Products | New | Process | Natural Gas | Gas Boiler - Insulate Steam Lines/Condensate Tank | A | Original Unit Energy Savings (kWh or therms) | Achievable Technical Potential | 0 | 0 | 0 | 0 | 0 | 68.5138 | 68.5138 | 68.5138 | 68.5138 | 68.5138 | 68.5138 | 68.5138 | 68.5138 | 68.5138 | 68.5138 | 68.5138 | 68.5138 | 68.5138 | 68.5138 | 68.5138 | 68.5138 | 68.5138 | 68.5138 | 68.5138 | 68.5138 | 68.5138 | 68.5138 | 68.5138 | 68.5138 | 68.5138 | 68.5138
F2_Industrial_Wood and Lumber Products_New_Process_Natural Gas_Gas Boiler - Insulate Steam Lines/Condensate Tank_A_Achievable Technical Potential | F2 | Industrial | Wood and Lumber Products | New | Process | Natural Gas | Gas Boiler - Insulate Steam Lines/Condensate Tank | A | Original Unit Summer Peak Savings (kW) | Achievable Technical Potential | 0 | 0 | 0 | 0 | 0 | 0 | 0 | 0 | 0 | 0 | 0 | 0 | 0 | 0 | 0 | 0 | 0 | 0 | 0 | 0 | 0 | 0 | 0 | 0 | 0 | 0 | 0 | 0 | 0 | 0 | 0
F3_Industrial_Wood and Lumber Products_New_Process_Natural Gas_Gas Boiler - Insulate Steam Lines/Condensate Tank_A_Achievable Technical Potential | F3 | Industrial | Wood and Lumber Products | New | Process | Natural Gas | Gas Boiler - Insulate Steam Lines/Condensate Tank | A | Original Unit Winter Peak Savings (kW) | Achievable Technical Potential | 0 | 0 | 0 | 0 | 0 | 0 | 0 | 0 | 0 | 0 | 0 | 0 | 0 | 0 | 0 | 0 | 0 | 0 | 0 | 0 | 0 | 0 | 0 | 0 | 0 | 0 | 0 | 0 | 0 | 0 | 0
F4_Industrial_Wood and Lumber Products_New_Process_Natural Gas_Gas Boiler - Insulate Steam Lines/Condensate Tank_A_Achievable Technical Potential | F4 | Industrial | Wood and Lumber Products | New | Process | Natural Gas | Gas Boiler - Insulate Steam Lines/Condensate Tank | A | Standalone Impact on Baseline Energy (%) | Achievable Technical Potential | 0% | 0% | 0% | 0% | 0% | 0.0175% | 0.03226% | 0.04541% | 0.05754% | 0.06895% | 0.07985% | 0.09045% | 0.1008% | 0.1109% | 0.1209% | 0.1308% | 0.1405% | 0.1502% | 0.1598% | 0.1694% | 0.1789% | 0.1884% | 0.1978% | 0.2072% | 0.0021661 | 0.0020847 | 0.0020094 | 0.0019396 | 0 | 0 | 0
F5_Industrial_Wood and Lumber Products_New_Process_Natural Gas_Gas Boiler - Insulate Steam Lines/Condensate Tank_A_Achievable Technical Potential | F5 | Industrial | Wood and Lumber Products | New | Process | Natural Gas | Gas Boiler - Insulate Steam Lines/Condensate Tank | A | Standalone Impact on Baseline Summer Peak (%) | Achievable Technical Potential | 0% | 0% | 0% | 0% | 0% | 0% | 0% | 0% | 0% | 0% | 0% | 0% | 0% | 0% | 0% | 0% | 0% | 0% | 0% | 0% | 0% | 0% | 0% | 0% | 0 | 0 | 0 | 0 | 0 | 0 | 0
F6_Industrial_Wood and Lumber Products_New_Process_Natural Gas_Gas Boiler - Insulate Steam Lines/Condensate Tank_A_Achievable Technical Potential | F6 | Industrial | Wood and Lumber Products | New | Process | Natural Gas | Gas Boiler - Insulate Steam Lines/Condensate Tank | A | Standalone Impact on Baseline Winter Peak (%) | Achievable Technical Potential | 0% | 0% | 0% | 0% | 0% | 0% | 0% | 0% | 0% | 0% | 0% | 0% | 0% | 0% | 0% | 0% | 0% | 0% | 0% | 0% | 0% | 0% | 0% | 0% | 0 | 0 | 0 | 0 | 0 | 0 | 0
F7_Industrial_Wood and Lumber Products_New_Process_Natural Gas_Gas Boiler - Insulate Steam Lines/Condensate Tank_A_Achievable Technical Potential | F7 | Industrial | Wood and Lumber Products | New | Process | Natural Gas | Gas Boiler - Insulate Steam Lines/Condensate Tank | A | Incremental Energy Savings (MWh or mTherms) | Achievable Technical Potential | 0 | 0 | 0 | 0 | 0 | 0.010366 | 0.012281 | 0.014195 | 0.016098 | 0.018001 | 0.019907 | 0.021788 | 0.023663 | 0.025535 | 0.027378 | 0.029227 | 0.031059 | 0.032891 | 0.034714 | 0.03652 | 0.038329 | 0.04013 | 0.041924 | 0.043712 | 0.045493 | 0.010366 | 0.012281 | 0.014195 | 0.016098 | 0.018001 | 0.019907
F8_Industrial_Wood and Lumber Products_New_Process_Natural Gas_Gas Boiler - Insulate Steam Lines/Condensate Tank_A_Achievable Technical Potential | F8 | Industrial | Wood and Lumber Products | New | Process | Natural Gas | Gas Boiler - Insulate Steam Lines/Condensate Tank | A | Incremental Summer Peak Savings (MW) | Achievable Technical Potential | 0 | 0 | 0 | 0 | 0 | 0 | 0 | 0 | 0 | 0 | 0 | 0 | 0 | 0 | 0 | 0 | 0 | 0 | 0 | 0 | 0 | 0 | 0 | 0 | 0 | 0 | 0 | 0 | 0 | 0 | 0
F9_Industrial_Wood and Lumber Products_New_Process_Natural Gas_Gas Boiler - Insulate Steam Lines/Condensate Tank_A_Achievable Technical Potential | F9 | Industrial | Wood and Lumber Products | New | Process | Natural Gas | Gas Boiler - Insulate Steam Lines/Condensate Tank | A | Incremental Winter Peak Savings (MW) | Achievable Technical Potential | 0 | 0 | 0 | 0 | 0 | 0 | 0 | 0 | 0 | 0 | 0 | 0 | 0 | 0 | 0 | 0 | 0 | 0 | 0 | 0 | 0 | 0 | 0 | 0 | 0 | 0 | 0 | 0 | 0 | 0 | 0
F10_Industrial_Wood and Lumber Products_New_Process_Natural Gas_Gas Boiler - Insulate Steam Lines/Condensate Tank_A_Achievable Technical Potential | F10 | Industrial | Wood and Lumber Products | New | Process | Natural Gas | Gas Boiler - Insulate Steam Lines/Condensate Tank | A | Cumulative Energy Savings (MWh or mTherms) | Achievable Technical Potential | 0 | 0 | 0 | 0 | 0 | 0.010366 | 0.022648 | 0.036843 | 0.05294 | 0.070942 | 0.090848 | 0.11264 | 0.1363 | 0.16183 | 0.18921 | 0.21844 | 0.2495 | 0.28239 | 0.3171 | 0.35362 | 0.39195 | 0.43208 | 0.47401 | 0.51772 | 0.56321 | 0.56321 | 0.56321 | 0.56321 | 0.56321 | 0.56321 | 0.56321
F11_Industrial_Wood and Lumber Products_New_Process_Natural Gas_Gas Boiler - Insulate Steam Lines/Condensate Tank_A_Achievable Technical Potential | F11 | Industrial | Wood and Lumber Products | New | Process | Natural Gas | Gas Boiler - Insulate Steam Lines/Condensate Tank | A | Cumulative Summer Peak Savings (MW) | Achievable Technical Potential | 0 | 0 | 0 | 0 | 0 | 0 | 0 | 0 | 0 | 0 | 0 | 0 | 0 | 0 | 0 | 0 | 0 | 0 | 0 | 0 | 0 | 0 | 0 | 0 | 0 | 0 | 0 | 0 | 0 | 0 | 0
F12_Industrial_Wood and Lumber Products_New_Process_Natural Gas_Gas Boiler - Insulate Steam Lines/Condensate Tank_A_Achievable Technical Potential | F12 | Industrial | Wood and Lumber Products | New | Process | Natural Gas | Gas Boiler - Insulate Steam Lines/Condensate Tank | A | Cumulative Winter Peak Savings (MW) | Achievable Technical Potential | 0 | 0 | 0 | 0 | 0 | 0 | 0 | 0 | 0 | 0 | 0 | 0 | 0 | 0 | 0 | 0 | 0 | 0 | 0 | 0 | 0 | 0 | 0 | 0 | 0 | 0 | 0 | 0 | 0 | 0 | 0
F13_Industrial_Wood and Lumber Products_New_Process_Natural Gas_Gas Boiler - Insulate Steam Lines/Condensate Tank_A_Achievable Technical Potential | F13 | Industrial | Wood and Lumber Products | New | Process | Natural Gas | Gas Boiler - Insulate Steam Lines/Condensate Tank | A | Purchases (Incremental) | Achievable Technical Potential | 0 | 0 | 0 | 0 | 0 | 0.1513 | 0.17925 | 0.20719 | 0.23496 | 0.26274 | 0.29055 | 0.318 | 0.34538 | 0.37271 | 0.3996 | 0.42659 | 0.45332 | 0.48006 | 0.50667 | 0.53303 | 0.55943 | 0.58572 | 0.61191 | 0.638 | 0.664 | 0.1513 | 0.17925 | 0.20719 | 0.23496 | 0.26274 | 0.29055
F14_Industrial_Wood and Lumber Products_New_Process_Natural Gas_Gas Boiler - Insulate Steam Lines/Condensate Tank_A_Achievable Technical Potential | F14 | Industrial | Wood and Lumber Products | New | Process | Natural Gas | Gas Boiler - Insulate Steam Lines/Condensate Tank | A | Purchases (Cumulative) | Achievable Technical Potential | 0 | 0 | 0 | 0 | 0 | 0.1513 | 0.33055 | 0.53774 | 0.7727 | 1.0354 | 1.326 | 1.644 | 1.9894 | 2.3621 | 2.7617 | 3.1883 | 3.6416 | 4.1216 | 4.6283 | 5.1613 | 5.7208 | 6.3065 | 6.9184 | 7.5564 | 8.2204 | 8.2204 | 8.2204 | 8.2204 | 8.2204 | 8.2204 | 8.2204
F1_Industrial_Wood and Lumber Products_New_Space Heating_Natural Gas_Gas Boiler - Insulate Hot Water Lines_A_Achievable Technical Potential | F1 | Industrial | Wood and Lumber Products | New | Space Heating | Natural Gas | Gas Boiler - Insulate Hot Water Lines | A | Original Unit Energy Savings (kWh or therms) | Achievable Technical Potential | 0 | 0 | 0 | 0 | 0 | 0 | 0 | 0 | 0 | 0 | 0 | 0 | 0 | 0 | 0 | 0 | 0 | 0 | 0 | 0 | 0 | 0 | 0 | 0 | 0 | 0 | 0 | 0 | 0 | 0 | 0
F2_Industrial_Wood and Lumber Products_New_Space Heating_Natural Gas_Gas Boiler - Insulate Hot Water Lines_A_Achievable Technical Potential | F2 | Industrial | Wood and Lumber Products | New | Space Heating | Natural Gas | Gas Boiler - Insulate Hot Water Lines | A | Original Unit Summer Peak Savings (kW) | Achievable Technical Potential | 0 | 0 | 0 | 0 | 0 | 0 | 0 | 0 | 0 | 0 | 0 | 0 | 0 | 0 | 0 | 0 | 0 | 0 | 0 | 0 | 0 | 0 | 0 | 0 | 0 | 0 | 0 | 0 | 0 | 0 | 0
F3_Industrial_Wood and Lumber Products_New_Space Heating_Natural Gas_Gas Boiler - Insulate Hot Water Lines_A_Achievable Technical Potential | F3 | Industrial | Wood and Lumber Products | New | Space Heating | Natural Gas | Gas Boiler - Insulate Hot Water Lines | A | Original Unit Winter Peak Savings (kW) | Achievable Technical Potential | 0 | 0 | 0 | 0 | 0 | 0 | 0 | 0 | 0 | 0 | 0 | 0 | 0 | 0 | 0 | 0 | 0 | 0 | 0 | 0 | 0 | 0 | 0 | 0 | 0 | 0 | 0 | 0 | 0 | 0 | 0
F4_Industrial_Wood and Lumber Products_New_Space Heating_Natural Gas_Gas Boiler - Insulate Hot Water Lines_A_Achievable Technical Potential | F4 | Industrial | Wood and Lumber Products | New | Space Heating | Natural Gas | Gas Boiler - Insulate Hot Water Lines | A | Standalone Impact on Baseline Energy (%) | Achievable Technical Potential | 0% | 0% | 0% | 0% | 0% | 0% | 0% | 0% | 0% | 0% | 0% | 0% | 0% | 0% | 0% | 0% | 0% | 0% | 0% | 0% | 0% | 0% | 0% | 0% | 0 | 0 | 0 | 0 | 0 | 0 | 0
F5_Industrial_Wood and Lumber Products_New_Space Heating_Natural Gas_Gas Boiler - Insulate Hot Water Lines_A_Achievable Technical Potential | F5 | Industrial | Wood and Lumber Products | New | Space Heating | Natural Gas | Gas Boiler - Insulate Hot Water Lines | A | Standalone Impact on Baseline Summer Peak (%) | Achievable Technical Potential | 0% | 0% | 0% | 0% | 0% | 0% | 0% | 0% | 0% | 0% | 0% | 0% | 0% | 0% | 0% | 0% | 0% | 0% | 0% | 0% | 0% | 0% | 0% | 0% | 0 | 0 | 0 | 0 | 0 | 0 | 0
F6_Industrial_Wood and Lumber Products_New_Space Heating_Natural Gas_Gas Boiler - Insulate Hot Water Lines_A_Achievable Technical Potential | F6 | Industrial | Wood and Lumber Products | New | Space Heating | Natural Gas | Gas Boiler - Insulate Hot Water Lines | A | Standalone Impact on Baseline Winter Peak (%) | Achievable Technical Potential | 0% | 0% | 0% | 0% | 0% | 0% | 0% | 0% | 0% | 0% | 0% | 0% | 0% | 0% | 0% | 0% | 0% | 0% | 0% | 0% | 0% | 0% | 0% | 0% | 0 | 0 | 0 | 0 | 0 | 0 | 0
F7_Industrial_Wood and Lumber Products_New_Space Heating_Natural Gas_Gas Boiler - Insulate Hot Water Lines_A_Achievable Technical Potential | F7 | Industrial | Wood and Lumber Products | New | Space Heating | Natural Gas | Gas Boiler - Insulate Hot Water Lines | A | Incremental Energy Savings (MWh or mTherms) | Achievable Technical Potential | 0 | 0 | 0 | 0 | 0 | 0 | 0 | 0 | 0 | 0 | 0 | 0 | 0 | 0 | 0 | 0 | 0 | 0 | 0 | 0 | 0 | 0 | 0 | 0 | 0 | 0 | 0 | 0 | 0 | 0 | 0
F8_Industrial_Wood and Lumber Products_New_Space Heating_Natural Gas_Gas Boiler - Insulate Hot Water Lines_A_Achievable Technical Potential | F8 | Industrial | Wood and Lumber Products | New | Space Heating | Natural Gas | Gas Boiler - Insulate Hot Water Lines | A | Incremental Summer Peak Savings (MW) | Achievable Technical Potential | 0 | 0 | 0 | 0 | 0 | 0 | 0 | 0 | 0 | 0 | 0 | 0 | 0 | 0 | 0 | 0 | 0 | 0 | 0 | 0 | 0 | 0 | 0 | 0 | 0 | 0 | 0 | 0 | 0 | 0 | 0
F9_Industrial_Wood and Lumber Products_New_Space Heating_Natural Gas_Gas Boiler - Insulate Hot Water Lines_A_Achievable Technical Potential | F9 | Industrial | Wood and Lumber Products | New | Space Heating | Natural Gas | Gas Boiler - Insulate Hot Water Lines | A | Incremental Winter Peak Savings (MW) | Achievable Technical Potential | 0 | 0 | 0 | 0 | 0 | 0 | 0 | 0 | 0 | 0 | 0 | 0 | 0 | 0 | 0 | 0 | 0 | 0 | 0 | 0 | 0 | 0 | 0 | 0 | 0 | 0 | 0 | 0 | 0 | 0 | 0
F10_Industrial_Wood and Lumber Products_New_Space Heating_Natural Gas_Gas Boiler - Insulate Hot Water Lines_A_Achievable Technical Potential | F10 | Industrial | Wood and Lumber Products | New | Space Heating | Natural Gas | Gas Boiler - Insulate Hot Water Lines | A | Cumulative Energy Savings (MWh or mTherms) | Achievable Technical Potential | 0 | 0 | 0 | 0 | 0 | 0 | 0 | 0 | 0 | 0 | 0 | 0 | 0 | 0 | 0 | 0 | 0 | 0 | 0 | 0 | 0 | 0 | 0 | 0 | 0 | 0 | 0 | 0 | 0 | 0 | 0
F11_Industrial_Wood and Lumber Products_New_Space Heating_Natural Gas_Gas Boiler - Insulate Hot Water Lines_A_Achievable Technical Potential | F11 | Industrial | Wood and Lumber Products | New | Space Heating | Natural Gas | Gas Boiler - Insulate Hot Water Lines | A | Cumulative Summer Peak Savings (MW) | Achievable Technical Potential | 0 | 0 | 0 | 0 | 0 | 0 | 0 | 0 | 0 | 0 | 0 | 0 | 0 | 0 | 0 | 0 | 0 | 0 | 0 | 0 | 0 | 0 | 0 | 0 | 0 | 0 | 0 | 0 | 0 | 0 | 0
F12_Industrial_Wood and Lumber Products_New_Space Heating_Natural Gas_Gas Boiler - Insulate Hot Water Lines_A_Achievable Technical Potential | F12 | Industrial | Wood and Lumber Products | New | Space Heating | Natural Gas | Gas Boiler - Insulate Hot Water Lines | A | Cumulative Winter Peak Savings (MW) | Achievable Technical Potential | 0 | 0 | 0 | 0 | 0 | 0 | 0 | 0 | 0 | 0 | 0 | 0 | 0 | 0 | 0 | 0 | 0 | 0 | 0 | 0 | 0 | 0 | 0 | 0 | 0 | 0 | 0 | 0 | 0 | 0 | 0
F13_Industrial_Wood and Lumber Products_New_Space Heating_Natural Gas_Gas Boiler - Insulate Hot Water Lines_A_Achievable Technical Potential | F13 | Industrial | Wood and Lumber Products | New | Space Heating | Natural Gas | Gas Boiler - Insulate Hot Water Lines | A | Purchases (Incremental) | Achievable Technical Potential | 0 | 0 | 0 | 0 | 0 | 0 | 0 | 0 | 0 | 0 | 0 | 0 | 0 | 0 | 0 | 0 | 0 | 0 | 0 | 0 | 0 | 0 | 0 | 0 | 0 | 0 | 0 | 0 | 0 | 0 | 0
F14_Industrial_Wood and Lumber Products_New_Space Heating_Natural Gas_Gas Boiler - Insulate Hot Water Lines_A_Achievable Technical Potential | F14 | Industrial | Wood and Lumber Products | New | Space Heating | Natural Gas | Gas Boiler - Insulate Hot Water Lines | A | Purchases (Cumulative) | Achievable Technical Potential | 0 | 0 | 0 | 0 | 0 | 0 | 0 | 0 | 0 | 0 | 0 | 0 | 0 | 0 | 0 | 0 | 0 | 0 | 0 | 0 | 0 | 0 | 0 | 0 | 0 | 0 | 0 | 0 | 0 | 0 | 0
F1_Industrial_Wood and Lumber Products_New_Process_Natural Gas_Gas Boiler - Insulate Hot Water Lines_A_Achievable Technical Potential | F1 | Industrial | Wood and Lumber Products | New | Process | Natural Gas | Gas Boiler - Insulate Hot Water Lines | A | Original Unit Energy Savings (kWh or therms) | Achievable Technical Potential | 0 | 0 | 0 | 0 | 0 | 77.4421 | 77.4421 | 77.4421 | 77.4421 | 77.4421 | 77.4421 | 77.4421 | 77.4421 | 77.4421 | 77.4421 | 77.4421 | 77.4421 | 77.4421 | 77.4421 | 77.4421 | 77.4421 | 77.4421 | 77.4421 | 77.4421 | 77.4421 | 77.4421 | 77.4421 | 77.4421 | 77.4421 | 77.4421 | 77.4421
F2_Industrial_Wood and Lumber Products_New_Process_Natural Gas_Gas Boiler - Insulate Hot Water Lines_A_Achievable Technical Potential | F2 | Industrial | Wood and Lumber Products | New | Process | Natural Gas | Gas Boiler - Insulate Hot Water Lines | A | Original Unit Summer Peak Savings (kW) | Achievable Technical Potential | 0 | 0 | 0 | 0 | 0 | 0 | 0 | 0 | 0 | 0 | 0 | 0 | 0 | 0 | 0 | 0 | 0 | 0 | 0 | 0 | 0 | 0 | 0 | 0 | 0 | 0 | 0 | 0 | 0 | 0 | 0
F3_Industrial_Wood and Lumber Products_New_Process_Natural Gas_Gas Boiler - Insulate Hot Water Lines_A_Achievable Technical Potential | F3 | Industrial | Wood and Lumber Products | New | Process | Natural Gas | Gas Boiler - Insulate Hot Water Lines | A | Original Unit Winter Peak Savings (kW) | Achievable Technical Potential | 0 | 0 | 0 | 0 | 0 | 0 | 0 | 0 | 0 | 0 | 0 | 0 | 0 | 0 | 0 | 0 | 0 | 0 | 0 | 0 | 0 | 0 | 0 | 0 | 0 | 0 | 0 | 0 | 0 | 0 | 0
F4_Industrial_Wood and Lumber Products_New_Process_Natural Gas_Gas Boiler - Insulate Hot Water Lines_A_Achievable Technical Potential | F4 | Industrial | Wood and Lumber Products | New | Process | Natural Gas | Gas Boiler - Insulate Hot Water Lines | A | Standalone Impact on Baseline Energy (%) | Achievable Technical Potential | 0% | 0% | 0% | 0% | 0% | 0.01978% | 0.03647% | 0.05133% | 0.06504% | 0.07794% | 0.09025% | 0.1022% | 0.1139% | 0.1253% | 0.1367% | 0.1478% | 0.1589% | 0.1698% | 0.1807% | 0.1915% | 0.2022% | 0.2129% | 0.2236% | 0.2342% | 0.0024483 | 0.0023563 | 0.0022713 | 0.0021923 | 0 | 0 | 0
F5_Industrial_Wood and Lumber Products_New_Process_Natural Gas_Gas Boiler - Insulate Hot Water Lines_A_Achievable Technical Potential | F5 | Industrial | Wood and Lumber Products | New | Process | Natural Gas | Gas Boiler - Insulate Hot Water Lines | A | Standalone Impact on Baseline Summer Peak (%) | Achievable Technical Potential | 0% | 0% | 0% | 0% | 0% | 0% | 0% | 0% | 0% | 0% | 0% | 0% | 0% | 0% | 0% | 0% | 0% | 0% | 0% | 0% | 0% | 0% | 0% | 0% | 0 | 0 | 0 | 0 | 0 | 0 | 0
F6_Industrial_Wood and Lumber Products_New_Process_Natural Gas_Gas Boiler - Insulate Hot Water Lines_A_Achievable Technical Potential | F6 | Industrial | Wood and Lumber Products | New | Process | Natural Gas | Gas Boiler - Insulate Hot Water Lines | A | Standalone Impact on Baseline Winter Peak (%) | Achievable Technical Potential | 0% | 0% | 0% | 0% | 0% | 0% | 0% | 0% | 0% | 0% | 0% | 0% | 0% | 0% | 0% | 0% | 0% | 0% | 0% | 0% | 0% | 0% | 0% | 0% | 0 | 0 | 0 | 0 | 0 | 0 | 0
F7_Industrial_Wood and Lumber Products_New_Process_Natural Gas_Gas Boiler - Insulate Hot Water Lines_A_Achievable Technical Potential | F7 | Industrial | Wood and Lumber Products | New | Process | Natural Gas | Gas Boiler - Insulate Hot Water Lines | A | Incremental Energy Savings (MWh or mTherms) | Achievable Technical Potential | 0 | 0 | 0 | 0 | 0 | 0.011717 | 0.013882 | 0.016045 | 0.018195 | 0.020347 | 0.022501 | 0.024627 | 0.026747 | 0.028863 | 0.030946 | 0.033036 | 0.035106 | 0.037177 | 0.039237 | 0.041279 | 0.043324 | 0.045359 | 0.047387 | 0.049408 | 0.051422 | 0.011717 | 0.013882 | 0.016045 | 0.018195 | 0.020347 | 0.022501
F8_Industrial_Wood and Lumber Products_New_Process_Natural Gas_Gas Boiler - Insulate Hot Water Lines_A_Achievable Technical Potential | F8 | Industrial | Wood and Lumber Products | New | Process | Natural Gas | Gas Boiler - Insulate Hot Water Lines | A | Incremental Summer Peak Savings (MW) | Achievable Technical Potential | 0 | 0 | 0 | 0 | 0 | 0 | 0 | 0 | 0 | 0 | 0 | 0 | 0 | 0 | 0 | 0 | 0 | 0 | 0 | 0 | 0 | 0 | 0 | 0 | 0 | 0 | 0 | 0 | 0 | 0 | 0
F9_Industrial_Wood and Lumber Products_New_Process_Natural Gas_Gas Boiler - Insulate Hot Water Lines_A_Achievable Technical Potential | F9 | Industrial | Wood and Lumber Products | New | Process | Natural Gas | Gas Boiler - Insulate Hot Water Lines | A | Incremental Winter Peak Savings (MW) | Achievable Technical Potential | 0 | 0 | 0 | 0 | 0 | 0 | 0 | 0 | 0 | 0 | 0 | 0 | 0 | 0 | 0 | 0 | 0 | 0 | 0 | 0 | 0 | 0 | 0 | 0 | 0 | 0 | 0 | 0 | 0 | 0 | 0
F10_Industrial_Wood and Lumber Products_New_Process_Natural Gas_Gas Boiler - Insulate Hot Water Lines_A_Achievable Technical Potential | F10 | Industrial | Wood and Lumber Products | New | Process | Natural Gas | Gas Boiler - Insulate Hot Water Lines | A | Cumulative Energy Savings (MWh or mTherms) | Achievable Technical Potential | 0 | 0 | 0 | 0 | 0 | 0.011717 | 0.025599 | 0.041644 | 0.059839 | 0.080186 | 0.10269 | 0.12731 | 0.15406 | 0.18292 | 0.21387 | 0.24691 | 0.28201 | 0.31919 | 0.35843 | 0.39971 | 0.44303 | 0.48839 | 0.53578 | 0.58518 | 0.63661 | 0.63661 | 0.63661 | 0.63661 | 0.63661 | 0.63661 | 0.63661
F11_Industrial_Wood and Lumber Products_New_Process_Natural Gas_Gas Boiler - Insulate Hot Water Lines_A_Achievable Technical Potential | F11 | Industrial | Wood and Lumber Products | New | Process | Natural Gas | Gas Boiler - Insulate Hot Water Lines | A | Cumulative Summer Peak Savings (MW) | Achievable Technical Potential | 0 | 0 | 0 | 0 | 0 | 0 | 0 | 0 | 0 | 0 | 0 | 0 | 0 | 0 | 0 | 0 | 0 | 0 | 0 | 0 | 0 | 0 | 0 | 0 | 0 | 0 | 0 | 0 | 0 | 0 | 0
F12_Industrial_Wood and Lumber Products_New_Process_Natural Gas_Gas Boiler - Insulate Hot Water Lines_A_Achievable Technical Potential | F12 | Industrial | Wood and Lumber Products | New | Process | Natural Gas | Gas Boiler - Insulate Hot Water Lines | A | Cumulative Winter Peak Savings (MW) | Achievable Technical Potential | 0 | 0 | 0 | 0 | 0 | 0 | 0 | 0 | 0 | 0 | 0 | 0 | 0 | 0 | 0 | 0 | 0 | 0 | 0 | 0 | 0 | 0 | 0 | 0 | 0 | 0 | 0 | 0 | 0 | 0 | 0
F13_Industrial_Wood and Lumber Products_New_Process_Natural Gas_Gas Boiler - Insulate Hot Water Lines_A_Achievable Technical Potential | F13 | Industrial | Wood and Lumber Products | New | Process | Natural Gas | Gas Boiler - Insulate Hot Water Lines | A | Purchases (Incremental) | Achievable Technical Potential | 0 | 0 | 0 | 0 | 0 | 0.1513 | 0.17925 | 0.20719 | 0.23496 | 0.26274 | 0.29055 | 0.318 | 0.34538 | 0.37271 | 0.3996 | 0.42659 | 0.45332 | 0.48006 | 0.50667 | 0.53303 | 0.55943 | 0.58572 | 0.61191 | 0.638 | 0.664 | 0.1513 | 0.17925 | 0.20719 | 0.23496 | 0.26274 | 0.29055
F14_Industrial_Wood and Lumber Products_New_Process_Natural Gas_Gas Boiler - Insulate Hot Water Lines_A_Achievable Technical Potential | F14 | Industrial | Wood and Lumber Products | New | Process | Natural Gas | Gas Boiler - Insulate Hot Water Lines | A | Purchases (Cumulative) | Achievable Technical Potential | 0 | 0 | 0 | 0 | 0 | 0.1513 | 0.33055 | 0.53774 | 0.7727 | 1.0354 | 1.326 | 1.644 | 1.9894 | 2.3621 | 2.7617 | 3.1883 | 3.6416 | 4.1216 | 4.6283 | 5.1613 | 5.7208 | 6.3065 | 6.9184 | 7.5564 | 8.2204 | 8.2204 | 8.2204 | 8.2204 | 8.2204 | 8.2204 | 8.2204
F1_Industrial_Wood and Lumber Products_New_Process_Natural Gas_Process - Insulate Heated Process Fluids_A_Achievable Technical Potential | F1 | Industrial | Wood and Lumber Products | New | Process | Natural Gas | Process - Insulate Heated Process Fluids | A | Original Unit Energy Savings (kWh or therms) | Achievable Technical Potential | 0 | 0 | 0 | 0 | 0 | 125.8253 | 125.8253 | 125.8253 | 125.8253 | 125.8253 | 125.8253 | 125.8253 | 125.8253 | 125.8253 | 125.8253 | 125.8253 | 125.8253 | 125.8253 | 125.8253 | 125.8253 | 125.8253 | 125.8253 | 125.8253 | 125.8253 | 125.8253 | 125.8253 | 125.8253 | 125.8253 | 125.8253 | 125.8253 | 125.8253
F2_Industrial_Wood and Lumber Products_New_Process_Natural Gas_Process - Insulate Heated Process Fluids_A_Achievable Technical Potential | F2 | Industrial | Wood and Lumber Products | New | Process | Natural Gas | Process - Insulate Heated Process Fluids | A | Original Unit Summer Peak Savings (kW) | Achievable Technical Potential | 0 | 0 | 0 | 0 | 0 | 0 | 0 | 0 | 0 | 0 | 0 | 0 | 0 | 0 | 0 | 0 | 0 | 0 | 0 | 0 | 0 | 0 | 0 | 0 | 0 | 0 | 0 | 0 | 0 | 0 | 0
F3_Industrial_Wood and Lumber Products_New_Process_Natural Gas_Process - Insulate Heated Process Fluids_A_Achievable Technical Potential | F3 | Industrial | Wood and Lumber Products | New | Process | Natural Gas | Process - Insulate Heated Process Fluids | A | Original Unit Winter Peak Savings (kW) | Achievable Technical Potential | 0 | 0 | 0 | 0 | 0 | 0 | 0 | 0 | 0 | 0 | 0 | 0 | 0 | 0 | 0 | 0 | 0 | 0 | 0 | 0 | 0 | 0 | 0 | 0 | 0 | 0 | 0 | 0 | 0 | 0 | 0
F4_Industrial_Wood and Lumber Products_New_Process_Natural Gas_Process - Insulate Heated Process Fluids_A_Achievable Technical Potential | F4 | Industrial | Wood and Lumber Products | New | Process | Natural Gas | Process - Insulate Heated Process Fluids | A | Standalone Impact on Baseline Energy (%) | Achievable Technical Potential | 0% | 0% | 0% | 0% | 0% | 0.07029% | 0.1296% | 0.1824% | 0.2312% | 0.277% | 0.3137% | 0.3373% | 0.351% | 0.3577% | 0.3595% | 0.3575% | 0.353% | 0.3466% | 0.339% | 0.3307% | 0.3219% | 0.3075% | 0.2944% | 0.2823% | 0.0027129 | 0.0026109 | 0.0025167 | 0.0024292 | 0 | 0 | 0
F5_Industrial_Wood and Lumber Products_New_Process_Natural Gas_Process - Insulate Heated Process Fluids_A_Achievable Technical Potential | F5 | Industrial | Wood and Lumber Products | New | Process | Natural Gas | Process - Insulate Heated Process Fluids | A | Standalone Impact on Baseline Summer Peak (%) | Achievable Technical Potential | 0% | 0% | 0% | 0% | 0% | 0% | 0% | 0% | 0% | 0% | 0% | 0% | 0% | 0% | 0% | 0% | 0% | 0% | 0% | 0% | 0% | 0% | 0% | 0% | 0 | 0 | 0 | 0 | 0 | 0 | 0
F6_Industrial_Wood and Lumber Products_New_Process_Natural Gas_Process - Insulate Heated Process Fluids_A_Achievable Technical Potential | F6 | Industrial | Wood and Lumber Products | New | Process | Natural Gas | Process - Insulate Heated Process Fluids | A | Standalone Impact on Baseline Winter Peak (%) | Achievable Technical Potential | 0% | 0% | 0% | 0% | 0% | 0% | 0% | 0% | 0% | 0% | 0% | 0% | 0% | 0% | 0% | 0% | 0% | 0% | 0% | 0% | 0% | 0% | 0% | 0% | 0 | 0 | 0 | 0 | 0 | 0 | 0
F7_Industrial_Wood and Lumber Products_New_Process_Natural Gas_Process - Insulate Heated Process Fluids_A_Achievable Technical Potential | F7 | Industrial | Wood and Lumber Products | New | Process | Natural Gas | Process - Insulate Heated Process Fluids | A | Incremental Energy Savings (MWh or mTherms) | Achievable Technical Potential | 0 | 0 | 0 | 0 | 0 | 0.041645 | 0.049338 | 0.057026 | 0.06467 | 0.072317 | 0.071974 | 0.06302 | 0.054757 | 0.047271 | 0.040545 | 0.034627 | 0.029438 | 0.024939 | 0.021057 | 0.017722 | 0.01488 | 0.00010626 | 3.9648e-05 | 1.4093e-05 | 4.7827e-06 | 0.041645 | 0.049338 | 0.057026 | 0.06467 | 0.072317 | 0.071974
F8_Industrial_Wood and Lumber Products_New_Process_Natural Gas_Process - Insulate Heated Process Fluids_A_Achievable Technical Potential | F8 | Industrial | Wood and Lumber Products | New | Process | Natural Gas | Process - Insulate Heated Process Fluids | A | Incremental Summer Peak Savings (MW) | Achievable Technical Potential | 0 | 0 | 0 | 0 | 0 | 0 | 0 | 0 | 0 | 0 | 0 | 0 | 0 | 0 | 0 | 0 | 0 | 0 | 0 | 0 | 0 | 0 | 0 | 0 | 0 | 0 | 0 | 0 | 0 | 0 | 0
F9_Industrial_Wood and Lumber Products_New_Process_Natural Gas_Process - Insulate Heated Process Fluids_A_Achievable Technical Potential | F9 | Industrial | Wood and Lumber Products | New | Process | Natural Gas | Process - Insulate Heated Process Fluids | A | Incremental Winter Peak Savings (MW) | Achievable Technical Potential | 0 | 0 | 0 | 0 | 0 | 0 | 0 | 0 | 0 | 0 | 0 | 0 | 0 | 0 | 0 | 0 | 0 | 0 | 0 | 0 | 0 | 0 | 0 | 0 | 0 | 0 | 0 | 0 | 0 | 0 | 0
F10_Industrial_Wood and Lumber Products_New_Process_Natural Gas_Process - Insulate Heated Process Fluids_A_Achievable Technical Potential | F10 | Industrial | Wood and Lumber Products | New | Process | Natural Gas | Process - Insulate Heated Process Fluids | A | Cumulative Energy Savings (MWh or mTherms) | Achievable Technical Potential | 0 | 0 | 0 | 0 | 0 | 0.041645 | 0.090982 | 0.14801 | 0.21268 | 0.285 | 0.35697 | 0.41999 | 0.47475 | 0.52202 | 0.56256 | 0.59719 | 0.62663 | 0.65157 | 0.67262 | 0.69035 | 0.70523 | 0.70533 | 0.70537 | 0.70539 | 0.70539 | 0.70539 | 0.70539 | 0.70539 | 0.70539 | 0.70539 | 0.70539
F11_Industrial_Wood and Lumber Products_New_Process_Natural Gas_Process - Insulate Heated Process Fluids_A_Achievable Technical Potential | F11 | Industrial | Wood and Lumber Products | New | Process | Natural Gas | Process - Insulate Heated Process Fluids | A | Cumulative Summer Peak Savings (MW) | Achievable Technical Potential | 0 | 0 | 0 | 0 | 0 | 0 | 0 | 0 | 0 | 0 | 0 | 0 | 0 | 0 | 0 | 0 | 0 | 0 | 0 | 0 | 0 | 0 | 0 | 0 | 0 | 0 | 0 | 0 | 0 | 0 | 0
F12_Industrial_Wood and Lumber Products_New_Process_Natural Gas_Process - Insulate Heated Process Fluids_A_Achievable Technical Potential | F12 | Industrial | Wood and Lumber Products | New | Process | Natural Gas | Process - Insulate Heated Process Fluids | A | Cumulative Winter Peak Savings (MW) | Achievable Technical Potential | 0 | 0 | 0 | 0 | 0 | 0 | 0 | 0 | 0 | 0 | 0 | 0 | 0 | 0 | 0 | 0 | 0 | 0 | 0 | 0 | 0 | 0 | 0 | 0 | 0 | 0 | 0 | 0 | 0 | 0 | 0
F13_Industrial_Wood and Lumber Products_New_Process_Natural Gas_Process - Insulate Heated Process Fluids_A_Achievable Technical Potential | F13 | Industrial | Wood and Lumber Products | New | Process | Natural Gas | Process - Insulate Heated Process Fluids | A | Purchases (Incremental) | Achievable Technical Potential | 0 | 0 | 0 | 0 | 0 | 0.33097 | 0.39211 | 0.45322 | 0.51396 | 0.57474 | 0.57201 | 0.50085 | 0.43518 | 0.37569 | 0.32223 | 0.2752 | 0.23396 | 0.19821 | 0.16735 | 0.14085 | 0.11826 | 0.00084452 | 0.0003151 | 0.000112 | 3.8011e-05 | 0.33097 | 0.39211 | 0.45322 | 0.51396 | 0.57474 | 0.57201
F14_Industrial_Wood and Lumber Products_New_Process_Natural Gas_Process - Insulate Heated Process Fluids_A_Achievable Technical Potential | F14 | Industrial | Wood and Lumber Products | New | Process | Natural Gas | Process - Insulate Heated Process Fluids | A | Purchases (Cumulative) | Achievable Technical Potential | 0 | 0 | 0 | 0 | 0 | 0.33097 | 0.72309 | 1.1763 | 1.6903 | 2.265 | 2.837 | 3.3379 | 3.7731 | 4.1487 | 4.471 | 4.7462 | 4.9801 | 5.1783 | 5.3457 | 5.4865 | 5.6048 | 5.6056 | 5.606 | 5.6061 | 5.6061 | 5.6061 | 5.6061 | 5.6061 | 5.6061 | 5.6061 | 5.6061
F1_Industrial_Wood and Lumber Products_New_Process_Natural Gas_Process Heat Recovery_A_Achievable Technical Potential | F1 | Industrial | Wood and Lumber Products | New | Process | Natural Gas | Process Heat Recovery | A | Original Unit Energy Savings (kWh or therms) | Achievable Technical Potential | 0 | 0 | 0 | 0 | 0 | 0.21081 | 0.21081 | 0.21081 | 0.21081 | 0.21081 | 0.21081 | 0.21081 | 0.21081 | 0.21081 | 0.21081 | 0.21081 | 0.21081 | 0.21081 | 0.21081 | 0.21081 | 0.21081 | 0.21081 | 0.21081 | 0.21081 | 0.21081 | 0.21081 | 0.21081 | 0.21081 | 0 | 0 | 0
F2_Industrial_Wood and Lumber Products_New_Process_Natural Gas_Process Heat Recovery_A_Achievable Technical Potential | F2 | Industrial | Wood and Lumber Products | New | Process | Natural Gas | Process Heat Recovery | A | Original Unit Summer Peak Savings (kW) | Achievable Technical Potential | 0 | 0 | 0 | 0 | 0 | 0 | 0 | 0 | 0 | 0 | 0 | 0 | 0 | 0 | 0 | 0 | 0 | 0 | 0 | 0 | 0 | 0 | 0 | 0 | 0 | 0 | 0 | 0 | 0 | 0 | 0
F3_Industrial_Wood and Lumber Products_New_Process_Natural Gas_Process Heat Recovery_A_Achievable Technical Potential | F3 | Industrial | Wood and Lumber Products | New | Process | Natural Gas | Process Heat Recovery | A | Original Unit Winter Peak Savings (kW) | Achievable Technical Potential | 0 | 0 | 0 | 0 | 0 | 0 | 0 | 0 | 0 | 0 | 0 | 0 | 0 | 0 | 0 | 0 | 0 | 0 | 0 | 0 | 0 | 0 | 0 | 0 | 0 | 0 | 0 | 0 | 0 | 0 | 0
F4_Industrial_Wood and Lumber Products_New_Process_Natural Gas_Process Heat Recovery_A_Achievable Technical Potential | F4 | Industrial | Wood and Lumber Products | New | Process | Natural Gas | Process Heat Recovery | A | Standalone Impact on Baseline Energy (%) | Achievable Technical Potential | 0% | 0% | 0% | 0% | 0% | 0.004239% | 0.007818% | 0.011% | 0.01394% | 0.01671% | 0.01892% | 0.02034% | 0.02117% | 0.02157% | 0.02168% | 0.02156% | 0.02129% | 0.0209% | 0.02045% | 0.01995% | 0.01901% | 0.01815% | 0.01738% | 0.01667% | 0.00016013 | 0.00015412 | 0.00014855 | 0.00014339 | 0 | 0 | 0
F5_Industrial_Wood and Lumber Products_New_Process_Natural Gas_Process Heat Recovery_A_Achievable Technical Potential | F5 | Industrial | Wood and Lumber Products | New | Process | Natural Gas | Process Heat Recovery | A | Standalone Impact on Baseline Summer Peak (%) | Achievable Technical Potential | 0% | 0% | 0% | 0% | 0% | 0% | 0% | 0% | 0% | 0% | 0% | 0% | 0% | 0% | 0% | 0% | 0% | 0% | 0% | 0% | 0% | 0% | 0% | 0% | 0 | 0 | 0 | 0 | 0 | 0 | 0
F6_Industrial_Wood and Lumber Products_New_Process_Natural Gas_Process Heat Recovery_A_Achievable Technical Potential | F6 | Industrial | Wood and Lumber Products | New | Process | Natural Gas | Process Heat Recovery | A | Standalone Impact on Baseline Winter Peak (%) | Achievable Technical Potential | 0% | 0% | 0% | 0% | 0% | 0% | 0% | 0% | 0% | 0% | 0% | 0% | 0% | 0% | 0% | 0% | 0% | 0% | 0% | 0% | 0% | 0% | 0% | 0% | 0 | 0 | 0 | 0 | 0 | 0 | 0
F7_Industrial_Wood and Lumber Products_New_Process_Natural Gas_Process Heat Recovery_A_Achievable Technical Potential | F7 | Industrial | Wood and Lumber Products | New | Process | Natural Gas | Process Heat Recovery | A | Incremental Energy Savings (MWh or mTherms) | Achievable Technical Potential | 0 | 0 | 0 | 0 | 0 | 0.0025118 | 0.0029758 | 0.0034395 | 0.0039005 | 0.0043618 | 0.0043411 | 0.003801 | 0.0033026 | 0.0028511 | 0.0024454 | 0.0020885 | 0.0017755 | 0.0015042 | 0.00127 | 0.0010689 | 0.0025118 | 0.0029758 | 0.0034395 | 0.0039005 | 0.0043618 | 0.0043411 | 0.003801 | 0.0033026 | 0 | 0 | 0
F8_Industrial_Wood and Lumber Products_New_Process_Natural Gas_Process Heat Recovery_A_Achievable Technical Potential | F8 | Industrial | Wood and Lumber Products | New | Process | Natural Gas | Process Heat Recovery | A | Incremental Summer Peak Savings (MW) | Achievable Technical Potential | 0 | 0 | 0 | 0 | 0 | 0 | 0 | 0 | 0 | 0 | 0 | 0 | 0 | 0 | 0 | 0 | 0 | 0 | 0 | 0 | 0 | 0 | 0 | 0 | 0 | 0 | 0 | 0 | 0 | 0 | 0
F9_Industrial_Wood and Lumber Products_New_Process_Natural Gas_Process Heat Recovery_A_Achievable Technical Potential | F9 | Industrial | Wood and Lumber Products | New | Process | Natural Gas | Process Heat Recovery | A | Incremental Winter Peak Savings (MW) | Achievable Technical Potential | 0 | 0 | 0 | 0 | 0 | 0 | 0 | 0 | 0 | 0 | 0 | 0 | 0 | 0 | 0 | 0 | 0 | 0 | 0 | 0 | 0 | 0 | 0 | 0 | 0 | 0 | 0 | 0 | 0 | 0 | 0
F10_Industrial_Wood and Lumber Products_New_Process_Natural Gas_Process Heat Recovery_A_Achievable Technical Potential | F10 | Industrial | Wood and Lumber Products | New | Process | Natural Gas | Process Heat Recovery | A | Cumulative Energy Savings (MWh or mTherms) | Achievable Technical Potential | 0 | 0 | 0 | 0 | 0 | 0.0025118 | 0.0054875 | 0.008927 | 0.012828 | 0.017189 | 0.02153 | 0.025331 | 0.028634 | 0.031485 | 0.03393 | 0.036019 | 0.037795 | 0.039299 | 0.040569 | 0.041638 | 0.041638 | 0.041638 | 0.041638 | 0.041638 | 0.041638 | 0.041638 | 0.041638 | 0.041638 | 0 | 0 | 0
F11_Industrial_Wood and Lumber Products_New_Process_Natural Gas_Process Heat Recovery_A_Achievable Technical Potential | F11 | Industrial | Wood and Lumber Products | New | Process | Natural Gas | Process Heat Recovery | A | Cumulative Summer Peak Savings (MW) | Achievable Technical Potential | 0 | 0 | 0 | 0 | 0 | 0 | 0 | 0 | 0 | 0 | 0 | 0 | 0 | 0 | 0 | 0 | 0 | 0 | 0 | 0 | 0 | 0 | 0 | 0 | 0 | 0 | 0 | 0 | 0 | 0 | 0
F12_Industrial_Wood and Lumber Products_New_Process_Natural Gas_Process Heat Recovery_A_Achievable Technical Potential | F12 | Industrial | Wood and Lumber Products | New | Process | Natural Gas | Process Heat Recovery | A | Cumulative Winter Peak Savings (MW) | Achievable Technical Potential | 0 | 0 | 0 | 0 | 0 | 0 | 0 | 0 | 0 | 0 | 0 | 0 | 0 | 0 | 0 | 0 | 0 | 0 | 0 | 0 | 0 | 0 | 0 | 0 | 0 | 0 | 0 | 0 | 0 | 0 | 0
F13_Industrial_Wood and Lumber Products_New_Process_Natural Gas_Process Heat Recovery_A_Achievable Technical Potential | F13 | Industrial | Wood and Lumber Products | New | Process | Natural Gas | Process Heat Recovery | A | Purchases (Incremental) | Achievable Technical Potential | 0 | 0 | 0 | 0 | 0 | 11.915 | 14.116 | 16.3159 | 18.5027 | 20.6907 | 20.5925 | 18.0307 | 15.6665 | 13.5247 | 11.6004 | 9.9072 | 8.4225 | 7.1354 | 6.0247 | 5.0706 | 11.915 | 14.116 | 16.3159 | 18.5027 | 20.6907 | 20.5925 | 18.0307 | 15.6665 | 13.5247 | 11.6004 | 9.9072
F14_Industrial_Wood and Lumber Products_New_Process_Natural Gas_Process Heat Recovery_A_Achievable Technical Potential | F14 | Industrial | Wood and Lumber Products | New | Process | Natural Gas | Process Heat Recovery | A | Purchases (Cumulative) | Achievable Technical Potential | 0 | 0 | 0 | 0 | 0 | 11.915 | 26.0311 | 42.3469 | 60.8496 | 81.5404 | 102.1329 | 120.1636 | 135.8301 | 149.3548 | 160.9551 | 170.8623 | 179.2848 | 186.4202 | 192.4449 | 197.5154 | 197.5154 | 197.5154 | 197.5154 | 197.5154 | 197.5154 | 197.5154 | 197.5154 | 197.5154 | 197.5154 | 197.5154 | 197.5154
F1_Industrial_Wood and Lumber Products_New_Space Heating_Natural Gas_Building Automation System_A_Achievable Technical Potential | F1 | Industrial | Wood and Lumber Products | New | Space Heating | Natural Gas | Building Automation System | A | Original Unit Energy Savings (kWh or therms) | Achievable Technical Potential | 0 | 0 | 0 | 0 | 0 | 0.014581 | 0.014392 | 0.014255 | 0.014151 | 0.014068 | 0.014002 | 0.013924 | 0.013842 | 0.013762 | 0.013684 | 0.013622 | 0.013574 | 0.013536 | 0.013475 | 0.01343 | 0.013398 | 0.013373 | 0.013373 | 0.013373 | 0.013373 | 0.013373 | 0.013373 | 0.013373 | 0 | 0 | 0
F2_Industrial_Wood and Lumber Products_New_Space Heating_Natural Gas_Building Automation System_A_Achievable Technical Potential | F2 | Industrial | Wood and Lumber Products | New | Space Heating | Natural Gas | Building Automation System | A | Original Unit Summer Peak Savings (kW) | Achievable Technical Potential | 0 | 0 | 0 | 0 | 0 | 0 | 0 | 0 | 0 | 0 | 0 | 0 | 0 | 0 | 0 | 0 | 0 | 0 | 0 | 0 | 0 | 0 | 0 | 0 | 0 | 0 | 0 | 0 | 0 | 0 | 0
F3_Industrial_Wood and Lumber Products_New_Space Heating_Natural Gas_Building Automation System_A_Achievable Technical Potential | F3 | Industrial | Wood and Lumber Products | New | Space Heating | Natural Gas | Building Automation System | A | Original Unit Winter Peak Savings (kW) | Achievable Technical Potential | 0 | 0 | 0 | 0 | 0 | 0 | 0 | 0 | 0 | 0 | 0 | 0 | 0 | 0 | 0 | 0 | 0 | 0 | 0 | 0 | 0 | 0 | 0 | 0 | 0 | 0 | 0 | 0 | 0 | 0 | 0
F4_Industrial_Wood and Lumber Products_New_Space Heating_Natural Gas_Building Automation System_A_Achievable Technical Potential | F4 | Industrial | Wood and Lumber Products | New | Space Heating | Natural Gas | Building Automation System | A | Standalone Impact on Baseline Energy (%) | Achievable Technical Potential | 0% | 0% | 0% | 0% | 0% | 0.003058% | 0.008695% | 0.01838% | 0.03386% | 0.05708% | 0.09001% | 0.1345% | 0.1915% | 0.2612% | 0.3423% | 0.4314% | 0.5238% | 0.613% | 0.6923% | 0.7561% | 0.8007% | 0.8249% | 0.8289% | 0.8159% | 0.0079126 | 0.0076153 | 0.0073403 | 0.0070852 | 0 | 0 | 0
F5_Industrial_Wood and Lumber Products_New_Space Heating_Natural Gas_Building Automation System_A_Achievable Technical Potential | F5 | Industrial | Wood and Lumber Products | New | Space Heating | Natural Gas | Building Automation System | A | Standalone Impact on Baseline Summer Peak (%) | Achievable Technical Potential | 0% | 0% | 0% | 0% | 0% | 0% | 0% | 0% | 0% | 0% | 0% | 0% | 0% | 0% | 0% | 0% | 0% | 0% | 0% | 0% | 0% | 0% | 0% | 0% | 0 | 0 | 0 | 0 | 0 | 0 | 0
F6_Industrial_Wood and Lumber Products_New_Space Heating_Natural Gas_Building Automation System_A_Achievable Technical Potential | F6 | Industrial | Wood and Lumber Products | New | Space Heating | Natural Gas | Building Automation System | A | Standalone Impact on Baseline Winter Peak (%) | Achievable Technical Potential | 0% | 0% | 0% | 0% | 0% | 0% | 0% | 0% | 0% | 0% | 0% | 0% | 0% | 0% | 0% | 0% | 0% | 0% | 0% | 0% | 0% | 0% | 0% | 0% | 0 | 0 | 0 | 0 | 0 | 0 | 0
F7_Industrial_Wood and Lumber Products_New_Space Heating_Natural Gas_Building Automation System_A_Achievable Technical Potential | F7 | Industrial | Wood and Lumber Products | New | Space Heating | Natural Gas | Building Automation System | A | Incremental Energy Savings (MWh or mTherms) | Achievable Technical Potential | 0 | 0 | 0 | 0 | 0 | 2.5708e-05 | 6.0095e-05 | 0.00012215 | 0.00022368 | 0.00037746 | 0.00059498 | 0.00088089 | 0.001233 | 0.0016361 | 0.0020568 | 0.0024524 | 0.0027626 | 0.0029294 | 0.0029014 | 0.0026749 | 0.0023161 | 0.0018508 | 0.0013386 | 0.00089171 | 0.00060525 | 0.00056825 | 0.00084602 | 0.0011912 | 0 | 0 | 0
F8_Industrial_Wood and Lumber Products_New_Space Heating_Natural Gas_Building Automation System_A_Achievable Technical Potential | F8 | Industrial | Wood and Lumber Products | New | Space Heating | Natural Gas | Building Automation System | A | Incremental Summer Peak Savings (MW) | Achievable Technical Potential | 0 | 0 | 0 | 0 | 0 | 0 | 0 | 0 | 0 | 0 | 0 | 0 | 0 | 0 | 0 | 0 | 0 | 0 | 0 | 0 | 0 | 0 | 0 | 0 | 0 | 0 | 0 | 0 | 0 | 0 | 0
F9_Industrial_Wood and Lumber Products_New_Space Heating_Natural Gas_Building Automation System_A_Achievable Technical Potential | F9 | Industrial | Wood and Lumber Products | New | Space Heating | Natural Gas | Building Automation System | A | Incremental Winter Peak Savings (MW) | Achievable Technical Potential | 0 | 0 | 0 | 0 | 0 | 0 | 0 | 0 | 0 | 0 | 0 | 0 | 0 | 0 | 0 | 0 | 0 | 0 | 0 | 0 | 0 | 0 | 0 | 0 | 0 | 0 | 0 | 0 | 0 | 0 | 0
F10_Industrial_Wood and Lumber Products_New_Space Heating_Natural Gas_Building Automation System_A_Achievable Technical Potential | F10 | Industrial | Wood and Lumber Products | New | Space Heating | Natural Gas | Building Automation System | A | Cumulative Energy Savings (MWh or mTherms) | Achievable Technical Potential | 0 | 0 | 0 | 0 | 0 | 2.5708e-05 | 8.5471e-05 | 0.00020681 | 0.00042897 | 0.00080394 | 0.0013951 | 0.0022682 | 0.0034879 | 0.0051037 | 0.0071315 | 0.009552 | 0.012281 | 0.015175 | 0.018009 | 0.020624 | 0.022867 | 0.024619 | 0.025843 | 0.026523 | 0.02677 | 0.02677 | 0.02677 | 0.02677 | 0 | 0 | 0
F11_Industrial_Wood and Lumber Products_New_Space Heating_Natural Gas_Building Automation System_A_Achievable Technical Potential | F11 | Industrial | Wood and Lumber Products | New | Space Heating | Natural Gas | Building Automation System | A | Cumulative Summer Peak Savings (MW) | Achievable Technical Potential | 0 | 0 | 0 | 0 | 0 | 0 | 0 | 0 | 0 | 0 | 0 | 0 | 0 | 0 | 0 | 0 | 0 | 0 | 0 | 0 | 0 | 0 | 0 | 0 | 0 | 0 | 0 | 0 | 0 | 0 | 0
F12_Industrial_Wood and Lumber Products_New_Space Heating_Natural Gas_Building Automation System_A_Achievable Technical Potential | F12 | Industrial | Wood and Lumber Products | New | Space Heating | Natural Gas | Building Automation System | A | Cumulative Winter Peak Savings (MW) | Achievable Technical Potential | 0 | 0 | 0 | 0 | 0 | 0 | 0 | 0 | 0 | 0 | 0 | 0 | 0 | 0 | 0 | 0 | 0 | 0 | 0 | 0 | 0 | 0 | 0 | 0 | 0 | 0 | 0 | 0 | 0 | 0 | 0
F13_Industrial_Wood and Lumber Products_New_Space Heating_Natural Gas_Building Automation System_A_Achievable Technical Potential | F13 | Industrial | Wood and Lumber Products | New | Space Heating | Natural Gas | Building Automation System | A | Purchases (Incremental) | Achievable Technical Potential | 0 | 0 | 0 | 0 | 0 | 1.7631 | 4.1755 | 8.5691 | 15.807 | 26.83 | 42.4933 | 63.2644 | 89.0747 | 118.8858 | 150.3094 | 180.0287 | 203.5194 | 216.4235 | 215.3218 | 199.168 | 172.8668 | 138.4043 | 100.1022 | 66.6812 | 45.2601 | 42.4933 | 63.2644 | 89.0747 | 118.8858 | 150.3094 | 180.0287
F14_Industrial_Wood and Lumber Products_New_Space Heating_Natural Gas_Building Automation System_A_Achievable Technical Potential | F14 | Industrial | Wood and Lumber Products | New | Space Heating | Natural Gas | Building Automation System | A | Purchases (Cumulative) | Achievable Technical Potential | 0 | 0 | 0 | 0 | 0 | 1.7631 | 5.9386 | 14.5077 | 30.3146 | 57.1447 | 99.6379 | 162.9023 | 251.977 | 370.8628 | 521.1722 | 701.2009 | 904.7204 | 1121.1439 | 1336.4657 | 1535.6337 | 1706.7374 | 1840.9662 | 1932.4994 | 1983.3736 | 2001.8036 | 2001.8036 | 2001.8036 | 2001.8036 | 2001.8036 | 2001.8036 | 2001.8036
F1_Industrial_Wood and Lumber Products_New_Space Heating_Natural Gas_Steam System Efficiency Improvements_A_Achievable Technical Potential | F1 | Industrial | Wood and Lumber Products | New | Space Heating | Natural Gas | Steam System Efficiency Improvements | A | Original Unit Energy Savings (kWh or therms) | Achievable Technical Potential | 0 | 0 | 0 | 0 | 0 | 0 | 0 | 0 | 0 | 0 | 0 | 0 | 0 | 0 | 0 | 0 | 0 | 0 | 0 | 0 | 0 | 0 | 0 | 0 | 0 | 0 | 0 | 0 | 0 | 0 | 0
F2_Industrial_Wood and Lumber Products_New_Space Heating_Natural Gas_Steam System Efficiency Improvements_A_Achievable Technical Potential | F2 | Industrial | Wood and Lumber Products | New | Space Heating | Natural Gas | Steam System Efficiency Improvements | A | Original Unit Summer Peak Savings (kW) | Achievable Technical Potential | 0 | 0 | 0 | 0 | 0 | 0 | 0 | 0 | 0 | 0 | 0 | 0 | 0 | 0 | 0 | 0 | 0 | 0 | 0 | 0 | 0 | 0 | 0 | 0 | 0 | 0 | 0 | 0 | 0 | 0 | 0
F3_Industrial_Wood and Lumber Products_New_Space Heating_Natural Gas_Steam System Efficiency Improvements_A_Achievable Technical Potential | F3 | Industrial | Wood and Lumber Products | New | Space Heating | Natural Gas | Steam System Efficiency Improvements | A | Original Unit Winter Peak Savings (kW) | Achievable Technical Potential | 0 | 0 | 0 | 0 | 0 | 0 | 0 | 0 | 0 | 0 | 0 | 0 | 0 | 0 | 0 | 0 | 0 | 0 | 0 | 0 | 0 | 0 | 0 | 0 | 0 | 0 | 0 | 0 | 0 | 0 | 0
F4_Industrial_Wood and Lumber Products_New_Space Heating_Natural Gas_Steam System Efficiency Improvements_A_Achievable Technical Potential | F4 | Industrial | Wood and Lumber Products | New | Space Heating | Natural Gas | Steam System Efficiency Improvements | A | Standalone Impact on Baseline Energy (%) | Achievable Technical Potential | 0% | 0% | 0% | 0% | 0% | 0% | 0% | 0% | 0% | 0% | 0% | 0% | 0% | 0% | 0% | 0% | 0% | 0% | 0% | 0% | 0% | 0% | 0% | 0% | 0 | 0 | 0 | 0 | 0 | 0 | 0
F5_Industrial_Wood and Lumber Products_New_Space Heating_Natural Gas_Steam System Efficiency Improvements_A_Achievable Technical Potential | F5 | Industrial | Wood and Lumber Products | New | Space Heating | Natural Gas | Steam System Efficiency Improvements | A | Standalone Impact on Baseline Summer Peak (%) | Achievable Technical Potential | 0% | 0% | 0% | 0% | 0% | 0% | 0% | 0% | 0% | 0% | 0% | 0% | 0% | 0% | 0% | 0% | 0% | 0% | 0% | 0% | 0% | 0% | 0% | 0% | 0 | 0 | 0 | 0 | 0 | 0 | 0
F6_Industrial_Wood and Lumber Products_New_Space Heating_Natural Gas_Steam System Efficiency Improvements_A_Achievable Technical Potential | F6 | Industrial | Wood and Lumber Products | New | Space Heating | Natural Gas | Steam System Efficiency Improvements | A | Standalone Impact on Baseline Winter Peak (%) | Achievable Technical Potential | 0% | 0% | 0% | 0% | 0% | 0% | 0% | 0% | 0% | 0% | 0% | 0% | 0% | 0% | 0% | 0% | 0% | 0% | 0% | 0% | 0% | 0% | 0% | 0% | 0 | 0 | 0 | 0 | 0 | 0 | 0
F7_Industrial_Wood and Lumber Products_New_Space Heating_Natural Gas_Steam System Efficiency Improvements_A_Achievable Technical Potential | F7 | Industrial | Wood and Lumber Products | New | Space Heating | Natural Gas | Steam System Efficiency Improvements | A | Incremental Energy Savings (MWh or mTherms) | Achievable Technical Potential | 0 | 0 | 0 | 0 | 0 | 0 | 0 | 0 | 0 | 0 | 0 | 0 | 0 | 0 | 0 | 0 | 0 | 0 | 0 | 0 | 0 | 0 | 0 | 0 | 0 | 0 | 0 | 0 | 0 | 0 | 0
F8_Industrial_Wood and Lumber Products_New_Space Heating_Natural Gas_Steam System Efficiency Improvements_A_Achievable Technical Potential | F8 | Industrial | Wood and Lumber Products | New | Space Heating | Natural Gas | Steam System Efficiency Improvements | A | Incremental Summer Peak Savings (MW) | Achievable Technical Potential | 0 | 0 | 0 | 0 | 0 | 0 | 0 | 0 | 0 | 0 | 0 | 0 | 0 | 0 | 0 | 0 | 0 | 0 | 0 | 0 | 0 | 0 | 0 | 0 | 0 | 0 | 0 | 0 | 0 | 0 | 0
F9_Industrial_Wood and Lumber Products_New_Space Heating_Natural Gas_Steam System Efficiency Improvements_A_Achievable Technical Potential | F9 | Industrial | Wood and Lumber Products | New | Space Heating | Natural Gas | Steam System Efficiency Improvements | A | Incremental Winter Peak Savings (MW) | Achievable Technical Potential | 0 | 0 | 0 | 0 | 0 | 0 | 0 | 0 | 0 | 0 | 0 | 0 | 0 | 0 | 0 | 0 | 0 | 0 | 0 | 0 | 0 | 0 | 0 | 0 | 0 | 0 | 0 | 0 | 0 | 0 | 0
F10_Industrial_Wood and Lumber Products_New_Space Heating_Natural Gas_Steam System Efficiency Improvements_A_Achievable Technical Potential | F10 | Industrial | Wood and Lumber Products | New | Space Heating | Natural Gas | Steam System Efficiency Improvements | A | Cumulative Energy Savings (MWh or mTherms) | Achievable Technical Potential | 0 | 0 | 0 | 0 | 0 | 0 | 0 | 0 | 0 | 0 | 0 | 0 | 0 | 0 | 0 | 0 | 0 | 0 | 0 | 0 | 0 | 0 | 0 | 0 | 0 | 0 | 0 | 0 | 0 | 0 | 0
F11_Industrial_Wood and Lumber Products_New_Space Heating_Natural Gas_Steam System Efficiency Improvements_A_Achievable Technical Potential | F11 | Industrial | Wood and Lumber Products | New | Space Heating | Natural Gas | Steam System Efficiency Improvements | A | Cumulative Summer Peak Savings (MW) | Achievable Technical Potential | 0 | 0 | 0 | 0 | 0 | 0 | 0 | 0 | 0 | 0 | 0 | 0 | 0 | 0 | 0 | 0 | 0 | 0 | 0 | 0 | 0 | 0 | 0 | 0 | 0 | 0 | 0 | 0 | 0 | 0 | 0
F12_Industrial_Wood and Lumber Products_New_Space Heating_Natural Gas_Steam System Efficiency Improvements_A_Achievable Technical Potential | F12 | Industrial | Wood and Lumber Products | New | Space Heating | Natural Gas | Steam System Efficiency Improvements | A | Cumulative Winter Peak Savings (MW) | Achievable Technical Potential | 0 | 0 | 0 | 0 | 0 | 0 | 0 | 0 | 0 | 0 | 0 | 0 | 0 | 0 | 0 | 0 | 0 | 0 | 0 | 0 | 0 | 0 | 0 | 0 | 0 | 0 | 0 | 0 | 0 | 0 | 0
F13_Industrial_Wood and Lumber Products_New_Space Heating_Natural Gas_Steam System Efficiency Improvements_A_Achievable Technical Potential | F13 | Industrial | Wood and Lumber Products | New | Space Heating | Natural Gas | Steam System Efficiency Improvements | A | Purchases (Incremental) | Achievable Technical Potential | 0 | 0 | 0 | 0 | 0 | 0 | 0 | 0 | 0 | 0 | 0 | 0 | 0 | 0 | 0 | 0 | 0 | 0 | 0 | 0 | 0 | 0 | 0 | 0 | 0 | 0 | 0 | 0 | 0 | 0 | 0
F14_Industrial_Wood and Lumber Products_New_Space Heating_Natural Gas_Steam System Efficiency Improvements_A_Achievable Technical Potential | F14 | Industrial | Wood and Lumber Products | New | Space Heating | Natural Gas | Steam System Efficiency Improvements | A | Purchases (Cumulative) | Achievable Technical Potential | 0 | 0 | 0 | 0 | 0 | 0 | 0 | 0 | 0 | 0 | 0 | 0 | 0 | 0 | 0 | 0 | 0 | 0 | 0 | 0 | 0 | 0 | 0 | 0 | 0 | 0 | 0 | 0 | 0 | 0 | 0
F1_Industrial_Wood and Lumber Products_New_Process_Natural Gas_Steam System Efficiency Improvements_A_Achievable Technical Potential | F1 | Industrial | Wood and Lumber Products | New | Process | Natural Gas | Steam System Efficiency Improvements | A | Original Unit Energy Savings (kWh or therms) | Achievable Technical Potential | 0 | 0 | 0 | 0 | 0 | 0.98506 | 0.98506 | 0.98506 | 0.98506 | 0.98506 | 0.98506 | 0.98506 | 0.98506 | 0.98506 | 0.98506 | 0.98506 | 0.98506 | 0.98506 | 0.98506 | 0.98506 | 0.98506 | 0.98506 | 0.98506 | 0.98506 | 0.98506 | 0.98506 | 0.98506 | 0.98506 | 0.98506 | 0.98506 | 0.98506
F2_Industrial_Wood and Lumber Products_New_Process_Natural Gas_Steam System Efficiency Improvements_A_Achievable Technical Potential | F2 | Industrial | Wood and Lumber Products | New | Process | Natural Gas | Steam System Efficiency Improvements | A | Original Unit Summer Peak Savings (kW) | Achievable Technical Potential | 0 | 0 | 0 | 0 | 0 | 0 | 0 | 0 | 0 | 0 | 0 | 0 | 0 | 0 | 0 | 0 | 0 | 0 | 0 | 0 | 0 | 0 | 0 | 0 | 0 | 0 | 0 | 0 | 0 | 0 | 0
F3_Industrial_Wood and Lumber Products_New_Process_Natural Gas_Steam System Efficiency Improvements_A_Achievable Technical Potential | F3 | Industrial | Wood and Lumber Products | New | Process | Natural Gas | Steam System Efficiency Improvements | A | Original Unit Winter Peak Savings (kW) | Achievable Technical Potential | 0 | 0 | 0 | 0 | 0 | 0 | 0 | 0 | 0 | 0 | 0 | 0 | 0 | 0 | 0 | 0 | 0 | 0 | 0 | 0 | 0 | 0 | 0 | 0 | 0 | 0 | 0 | 0 | 0 | 0 | 0
F4_Industrial_Wood and Lumber Products_New_Process_Natural Gas_Steam System Efficiency Improvements_A_Achievable Technical Potential | F4 | Industrial | Wood and Lumber Products | New | Process | Natural Gas | Steam System Efficiency Improvements | A | Standalone Impact on Baseline Energy (%) | Achievable Technical Potential | 0% | 0% | 0% | 0% | 0% | 7.741e-05% | 0.0002201% | 0.0004651% | 0.0008571% | 0.001445% | 0.002238% | 0.003279% | 0.004567% | 0.00607% | 0.007714% | 0.009368% | 0.01087% | 0.01203% | 0.01266% | 0.01264% | 0.01205% | 0.01151% | 0.01101% | 0.01056% | 0.00010149 | 9.7676e-05 | 9.4149e-05 | 9.0877e-05 | 0 | 0 | 0
F5_Industrial_Wood and Lumber Products_New_Process_Natural Gas_Steam System Efficiency Improvements_A_Achievable Technical Potential | F5 | Industrial | Wood and Lumber Products | New | Process | Natural Gas | Steam System Efficiency Improvements | A | Standalone Impact on Baseline Summer Peak (%) | Achievable Technical Potential | 0% | 0% | 0% | 0% | 0% | 0% | 0% | 0% | 0% | 0% | 0% | 0% | 0% | 0% | 0% | 0% | 0% | 0% | 0% | 0% | 0% | 0% | 0% | 0% | 0 | 0 | 0 | 0 | 0 | 0 | 0
F6_Industrial_Wood and Lumber Products_New_Process_Natural Gas_Steam System Efficiency Improvements_A_Achievable Technical Potential | F6 | Industrial | Wood and Lumber Products | New | Process | Natural Gas | Steam System Efficiency Improvements | A | Standalone Impact on Baseline Winter Peak (%) | Achievable Technical Potential | 0% | 0% | 0% | 0% | 0% | 0% | 0% | 0% | 0% | 0% | 0% | 0% | 0% | 0% | 0% | 0% | 0% | 0% | 0% | 0% | 0% | 0% | 0% | 0% | 0 | 0 | 0 | 0 | 0 | 0 | 0
F7_Industrial_Wood and Lumber Products_New_Process_Natural Gas_Steam System Efficiency Improvements_A_Achievable Technical Potential | F7 | Industrial | Wood and Lumber Products | New | Process | Natural Gas | Steam System Efficiency Improvements | A | Incremental Energy Savings (MWh or mTherms) | Achievable Technical Potential | 0 | 0 | 0 | 0 | 0 | 4.5864e-05 | 0.00010862 | 0.00022291 | 0.00041118 | 0.00069792 | 0.0011054 | 0.0016457 | 0.0023171 | 0.0030926 | 0.00391 | 0.0046831 | 0.0052941 | 0.0056298 | 0.0056011 | 0.0051809 | 0.0046831 | 0.0052941 | 0.0056298 | 0.0056011 | 0.0051809 | 0.0046831 | 0.0052941 | 0.0056298 | 0.0056011 | 0.0051809 | 0.0046831
F8_Industrial_Wood and Lumber Products_New_Process_Natural Gas_Steam System Efficiency Improvements_A_Achievable Technical Potential | F8 | Industrial | Wood and Lumber Products | New | Process | Natural Gas | Steam System Efficiency Improvements | A | Incremental Summer Peak Savings (MW) | Achievable Technical Potential | 0 | 0 | 0 | 0 | 0 | 0 | 0 | 0 | 0 | 0 | 0 | 0 | 0 | 0 | 0 | 0 | 0 | 0 | 0 | 0 | 0 | 0 | 0 | 0 | 0 | 0 | 0 | 0 | 0 | 0 | 0
F9_Industrial_Wood and Lumber Products_New_Process_Natural Gas_Steam System Efficiency Improvements_A_Achievable Technical Potential | F9 | Industrial | Wood and Lumber Products | New | Process | Natural Gas | Steam System Efficiency Improvements | A | Incremental Winter Peak Savings (MW) | Achievable Technical Potential | 0 | 0 | 0 | 0 | 0 | 0 | 0 | 0 | 0 | 0 | 0 | 0 | 0 | 0 | 0 | 0 | 0 | 0 | 0 | 0 | 0 | 0 | 0 | 0 | 0 | 0 | 0 | 0 | 0 | 0 | 0
F10_Industrial_Wood and Lumber Products_New_Process_Natural Gas_Steam System Efficiency Improvements_A_Achievable Technical Potential | F10 | Industrial | Wood and Lumber Products | New | Process | Natural Gas | Steam System Efficiency Improvements | A | Cumulative Energy Savings (MWh or mTherms) | Achievable Technical Potential | 0 | 0 | 0 | 0 | 0 | 4.5864e-05 | 0.00015448 | 0.00037738 | 0.00078857 | 0.0014865 | 0.002546 | 0.0040831 | 0.0061772 | 0.0088586 | 0.012071 | 0.015648 | 0.019297 | 0.022609 | 0.025118 | 0.026389 | 0.026389 | 0.026389 | 0.026389 | 0.026389 | 0.026389 | 0.026389 | 0.026389 | 0.026389 | 0.026389 | 0.026389 | 0.026389
F11_Industrial_Wood and Lumber Products_New_Process_Natural Gas_Steam System Efficiency Improvements_A_Achievable Technical Potential | F11 | Industrial | Wood and Lumber Products | New | Process | Natural Gas | Steam System Efficiency Improvements | A | Cumulative Summer Peak Savings (MW) | Achievable Technical Potential | 0 | 0 | 0 | 0 | 0 | 0 | 0 | 0 | 0 | 0 | 0 | 0 | 0 | 0 | 0 | 0 | 0 | 0 | 0 | 0 | 0 | 0 | 0 | 0 | 0 | 0 | 0 | 0 | 0 | 0 | 0
F12_Industrial_Wood and Lumber Products_New_Process_Natural Gas_Steam System Efficiency Improvements_A_Achievable Technical Potential | F12 | Industrial | Wood and Lumber Products | New | Process | Natural Gas | Steam System Efficiency Improvements | A | Cumulative Winter Peak Savings (MW) | Achievable Technical Potential | 0 | 0 | 0 | 0 | 0 | 0 | 0 | 0 | 0 | 0 | 0 | 0 | 0 | 0 | 0 | 0 | 0 | 0 | 0 | 0 | 0 | 0 | 0 | 0 | 0 | 0 | 0 | 0 | 0 | 0 | 0
F13_Industrial_Wood and Lumber Products_New_Process_Natural Gas_Steam System Efficiency Improvements_A_Achievable Technical Potential | F13 | Industrial | Wood and Lumber Products | New | Process | Natural Gas | Steam System Efficiency Improvements | A | Purchases (Incremental) | Achievable Technical Potential | 0 | 0 | 0 | 0 | 0 | 0.04656 | 0.11026 | 0.22629 | 0.41742 | 0.70851 | 1.1221 | 1.6706 | 2.3522 | 3.1395 | 3.9693 | 4.7541 | 5.3744 | 5.7152 | 5.6861 | 5.2595 | 4.7541 | 5.3744 | 5.7152 | 5.6861 | 5.2595 | 4.7541 | 5.3744 | 5.7152 | 5.6861 | 5.2595 | 4.7541
F14_Industrial_Wood and Lumber Products_New_Process_Natural Gas_Steam System Efficiency Improvements_A_Achievable Technical Potential | F14 | Industrial | Wood and Lumber Products | New | Process | Natural Gas | Steam System Efficiency Improvements | A | Purchases (Cumulative) | Achievable Technical Potential | 0 | 0 | 0 | 0 | 0 | 0.04656 | 0.15682 | 0.38311 | 0.80053 | 1.509 | 2.5846 | 4.145 | 6.2709 | 8.993 | 12.2537 | 15.8857 | 19.5895 | 22.9524 | 25.499 | 26.7893 | 26.7893 | 26.7893 | 26.7893 | 26.7893 | 26.7893 | 26.7893 | 26.7893 | 26.7893 | 26.7893 | 26.7893 | 26.7893
F1_Industrial_Wood and Lumber Products_New_Space Heating_Natural Gas_Strategic Energy Management_A_Achievable Technical Potential | F1 | Industrial | Wood and Lumber Products | New | Space Heating | Natural Gas | Strategic Energy Management | A | Original Unit Energy Savings (kWh or therms) | Achievable Technical Potential | 0 | 0 | 0 | 0 | 0 | 5.2427 | 5.1749 | 5.1255 | 5.088 | 5.0584 | 5.0345 | 5.0065 | 4.9771 | 4.9481 | 4.9201 | 4.898 | 4.8807 | 4.8669 | 4.845 | 4.829 | 4.8174 | 4.8083 | 4.8083 | 4.8083 | 4.8083 | 4.8083 | 4.8083 | 4.8083 | 0 | 0 | 0
F2_Industrial_Wood and Lumber Products_New_Space Heating_Natural Gas_Strategic Energy Management_A_Achievable Technical Potential | F2 | Industrial | Wood and Lumber Products | New | Space Heating | Natural Gas | Strategic Energy Management | A | Original Unit Summer Peak Savings (kW) | Achievable Technical Potential | 0 | 0 | 0 | 0 | 0 | 0 | 0 | 0 | 0 | 0 | 0 | 0 | 0 | 0 | 0 | 0 | 0 | 0 | 0 | 0 | 0 | 0 | 0 | 0 | 0 | 0 | 0 | 0 | 0 | 0 | 0
F3_Industrial_Wood and Lumber Products_New_Space Heating_Natural Gas_Strategic Energy Management_A_Achievable Technical Potential | F3 | Industrial | Wood and Lumber Products | New | Space Heating | Natural Gas | Strategic Energy Management | A | Original Unit Winter Peak Savings (kW) | Achievable Technical Potential | 0 | 0 | 0 | 0 | 0 | 0 | 0 | 0 | 0 | 0 | 0 | 0 | 0 | 0 | 0 | 0 | 0 | 0 | 0 | 0 | 0 | 0 | 0 | 0 | 0 | 0 | 0 | 0 | 0 | 0 | 0
F4_Industrial_Wood and Lumber Products_New_Space Heating_Natural Gas_Strategic Energy Management_A_Achievable Technical Potential | F4 | Industrial | Wood and Lumber Products | New | Space Heating | Natural Gas | Strategic Energy Management | A | Standalone Impact on Baseline Energy (%) | Achievable Technical Potential | 0% | 0% | 0% | 0% | 0% | 0.01923% | 0.03546% | 0.04992% | 0.06325% | 0.07579% | 0.07775% | 0.07943% | 0.08083% | 0.08201% | 0.08308% | 0.08396% | 0.08475% | 0.08542% | 0.08602% | 0.08658% | 0.08706% | 0.0875% | 0.0879% | 0.08826% | 0.00088601 | 0.00085273 | 0.00082193 | 0.00079336 | 0 | 0 | 0
F5_Industrial_Wood and Lumber Products_New_Space Heating_Natural Gas_Strategic Energy Management_A_Achievable Technical Potential | F5 | Industrial | Wood and Lumber Products | New | Space Heating | Natural Gas | Strategic Energy Management | A | Standalone Impact on Baseline Summer Peak (%) | Achievable Technical Potential | 0% | 0% | 0% | 0% | 0% | 0% | 0% | 0% | 0% | 0% | 0% | 0% | 0% | 0% | 0% | 0% | 0% | 0% | 0% | 0% | 0% | 0% | 0% | 0% | 0 | 0 | 0 | 0 | 0 | 0 | 0
F6_Industrial_Wood and Lumber Products_New_Space Heating_Natural Gas_Strategic Energy Management_A_Achievable Technical Potential | F6 | Industrial | Wood and Lumber Products | New | Space Heating | Natural Gas | Strategic Energy Management | A | Standalone Impact on Baseline Winter Peak (%) | Achievable Technical Potential | 0% | 0% | 0% | 0% | 0% | 0% | 0% | 0% | 0% | 0% | 0% | 0% | 0% | 0% | 0% | 0% | 0% | 0% | 0% | 0% | 0% | 0% | 0% | 0% | 0 | 0 | 0 | 0 | 0 | 0 | 0
F7_Industrial_Wood and Lumber Products_New_Space Heating_Natural Gas_Strategic Energy Management_A_Achievable Technical Potential | F7 | Industrial | Wood and Lumber Products | New | Space Heating | Natural Gas | Strategic Energy Management | A | Incremental Energy Savings (MWh or mTherms) | Achievable Technical Potential | 0 | 0 | 0 | 0 | 0 | 0.00016165 | 0.00018904 | 0.00021641 | 0.00024362 | 0.00027085 | 0.0002981 | 0.00032445 | 0.00035032 | 0.00037583 | 0.00040066 | 0.00042581 | 0.00045089 | 0.00047614 | 0.00050027 | 0.00052456 | 0.00054922 | 0.00057394 | 0.0005996 | 0.00062517 | 0.00065065 | 0.00054818 | 0.00057394 | 0.0005996 | 0 | 0 | 0
F8_Industrial_Wood and Lumber Products_New_Space Heating_Natural Gas_Strategic Energy Management_A_Achievable Technical Potential | F8 | Industrial | Wood and Lumber Products | New | Space Heating | Natural Gas | Strategic Energy Management | A | Incremental Summer Peak Savings (MW) | Achievable Technical Potential | 0 | 0 | 0 | 0 | 0 | 0 | 0 | 0 | 0 | 0 | 0 | 0 | 0 | 0 | 0 | 0 | 0 | 0 | 0 | 0 | 0 | 0 | 0 | 0 | 0 | 0 | 0 | 0 | 0 | 0 | 0
F9_Industrial_Wood and Lumber Products_New_Space Heating_Natural Gas_Strategic Energy Management_A_Achievable Technical Potential | F9 | Industrial | Wood and Lumber Products | New | Space Heating | Natural Gas | Strategic Energy Management | A | Incremental Winter Peak Savings (MW) | Achievable Technical Potential | 0 | 0 | 0 | 0 | 0 | 0 | 0 | 0 | 0 | 0 | 0 | 0 | 0 | 0 | 0 | 0 | 0 | 0 | 0 | 0 | 0 | 0 | 0 | 0 | 0 | 0 | 0 | 0 | 0 | 0 | 0
F10_Industrial_Wood and Lumber Products_New_Space Heating_Natural Gas_Strategic Energy Management_A_Achievable Technical Potential | F10 | Industrial | Wood and Lumber Products | New | Space Heating | Natural Gas | Strategic Energy Management | A | Cumulative Energy Savings (MWh or mTherms) | Achievable Technical Potential | 0 | 0 | 0 | 0 | 0 | 0.00016165 | 0.00034861 | 0.00056169 | 0.0008012 | 0.0010674 | 0.0012052 | 0.0013401 | 0.0014724 | 0.0016027 | 0.0017308 | 0.0018589 | 0.0019869 | 0.0021149 | 0.0022376 | 0.0023615 | 0.0024863 | 0.0026113 | 0.0027405 | 0.0028692 | 0.0029975 | 0.0029975 | 0.0029975 | 0.0029975 | 0 | 0 | 0
F11_Industrial_Wood and Lumber Products_New_Space Heating_Natural Gas_Strategic Energy Management_A_Achievable Technical Potential | F11 | Industrial | Wood and Lumber Products | New | Space Heating | Natural Gas | Strategic Energy Management | A | Cumulative Summer Peak Savings (MW) | Achievable Technical Potential | 0 | 0 | 0 | 0 | 0 | 0 | 0 | 0 | 0 | 0 | 0 | 0 | 0 | 0 | 0 | 0 | 0 | 0 | 0 | 0 | 0 | 0 | 0 | 0 | 0 | 0 | 0 | 0 | 0 | 0 | 0
F12_Industrial_Wood and Lumber Products_New_Space Heating_Natural Gas_Strategic Energy Management_A_Achievable Technical Potential | F12 | Industrial | Wood and Lumber Products | New | Space Heating | Natural Gas | Strategic Energy Management | A | Cumulative Winter Peak Savings (MW) | Achievable Technical Potential | 0 | 0 | 0 | 0 | 0 | 0 | 0 | 0 | 0 | 0 | 0 | 0 | 0 | 0 | 0 | 0 | 0 | 0 | 0 | 0 | 0 | 0 | 0 | 0 | 0 | 0 | 0 | 0 | 0 | 0 | 0
F13_Industrial_Wood and Lumber Products_New_Space Heating_Natural Gas_Strategic Energy Management_A_Achievable Technical Potential | F13 | Industrial | Wood and Lumber Products | New | Space Heating | Natural Gas | Strategic Energy Management | A | Purchases (Incremental) | Achievable Technical Potential | 0 | 0 | 0 | 0 | 0 | 0.030834 | 0.03653 | 0.042223 | 0.047882 | 0.053544 | 0.059211 | 0.064806 | 0.070386 | 0.075954 | 0.081434 | 0.086935 | 0.092383 | 0.097832 | 0.10325 | 0.10863 | 0.11401 | 0.11936 | 0.1247 | 0.13002 | 0.13532 | 0.11401 | 0.11936 | 0.1247 | 0.13002 | 0.13532 | 0.11401
F14_Industrial_Wood and Lumber Products_New_Space Heating_Natural Gas_Strategic Energy Management_A_Achievable Technical Potential | F14 | Industrial | Wood and Lumber Products | New | Space Heating | Natural Gas | Strategic Energy Management | A | Purchases (Cumulative) | Achievable Technical Potential | 0 | 0 | 0 | 0 | 0 | 0.030834 | 0.067364 | 0.10959 | 0.15747 | 0.21101 | 0.23939 | 0.26767 | 0.29583 | 0.3239 | 0.35179 | 0.37951 | 0.40709 | 0.43454 | 0.46184 | 0.48903 | 0.5161 | 0.54309 | 0.56995 | 0.59672 | 0.62341 | 0.62341 | 0.62341 | 0.62341 | 0.62341 | 0.62341 | 0.62341
F1_Industrial_Wood and Lumber Products_New_Process_Natural Gas_Strategic Energy Management_A_Achievable Technical Potential | F1 | Industrial | Wood and Lumber Products | New | Process | Natural Gas | Strategic Energy Management | A | Original Unit Energy Savings (kWh or therms) | Achievable Technical Potential | 0 | 0 | 0 | 0 | 0 | 8.9454 | 8.9454 | 8.9454 | 8.9454 | 8.9454 | 8.9454 | 8.9454 | 8.9454 | 8.9454 | 8.9454 | 8.9454 | 8.9454 | 8.9454 | 8.9454 | 8.9454 | 8.9454 | 8.9454 | 8.9454 | 8.9454 | 8.9454 | 8.9454 | 8.9454 | 8.9454 | 0 | 0 | 0
F2_Industrial_Wood and Lumber Products_New_Process_Natural Gas_Strategic Energy Management_A_Achievable Technical Potential | F2 | Industrial | Wood and Lumber Products | New | Process | Natural Gas | Strategic Energy Management | A | Original Unit Summer Peak Savings (kW) | Achievable Technical Potential | 0 | 0 | 0 | 0 | 0 | 0 | 0 | 0 | 0 | 0 | 0 | 0 | 0 | 0 | 0 | 0 | 0 | 0 | 0 | 0 | 0 | 0 | 0 | 0 | 0 | 0 | 0 | 0 | 0 | 0 | 0
F3_Industrial_Wood and Lumber Products_New_Process_Natural Gas_Strategic Energy Management_A_Achievable Technical Potential | F3 | Industrial | Wood and Lumber Products | New | Process | Natural Gas | Strategic Energy Management | A | Original Unit Winter Peak Savings (kW) | Achievable Technical Potential | 0 | 0 | 0 | 0 | 0 | 0 | 0 | 0 | 0 | 0 | 0 | 0 | 0 | 0 | 0 | 0 | 0 | 0 | 0 | 0 | 0 | 0 | 0 | 0 | 0 | 0 | 0 | 0 | 0 | 0 | 0
F4_Industrial_Wood and Lumber Products_New_Process_Natural Gas_Strategic Energy Management_A_Achievable Technical Potential | F4 | Industrial | Wood and Lumber Products | New | Process | Natural Gas | Strategic Energy Management | A | Standalone Impact on Baseline Energy (%) | Achievable Technical Potential | 0% | 0% | 0% | 0% | 0% | 0.08224% | 0.1517% | 0.2134% | 0.2705% | 0.3241% | 0.3325% | 0.3397% | 0.3456% | 0.3507% | 0.3553% | 0.359% | 0.3624% | 0.3653% | 0.3678% | 0.3702% | 0.3723% | 0.3742% | 0.3759% | 0.3774% | 0.0037887 | 0.0036463 | 0.0035147 | 0.0033925 | 0 | 0 | 0
F5_Industrial_Wood and Lumber Products_New_Process_Natural Gas_Strategic Energy Management_A_Achievable Technical Potential | F5 | Industrial | Wood and Lumber Products | New | Process | Natural Gas | Strategic Energy Management | A | Standalone Impact on Baseline Summer Peak (%) | Achievable Technical Potential | 0% | 0% | 0% | 0% | 0% | 0% | 0% | 0% | 0% | 0% | 0% | 0% | 0% | 0% | 0% | 0% | 0% | 0% | 0% | 0% | 0% | 0% | 0% | 0% | 0 | 0 | 0 | 0 | 0 | 0 | 0
F6_Industrial_Wood and Lumber Products_New_Process_Natural Gas_Strategic Energy Management_A_Achievable Technical Potential | F6 | Industrial | Wood and Lumber Products | New | Process | Natural Gas | Strategic Energy Management | A | Standalone Impact on Baseline Winter Peak (%) | Achievable Technical Potential | 0% | 0% | 0% | 0% | 0% | 0% | 0% | 0% | 0% | 0% | 0% | 0% | 0% | 0% | 0% | 0% | 0% | 0% | 0% | 0% | 0% | 0% | 0% | 0% | 0 | 0 | 0 | 0 | 0 | 0 | 0
F7_Industrial_Wood and Lumber Products_New_Process_Natural Gas_Strategic Energy Management_A_Achievable Technical Potential | F7 | Industrial | Wood and Lumber Products | New | Process | Natural Gas | Strategic Energy Management | A | Incremental Energy Savings (MWh or mTherms) | Achievable Technical Potential | 0 | 0 | 0 | 0 | 0 | 0.048725 | 0.057726 | 0.066721 | 0.075664 | 0.084612 | 0.093567 | 0.10241 | 0.11123 | 0.12002 | 0.12868 | 0.13738 | 0.14599 | 0.1546 | 0.16316 | 0.17166 | 0.18016 | 0.18862 | 0.19706 | 0.20546 | 0.21383 | 0.18016 | 0.18862 | 0.19706 | 0 | 0 | 0
F8_Industrial_Wood and Lumber Products_New_Process_Natural Gas_Strategic Energy Management_A_Achievable Technical Potential | F8 | Industrial | Wood and Lumber Products | New | Process | Natural Gas | Strategic Energy Management | A | Incremental Summer Peak Savings (MW) | Achievable Technical Potential | 0 | 0 | 0 | 0 | 0 | 0 | 0 | 0 | 0 | 0 | 0 | 0 | 0 | 0 | 0 | 0 | 0 | 0 | 0 | 0 | 0 | 0 | 0 | 0 | 0 | 0 | 0 | 0 | 0 | 0 | 0
F9_Industrial_Wood and Lumber Products_New_Process_Natural Gas_Strategic Energy Management_A_Achievable Technical Potential | F9 | Industrial | Wood and Lumber Products | New | Process | Natural Gas | Strategic Energy Management | A | Incremental Winter Peak Savings (MW) | Achievable Technical Potential | 0 | 0 | 0 | 0 | 0 | 0 | 0 | 0 | 0 | 0 | 0 | 0 | 0 | 0 | 0 | 0 | 0 | 0 | 0 | 0 | 0 | 0 | 0 | 0 | 0 | 0 | 0 | 0 | 0 | 0 | 0
F10_Industrial_Wood and Lumber Products_New_Process_Natural Gas_Strategic Energy Management_A_Achievable Technical Potential | F10 | Industrial | Wood and Lumber Products | New | Process | Natural Gas | Strategic Energy Management | A | Cumulative Energy Savings (MWh or mTherms) | Achievable Technical Potential | 0 | 0 | 0 | 0 | 0 | 0.048725 | 0.10645 | 0.17317 | 0.24884 | 0.33345 | 0.37829 | 0.42297 | 0.46748 | 0.51184 | 0.55591 | 0.59972 | 0.6433 | 0.68667 | 0.72981 | 0.77278 | 0.81556 | 0.8582 | 0.90065 | 0.94295 | 0.98512 | 0.98512 | 0.98512 | 0.98512 | 0 | 0 | 0
F11_Industrial_Wood and Lumber Products_New_Process_Natural Gas_Strategic Energy Management_A_Achievable Technical Potential | F11 | Industrial | Wood and Lumber Products | New | Process | Natural Gas | Strategic Energy Management | A | Cumulative Summer Peak Savings (MW) | Achievable Technical Potential | 0 | 0 | 0 | 0 | 0 | 0 | 0 | 0 | 0 | 0 | 0 | 0 | 0 | 0 | 0 | 0 | 0 | 0 | 0 | 0 | 0 | 0 | 0 | 0 | 0 | 0 | 0 | 0 | 0 | 0 | 0
F12_Industrial_Wood and Lumber Products_New_Process_Natural Gas_Strategic Energy Management_A_Achievable Technical Potential | F12 | Industrial | Wood and Lumber Products | New | Process | Natural Gas | Strategic Energy Management | A | Cumulative Winter Peak Savings (MW) | Achievable Technical Potential | 0 | 0 | 0 | 0 | 0 | 0 | 0 | 0 | 0 | 0 | 0 | 0 | 0 | 0 | 0 | 0 | 0 | 0 | 0 | 0 | 0 | 0 | 0 | 0 | 0 | 0 | 0 | 0 | 0 | 0 | 0
F13_Industrial_Wood and Lumber Products_New_Process_Natural Gas_Strategic Energy Management_A_Achievable Technical Potential | F13 | Industrial | Wood and Lumber Products | New | Process | Natural Gas | Strategic Energy Management | A | Purchases (Incremental) | Achievable Technical Potential | 0 | 0 | 0 | 0 | 0 | 5.4469 | 6.4531 | 7.4587 | 8.4584 | 9.4587 | 10.4597 | 11.4481 | 12.4338 | 13.4174 | 14.3854 | 15.3572 | 16.3196 | 17.2822 | 18.24 | 19.1892 | 20.1395 | 21.0859 | 22.0286 | 22.9679 | 23.904 | 20.1395 | 21.0859 | 22.0286 | 22.9679 | 23.904 | 20.1395
F14_Industrial_Wood and Lumber Products_New_Process_Natural Gas_Strategic Energy Management_A_Achievable Technical Potential | F14 | Industrial | Wood and Lumber Products | New | Process | Natural Gas | Strategic Energy Management | A | Purchases (Cumulative) | Achievable Technical Potential | 0 | 0 | 0 | 0 | 0 | 5.4469 | 11.9 | 19.3587 | 27.8171 | 37.2757 | 42.2886 | 47.2836 | 52.2587 | 57.2176 | 62.1444 | 67.0419 | 71.9134 | 76.7619 | 81.5845 | 86.3882 | 91.1706 | 95.9369 | 100.6833 | 105.4112 | 110.126 | 110.126 | 110.126 | 110.126 | 110.126 | 110.126 | 110.126
F1_Industrial_Wood and Lumber Products_New_Miscellaneous_Natural Gas_Strategic Energy Management_A_Achievable Technical Potential | F1 | Industrial | Wood and Lumber Products | New | Miscellaneous | Natural Gas | Strategic Energy Management | A | Original Unit Energy Savings (kWh or therms) | Achievable Technical Potential | 0 | 0 | 0 | 0 | 0 | 3.4004 | 3.4004 | 3.4004 | 3.4004 | 3.4004 | 3.4004 | 3.4004 | 3.4004 | 3.4004 | 3.4004 | 3.4004 | 3.4004 | 3.4004 | 3.4004 | 3.4004 | 3.4004 | 3.4004 | 3.4004 | 3.4004 | 3.4004 | 3.4004 | 3.4004 | 3.4004 | 0 | 0 | 0
F2_Industrial_Wood and Lumber Products_New_Miscellaneous_Natural Gas_Strategic Energy Management_A_Achievable Technical Potential | F2 | Industrial | Wood and Lumber Products | New | Miscellaneous | Natural Gas | Strategic Energy Management | A | Original Unit Summer Peak Savings (kW) | Achievable Technical Potential | 0 | 0 | 0 | 0 | 0 | 0 | 0 | 0 | 0 | 0 | 0 | 0 | 0 | 0 | 0 | 0 | 0 | 0 | 0 | 0 | 0 | 0 | 0 | 0 | 0 | 0 | 0 | 0 | 0 | 0 | 0
F3_Industrial_Wood and Lumber Products_New_Miscellaneous_Natural Gas_Strategic Energy Management_A_Achievable Technical Potential | F3 | Industrial | Wood and Lumber Products | New | Miscellaneous | Natural Gas | Strategic Energy Management | A | Original Unit Winter Peak Savings (kW) | Achievable Technical Potential | 0 | 0 | 0 | 0 | 0 | 0 | 0 | 0 | 0 | 0 | 0 | 0 | 0 | 0 | 0 | 0 | 0 | 0 | 0 | 0 | 0 | 0 | 0 | 0 | 0 | 0 | 0 | 0 | 0 | 0 | 0
F4_Industrial_Wood and Lumber Products_New_Miscellaneous_Natural Gas_Strategic Energy Management_A_Achievable Technical Potential | F4 | Industrial | Wood and Lumber Products | New | Miscellaneous | Natural Gas | Strategic Energy Management | A | Standalone Impact on Baseline Energy (%) | Achievable Technical Potential | 0% | 0% | 0% | 0% | 0% | 0.08224% | 0.1517% | 0.2134% | 0.2705% | 0.3241% | 0.3325% | 0.3397% | 0.3456% | 0.3507% | 0.3553% | 0.359% | 0.3624% | 0.3653% | 0.3678% | 0.3702% | 0.3723% | 0.3742% | 0.3759% | 0.3774% | 0.0037887 | 0.0036463 | 0.0035147 | 0.0033925 | 0 | 0 | 0
F5_Industrial_Wood and Lumber Products_New_Miscellaneous_Natural Gas_Strategic Energy Management_A_Achievable Technical Potential | F5 | Industrial | Wood and Lumber Products | New | Miscellaneous | Natural Gas | Strategic Energy Management | A | Standalone Impact on Baseline Summer Peak (%) | Achievable Technical Potential | 0% | 0% | 0% | 0% | 0% | 0% | 0% | 0% | 0% | 0% | 0% | 0% | 0% | 0% | 0% | 0% | 0% | 0% | 0% | 0% | 0% | 0% | 0% | 0% | 0 | 0 | 0 | 0 | 0 | 0 | 0
F6_Industrial_Wood and Lumber Products_New_Miscellaneous_Natural Gas_Strategic Energy Management_A_Achievable Technical Potential | F6 | Industrial | Wood and Lumber Products | New | Miscellaneous | Natural Gas | Strategic Energy Management | A | Standalone Impact on Baseline Winter Peak (%) | Achievable Technical Potential | 0% | 0% | 0% | 0% | 0% | 0% | 0% | 0% | 0% | 0% | 0% | 0% | 0% | 0% | 0% | 0% | 0% | 0% | 0% | 0% | 0% | 0% | 0% | 0% | 0 | 0 | 0 | 0 | 0 | 0 | 0
F7_Industrial_Wood and Lumber Products_New_Miscellaneous_Natural Gas_Strategic Energy Management_A_Achievable Technical Potential | F7 | Industrial | Wood and Lumber Products | New | Miscellaneous | Natural Gas | Strategic Energy Management | A | Incremental Energy Savings (MWh or mTherms) | Achievable Technical Potential | 0 | 0 | 0 | 0 | 0 | 0.0046305 | 0.0054858 | 0.0063407 | 0.0071906 | 0.0080409 | 0.0088919 | 0.0097321 | 0.01057 | 0.011406 | 0.012229 | 0.013055 | 0.013874 | 0.014692 | 0.015506 | 0.016313 | 0.017121 | 0.017925 | 0.018727 | 0.019525 | 0.020321 | 0.017121 | 0.017925 | 0.018727 | 0 | 0 | 0
F8_Industrial_Wood and Lumber Products_New_Miscellaneous_Natural Gas_Strategic Energy Management_A_Achievable Technical Potential | F8 | Industrial | Wood and Lumber Products | New | Miscellaneous | Natural Gas | Strategic Energy Management | A | Incremental Summer Peak Savings (MW) | Achievable Technical Potential | 0 | 0 | 0 | 0 | 0 | 0 | 0 | 0 | 0 | 0 | 0 | 0 | 0 | 0 | 0 | 0 | 0 | 0 | 0 | 0 | 0 | 0 | 0 | 0 | 0 | 0 | 0 | 0 | 0 | 0 | 0
F9_Industrial_Wood and Lumber Products_New_Miscellaneous_Natural Gas_Strategic Energy Management_A_Achievable Technical Potential | F9 | Industrial | Wood and Lumber Products | New | Miscellaneous | Natural Gas | Strategic Energy Management | A | Incremental Winter Peak Savings (MW) | Achievable Technical Potential | 0 | 0 | 0 | 0 | 0 | 0 | 0 | 0 | 0 | 0 | 0 | 0 | 0 | 0 | 0 | 0 | 0 | 0 | 0 | 0 | 0 | 0 | 0 | 0 | 0 | 0 | 0 | 0 | 0 | 0 | 0
F10_Industrial_Wood and Lumber Products_New_Miscellaneous_Natural Gas_Strategic Energy Management_A_Achievable Technical Potential | F10 | Industrial | Wood and Lumber Products | New | Miscellaneous | Natural Gas | Strategic Energy Management | A | Cumulative Energy Savings (MWh or mTherms) | Achievable Technical Potential | 0 | 0 | 0 | 0 | 0 | 0.0046305 | 0.010116 | 0.016457 | 0.023648 | 0.031689 | 0.03595 | 0.040196 | 0.044426 | 0.048641 | 0.05283 | 0.056993 | 0.061134 | 0.065256 | 0.069356 | 0.07344 | 0.077505 | 0.081557 | 0.085592 | 0.089611 | 0.093619 | 0.093619 | 0.093619 | 0.093619 | 0 | 0 | 0
F11_Industrial_Wood and Lumber Products_New_Miscellaneous_Natural Gas_Strategic Energy Management_A_Achievable Technical Potential | F11 | Industrial | Wood and Lumber Products | New | Miscellaneous | Natural Gas | Strategic Energy Management | A | Cumulative Summer Peak Savings (MW) | Achievable Technical Potential | 0 | 0 | 0 | 0 | 0 | 0 | 0 | 0 | 0 | 0 | 0 | 0 | 0 | 0 | 0 | 0 | 0 | 0 | 0 | 0 | 0 | 0 | 0 | 0 | 0 | 0 | 0 | 0 | 0 | 0 | 0
F12_Industrial_Wood and Lumber Products_New_Miscellaneous_Natural Gas_Strategic Energy Management_A_Achievable Technical Potential | F12 | Industrial | Wood and Lumber Products | New | Miscellaneous | Natural Gas | Strategic Energy Management | A | Cumulative Winter Peak Savings (MW) | Achievable Technical Potential | 0 | 0 | 0 | 0 | 0 | 0 | 0 | 0 | 0 | 0 | 0 | 0 | 0 | 0 | 0 | 0 | 0 | 0 | 0 | 0 | 0 | 0 | 0 | 0 | 0 | 0 | 0 | 0 | 0 | 0 | 0
F13_Industrial_Wood and Lumber Products_New_Miscellaneous_Natural Gas_Strategic Energy Management_A_Achievable Technical Potential | F13 | Industrial | Wood and Lumber Products | New | Miscellaneous | Natural Gas | Strategic Energy Management | A | Purchases (Incremental) | Achievable Technical Potential | 0 | 0 | 0 | 0 | 0 | 1.3617 | 1.6133 | 1.8647 | 2.1146 | 2.3647 | 2.6149 | 2.862 | 3.1084 | 3.3544 | 3.5964 | 3.8393 | 4.0799 | 4.3206 | 4.56 | 4.7973 | 5.0349 | 5.2715 | 5.5072 | 5.742 | 5.976 | 5.0349 | 5.2715 | 5.5072 | 5.742 | 5.976 | 5.0349
F14_Industrial_Wood and Lumber Products_New_Miscellaneous_Natural Gas_Strategic Energy Management_A_Achievable Technical Potential | F14 | Industrial | Wood and Lumber Products | New | Miscellaneous | Natural Gas | Strategic Energy Management | A | Purchases (Cumulative) | Achievable Technical Potential | 0 | 0 | 0 | 0 | 0 | 1.3617 | 2.975 | 4.8397 | 6.9543 | 9.3189 | 10.5721 | 11.8209 | 13.0647 | 14.3044 | 15.5361 | 16.7605 | 17.9784 | 19.1905 | 20.3961 | 21.5971 | 22.7926 | 23.9842 | 25.1708 | 26.3528 | 27.5315 | 27.5315 | 27.5315 | 27.5315 | 27.5315 | 27.5315 | 27.5315
F1_Industrial_Wood and Lumber Products_New_Space Heating_Natural Gas_Commissioning_A_Achievable Technical Potential | F1 | Industrial | Wood and Lumber Products | New | Space Heating | Natural Gas | Commissioning | A | Original Unit Energy Savings (kWh or therms) | Achievable Technical Potential | 0 | 0 | 0 | 0 | 0 | 6.5433 | 6.4588 | 6.3971 | 6.3503 | 6.3134 | 6.2835 | 6.2485 | 6.2118 | 6.1756 | 6.1407 | 6.1132 | 6.0915 | 6.0743 | 6.047 | 6.027 | 6.0125 | 6.0012 | 6.0012 | 6.0012 | 6.0012 | 6.0012 | 6.0012 | 6.0012 | 0 | 0 | 0
F2_Industrial_Wood and Lumber Products_New_Space Heating_Natural Gas_Commissioning_A_Achievable Technical Potential | F2 | Industrial | Wood and Lumber Products | New | Space Heating | Natural Gas | Commissioning | A | Original Unit Summer Peak Savings (kW) | Achievable Technical Potential | 0 | 0 | 0 | 0 | 0 | 0 | 0 | 0 | 0 | 0 | 0 | 0 | 0 | 0 | 0 | 0 | 0 | 0 | 0 | 0 | 0 | 0 | 0 | 0 | 0 | 0 | 0 | 0 | 0 | 0 | 0
F3_Industrial_Wood and Lumber Products_New_Space Heating_Natural Gas_Commissioning_A_Achievable Technical Potential | F3 | Industrial | Wood and Lumber Products | New | Space Heating | Natural Gas | Commissioning | A | Original Unit Winter Peak Savings (kW) | Achievable Technical Potential | 0 | 0 | 0 | 0 | 0 | 0 | 0 | 0 | 0 | 0 | 0 | 0 | 0 | 0 | 0 | 0 | 0 | 0 | 0 | 0 | 0 | 0 | 0 | 0 | 0 | 0 | 0 | 0 | 0 | 0 | 0
F4_Industrial_Wood and Lumber Products_New_Space Heating_Natural Gas_Commissioning_A_Achievable Technical Potential | F4 | Industrial | Wood and Lumber Products | New | Space Heating | Natural Gas | Commissioning | A | Standalone Impact on Baseline Energy (%) | Achievable Technical Potential | 0% | 0% | 0% | 0% | 0% | 0% | 0% | 0% | 0% | 0% | 0% | 0% | 0% | 0% | 0% | 0% | 0% | 0% | 0% | 0% | 0% | 0% | 0% | 0% | 0 | 0 | 0 | 0 | 0 | 0 | 0
F5_Industrial_Wood and Lumber Products_New_Space Heating_Natural Gas_Commissioning_A_Achievable Technical Potential | F5 | Industrial | Wood and Lumber Products | New | Space Heating | Natural Gas | Commissioning | A | Standalone Impact on Baseline Summer Peak (%) | Achievable Technical Potential | 0% | 0% | 0% | 0% | 0% | 0% | 0% | 0% | 0% | 0% | 0% | 0% | 0% | 0% | 0% | 0% | 0% | 0% | 0% | 0% | 0% | 0% | 0% | 0% | 0 | 0 | 0 | 0 | 0 | 0 | 0
F6_Industrial_Wood and Lumber Products_New_Space Heating_Natural Gas_Commissioning_A_Achievable Technical Potential | F6 | Industrial | Wood and Lumber Products | New | Space Heating | Natural Gas | Commissioning | A | Standalone Impact on Baseline Winter Peak (%) | Achievable Technical Potential | 0% | 0% | 0% | 0% | 0% | 0% | 0% | 0% | 0% | 0% | 0% | 0% | 0% | 0% | 0% | 0% | 0% | 0% | 0% | 0% | 0% | 0% | 0% | 0% | 0 | 0 | 0 | 0 | 0 | 0 | 0
F7_Industrial_Wood and Lumber Products_New_Space Heating_Natural Gas_Commissioning_A_Achievable Technical Potential | F7 | Industrial | Wood and Lumber Products | New | Space Heating | Natural Gas | Commissioning | A | Incremental Energy Savings (MWh or mTherms) | Achievable Technical Potential | 0 | 0 | 0 | 0 | 0 | 0 | 0 | 0 | 0 | 0 | 0 | 0 | 0 | 0 | 0 | 0 | 0 | 0 | 0 | 0 | 0 | 0 | 0 | 0 | 0 | 0 | 0 | 0 | 0 | 0 | 0
F8_Industrial_Wood and Lumber Products_New_Space Heating_Natural Gas_Commissioning_A_Achievable Technical Potential | F8 | Industrial | Wood and Lumber Products | New | Space Heating | Natural Gas | Commissioning | A | Incremental Summer Peak Savings (MW) | Achievable Technical Potential | 0 | 0 | 0 | 0 | 0 | 0 | 0 | 0 | 0 | 0 | 0 | 0 | 0 | 0 | 0 | 0 | 0 | 0 | 0 | 0 | 0 | 0 | 0 | 0 | 0 | 0 | 0 | 0 | 0 | 0 | 0
F9_Industrial_Wood and Lumber Products_New_Space Heating_Natural Gas_Commissioning_A_Achievable Technical Potential | F9 | Industrial | Wood and Lumber Products | New | Space Heating | Natural Gas | Commissioning | A | Incremental Winter Peak Savings (MW) | Achievable Technical Potential | 0 | 0 | 0 | 0 | 0 | 0 | 0 | 0 | 0 | 0 | 0 | 0 | 0 | 0 | 0 | 0 | 0 | 0 | 0 | 0 | 0 | 0 | 0 | 0 | 0 | 0 | 0 | 0 | 0 | 0 | 0
F10_Industrial_Wood and Lumber Products_New_Space Heating_Natural Gas_Commissioning_A_Achievable Technical Potential | F10 | Industrial | Wood and Lumber Products | New | Space Heating | Natural Gas | Commissioning | A | Cumulative Energy Savings (MWh or mTherms) | Achievable Technical Potential | 0 | 0 | 0 | 0 | 0 | 0 | 0 | 0 | 0 | 0 | 0 | 0 | 0 | 0 | 0 | 0 | 0 | 0 | 0 | 0 | 0 | 0 | 0 | 0 | 0 | 0 | 0 | 0 | 0 | 0 | 0
F11_Industrial_Wood and Lumber Products_New_Space Heating_Natural Gas_Commissioning_A_Achievable Technical Potential | F11 | Industrial | Wood and Lumber Products | New | Space Heating | Natural Gas | Commissioning | A | Cumulative Summer Peak Savings (MW) | Achievable Technical Potential | 0 | 0 | 0 | 0 | 0 | 0 | 0 | 0 | 0 | 0 | 0 | 0 | 0 | 0 | 0 | 0 | 0 | 0 | 0 | 0 | 0 | 0 | 0 | 0 | 0 | 0 | 0 | 0 | 0 | 0 | 0
F12_Industrial_Wood and Lumber Products_New_Space Heating_Natural Gas_Commissioning_A_Achievable Technical Potential | F12 | Industrial | Wood and Lumber Products | New | Space Heating | Natural Gas | Commissioning | A | Cumulative Winter Peak Savings (MW) | Achievable Technical Potential | 0 | 0 | 0 | 0 | 0 | 0 | 0 | 0 | 0 | 0 | 0 | 0 | 0 | 0 | 0 | 0 | 0 | 0 | 0 | 0 | 0 | 0 | 0 | 0 | 0 | 0 | 0 | 0 | 0 | 0 | 0
F13_Industrial_Wood and Lumber Products_New_Space Heating_Natural Gas_Commissioning_A_Achievable Technical Potential | F13 | Industrial | Wood and Lumber Products | New | Space Heating | Natural Gas | Commissioning | A | Purchases (Incremental) | Achievable Technical Potential | 0 | 0 | 0 | 0 | 0 | 0 | 0 | 0 | 0 | 0 | 0 | 0 | 0 | 0 | 0 | 0 | 0 | 0 | 0 | 0 | 0 | 0 | 0 | 0 | 0 | 0 | 0 | 0 | 0 | 0 | 0
F14_Industrial_Wood and Lumber Products_New_Space Heating_Natural Gas_Commissioning_A_Achievable Technical Potential | F14 | Industrial | Wood and Lumber Products | New | Space Heating | Natural Gas | Commissioning | A | Purchases (Cumulative) | Achievable Technical Potential | 0 | 0 | 0 | 0 | 0 | 0 | 0 | 0 | 0 | 0 | 0 | 0 | 0 | 0 | 0 | 0 | 0 | 0 | 0 | 0 | 0 | 0 | 0 | 0 | 0 | 0 | 0 | 0 | 0 | 0 | 0
F1_Industrial_Wood and Lumber Products_New_Process_Natural Gas_Commissioning_A_Achievable Technical Potential | F1 | Industrial | Wood and Lumber Products | New | Process | Natural Gas | Commissioning | A | Original Unit Energy Savings (kWh or therms) | Achievable Technical Potential | 0 | 0 | 0 | 0 | 0 | 49.928 | 49.928 | 49.928 | 49.928 | 49.928 | 49.928 | 49.928 | 49.928 | 49.928 | 49.928 | 49.928 | 49.928 | 49.928 | 49.928 | 49.928 | 49.928 | 49.928 | 49.928 | 49.928 | 49.928 | 49.928 | 49.928 | 49.928 | 0 | 0 | 0
F2_Industrial_Wood and Lumber Products_New_Process_Natural Gas_Commissioning_A_Achievable Technical Potential | F2 | Industrial | Wood and Lumber Products | New | Process | Natural Gas | Commissioning | A | Original Unit Summer Peak Savings (kW) | Achievable Technical Potential | 0 | 0 | 0 | 0 | 0 | 0 | 0 | 0 | 0 | 0 | 0 | 0 | 0 | 0 | 0 | 0 | 0 | 0 | 0 | 0 | 0 | 0 | 0 | 0 | 0 | 0 | 0 | 0 | 0 | 0 | 0
F3_Industrial_Wood and Lumber Products_New_Process_Natural Gas_Commissioning_A_Achievable Technical Potential | F3 | Industrial | Wood and Lumber Products | New | Process | Natural Gas | Commissioning | A | Original Unit Winter Peak Savings (kW) | Achievable Technical Potential | 0 | 0 | 0 | 0 | 0 | 0 | 0 | 0 | 0 | 0 | 0 | 0 | 0 | 0 | 0 | 0 | 0 | 0 | 0 | 0 | 0 | 0 | 0 | 0 | 0 | 0 | 0 | 0 | 0 | 0 | 0
F4_Industrial_Wood and Lumber Products_New_Process_Natural Gas_Commissioning_A_Achievable Technical Potential | F4 | Industrial | Wood and Lumber Products | New | Process | Natural Gas | Commissioning | A | Standalone Impact on Baseline Energy (%) | Achievable Technical Potential | 0% | 0% | 0% | 0% | 0% | 0% | 0% | 0% | 0% | 0% | 0% | 0% | 0% | 0% | 0% | 0% | 0% | 0% | 0% | 0% | 0% | 0% | 0% | 0% | 0 | 0 | 0 | 0 | 0 | 0 | 0
F5_Industrial_Wood and Lumber Products_New_Process_Natural Gas_Commissioning_A_Achievable Technical Potential | F5 | Industrial | Wood and Lumber Products | New | Process | Natural Gas | Commissioning | A | Standalone Impact on Baseline Summer Peak (%) | Achievable Technical Potential | 0% | 0% | 0% | 0% | 0% | 0% | 0% | 0% | 0% | 0% | 0% | 0% | 0% | 0% | 0% | 0% | 0% | 0% | 0% | 0% | 0% | 0% | 0% | 0% | 0 | 0 | 0 | 0 | 0 | 0 | 0
F6_Industrial_Wood and Lumber Products_New_Process_Natural Gas_Commissioning_A_Achievable Technical Potential | F6 | Industrial | Wood and Lumber Products | New | Process | Natural Gas | Commissioning | A | Standalone Impact on Baseline Winter Peak (%) | Achievable Technical Potential | 0% | 0% | 0% | 0% | 0% | 0% | 0% | 0% | 0% | 0% | 0% | 0% | 0% | 0% | 0% | 0% | 0% | 0% | 0% | 0% | 0% | 0% | 0% | 0% | 0 | 0 | 0 | 0 | 0 | 0 | 0
F7_Industrial_Wood and Lumber Products_New_Process_Natural Gas_Commissioning_A_Achievable Technical Potential | F7 | Industrial | Wood and Lumber Products | New | Process | Natural Gas | Commissioning | A | Incremental Energy Savings (MWh or mTherms) | Achievable Technical Potential | 0 | 0 | 0 | 0 | 0 | 0 | 0 | 0 | 0 | 0 | 0 | 0 | 0 | 0 | 0 | 0 | 0 | 0 | 0 | 0 | 0 | 0 | 0 | 0 | 0 | 0 | 0 | 0 | 0 | 0 | 0
F8_Industrial_Wood and Lumber Products_New_Process_Natural Gas_Commissioning_A_Achievable Technical Potential | F8 | Industrial | Wood and Lumber Products | New | Process | Natural Gas | Commissioning | A | Incremental Summer Peak Savings (MW) | Achievable Technical Potential | 0 | 0 | 0 | 0 | 0 | 0 | 0 | 0 | 0 | 0 | 0 | 0 | 0 | 0 | 0 | 0 | 0 | 0 | 0 | 0 | 0 | 0 | 0 | 0 | 0 | 0 | 0 | 0 | 0 | 0 | 0
F9_Industrial_Wood and Lumber Products_New_Process_Natural Gas_Commissioning_A_Achievable Technical Potential | F9 | Industrial | Wood and Lumber Products | New | Process | Natural Gas | Commissioning | A | Incremental Winter Peak Savings (MW) | Achievable Technical Potential | 0 | 0 | 0 | 0 | 0 | 0 | 0 | 0 | 0 | 0 | 0 | 0 | 0 | 0 | 0 | 0 | 0 | 0 | 0 | 0 | 0 | 0 | 0 | 0 | 0 | 0 | 0 | 0 | 0 | 0 | 0
F10_Industrial_Wood and Lumber Products_New_Process_Natural Gas_Commissioning_A_Achievable Technical Potential | F10 | Industrial | Wood and Lumber Products | New | Process | Natural Gas | Commissioning | A | Cumulative Energy Savings (MWh or mTherms) | Achievable Technical Potential | 0 | 0 | 0 | 0 | 0 | 0 | 0 | 0 | 0 | 0 | 0 | 0 | 0 | 0 | 0 | 0 | 0 | 0 | 0 | 0 | 0 | 0 | 0 | 0 | 0 | 0 | 0 | 0 | 0 | 0 | 0
F11_Industrial_Wood and Lumber Products_New_Process_Natural Gas_Commissioning_A_Achievable Technical Potential | F11 | Industrial | Wood and Lumber Products | New | Process | Natural Gas | Commissioning | A | Cumulative Summer Peak Savings (MW) | Achievable Technical Potential | 0 | 0 | 0 | 0 | 0 | 0 | 0 | 0 | 0 | 0 | 0 | 0 | 0 | 0 | 0 | 0 | 0 | 0 | 0 | 0 | 0 | 0 | 0 | 0 | 0 | 0 | 0 | 0 | 0 | 0 | 0
F12_Industrial_Wood and Lumber Products_New_Process_Natural Gas_Commissioning_A_Achievable Technical Potential | F12 | Industrial | Wood and Lumber Products | New | Process | Natural Gas | Commissioning | A | Cumulative Winter Peak Savings (MW) | Achievable Technical Potential | 0 | 0 | 0 | 0 | 0 | 0 | 0 | 0 | 0 | 0 | 0 | 0 | 0 | 0 | 0 | 0 | 0 | 0 | 0 | 0 | 0 | 0 | 0 | 0 | 0 | 0 | 0 | 0 | 0 | 0 | 0
F13_Industrial_Wood and Lumber Products_New_Process_Natural Gas_Commissioning_A_Achievable Technical Potential | F13 | Industrial | Wood and Lumber Products | New | Process | Natural Gas | Commissioning | A | Purchases (Incremental) | Achievable Technical Potential | 0 | 0 | 0 | 0 | 0 | 0 | 0 | 0 | 0 | 0 | 0 | 0 | 0 | 0 | 0 | 0 | 0 | 0 | 0 | 0 | 0 | 0 | 0 | 0 | 0 | 0 | 0 | 0 | 0 | 0 | 0
F14_Industrial_Wood and Lumber Products_New_Process_Natural Gas_Commissioning_A_Achievable Technical Potential | F14 | Industrial | Wood and Lumber Products | New | Process | Natural Gas | Commissioning | A | Purchases (Cumulative) | Achievable Technical Potential | 0 | 0 | 0 | 0 | 0 | 0 | 0 | 0 | 0 | 0 | 0 | 0 | 0 | 0 | 0 | 0 | 0 | 0 | 0 | 0 | 0 | 0 | 0 | 0 | 0 | 0 | 0 | 0 | 0 | 0 | 0
F1_Industrial_Wood and Lumber Products_New_Space Heating_Natural Gas_Retrocommissioning_A_Achievable Technical Potential | F1 | Industrial | Wood and Lumber Products | New | Space Heating | Natural Gas | Retrocommissioning | A | Original Unit Energy Savings (kWh or therms) | Achievable Technical Potential | 0 | 0 | 0 | 0 | 0 | 0 | 0 | 0 | 0 | 0 | 0 | 0 | 0 | 0 | 0 | 0 | 0 | 0 | 0 | 0 | 0 | 0 | 0 | 0 | 0 | 0 | 0 | 0 | 0 | 0 | 0
F2_Industrial_Wood and Lumber Products_New_Space Heating_Natural Gas_Retrocommissioning_A_Achievable Technical Potential | F2 | Industrial | Wood and Lumber Products | New | Space Heating | Natural Gas | Retrocommissioning | A | Original Unit Summer Peak Savings (kW) | Achievable Technical Potential | 0 | 0 | 0 | 0 | 0 | 0 | 0 | 0 | 0 | 0 | 0 | 0 | 0 | 0 | 0 | 0 | 0 | 0 | 0 | 0 | 0 | 0 | 0 | 0 | 0 | 0 | 0 | 0 | 0 | 0 | 0
F3_Industrial_Wood and Lumber Products_New_Space Heating_Natural Gas_Retrocommissioning_A_Achievable Technical Potential | F3 | Industrial | Wood and Lumber Products | New | Space Heating | Natural Gas | Retrocommissioning | A | Original Unit Winter Peak Savings (kW) | Achievable Technical Potential | 0 | 0 | 0 | 0 | 0 | 0 | 0 | 0 | 0 | 0 | 0 | 0 | 0 | 0 | 0 | 0 | 0 | 0 | 0 | 0 | 0 | 0 | 0 | 0 | 0 | 0 | 0 | 0 | 0 | 0 | 0
F4_Industrial_Wood and Lumber Products_New_Space Heating_Natural Gas_Retrocommissioning_A_Achievable Technical Potential | F4 | Industrial | Wood and Lumber Products | New | Space Heating | Natural Gas | Retrocommissioning | A | Standalone Impact on Baseline Energy (%) | Achievable Technical Potential | 0% | 0% | 0% | 0% | 0% | 0% | 0% | 0% | 0% | 0% | 0% | 0% | 0% | 0% | 0% | 0% | 0% | 0% | 0% | 0% | 0% | 0% | 0% | 0% | 0 | 0 | 0 | 0 | 0 | 0 | 0
F5_Industrial_Wood and Lumber Products_New_Space Heating_Natural Gas_Retrocommissioning_A_Achievable Technical Potential | F5 | Industrial | Wood and Lumber Products | New | Space Heating | Natural Gas | Retrocommissioning | A | Standalone Impact on Baseline Summer Peak (%) | Achievable Technical Potential | 0% | 0% | 0% | 0% | 0% | 0% | 0% | 0% | 0% | 0% | 0% | 0% | 0% | 0% | 0% | 0% | 0% | 0% | 0% | 0% | 0% | 0% | 0% | 0% | 0 | 0 | 0 | 0 | 0 | 0 | 0
F6_Industrial_Wood and Lumber Products_New_Space Heating_Natural Gas_Retrocommissioning_A_Achievable Technical Potential | F6 | Industrial | Wood and Lumber Products | New | Space Heating | Natural Gas | Retrocommissioning | A | Standalone Impact on Baseline Winter Peak (%) | Achievable Technical Potential | 0% | 0% | 0% | 0% | 0% | 0% | 0% | 0% | 0% | 0% | 0% | 0% | 0% | 0% | 0% | 0% | 0% | 0% | 0% | 0% | 0% | 0% | 0% | 0% | 0 | 0 | 0 | 0 | 0 | 0 | 0
F7_Industrial_Wood and Lumber Products_New_Space Heating_Natural Gas_Retrocommissioning_A_Achievable Technical Potential | F7 | Industrial | Wood and Lumber Products | New | Space Heating | Natural Gas | Retrocommissioning | A | Incremental Energy Savings (MWh or mTherms) | Achievable Technical Potential | 0 | 0 | 0 | 0 | 0 | 0 | 0 | 0 | 0 | 0 | 0 | 0 | 0 | 0 | 0 | 0 | 0 | 0 | 0 | 0 | 0 | 0 | 0 | 0 | 0 | 0 | 0 | 0 | 0 | 0 | 0
F8_Industrial_Wood and Lumber Products_New_Space Heating_Natural Gas_Retrocommissioning_A_Achievable Technical Potential | F8 | Industrial | Wood and Lumber Products | New | Space Heating | Natural Gas | Retrocommissioning | A | Incremental Summer Peak Savings (MW) | Achievable Technical Potential | 0 | 0 | 0 | 0 | 0 | 0 | 0 | 0 | 0 | 0 | 0 | 0 | 0 | 0 | 0 | 0 | 0 | 0 | 0 | 0 | 0 | 0 | 0 | 0 | 0 | 0 | 0 | 0 | 0 | 0 | 0
F9_Industrial_Wood and Lumber Products_New_Space Heating_Natural Gas_Retrocommissioning_A_Achievable Technical Potential | F9 | Industrial | Wood and Lumber Products | New | Space Heating | Natural Gas | Retrocommissioning | A | Incremental Winter Peak Savings (MW) | Achievable Technical Potential | 0 | 0 | 0 | 0 | 0 | 0 | 0 | 0 | 0 | 0 | 0 | 0 | 0 | 0 | 0 | 0 | 0 | 0 | 0 | 0 | 0 | 0 | 0 | 0 | 0 | 0 | 0 | 0 | 0 | 0 | 0
F10_Industrial_Wood and Lumber Products_New_Space Heating_Natural Gas_Retrocommissioning_A_Achievable Technical Potential | F10 | Industrial | Wood and Lumber Products | New | Space Heating | Natural Gas | Retrocommissioning | A | Cumulative Energy Savings (MWh or mTherms) | Achievable Technical Potential | 0 | 0 | 0 | 0 | 0 | 0 | 0 | 0 | 0 | 0 | 0 | 0 | 0 | 0 | 0 | 0 | 0 | 0 | 0 | 0 | 0 | 0 | 0 | 0 | 0 | 0 | 0 | 0 | 0 | 0 | 0
F11_Industrial_Wood and Lumber Products_New_Space Heating_Natural Gas_Retrocommissioning_A_Achievable Technical Potential | F11 | Industrial | Wood and Lumber Products | New | Space Heating | Natural Gas | Retrocommissioning | A | Cumulative Summer Peak Savings (MW) | Achievable Technical Potential | 0 | 0 | 0 | 0 | 0 | 0 | 0 | 0 | 0 | 0 | 0 | 0 | 0 | 0 | 0 | 0 | 0 | 0 | 0 | 0 | 0 | 0 | 0 | 0 | 0 | 0 | 0 | 0 | 0 | 0 | 0
F12_Industrial_Wood and Lumber Products_New_Space Heating_Natural Gas_Retrocommissioning_A_Achievable Technical Potential | F12 | Industrial | Wood and Lumber Products | New | Space Heating | Natural Gas | Retrocommissioning | A | Cumulative Winter Peak Savings (MW) | Achievable Technical Potential | 0 | 0 | 0 | 0 | 0 | 0 | 0 | 0 | 0 | 0 | 0 | 0 | 0 | 0 | 0 | 0 | 0 | 0 | 0 | 0 | 0 | 0 | 0 | 0 | 0 | 0 | 0 | 0 | 0 | 0 | 0
F13_Industrial_Wood and Lumber Products_New_Space Heating_Natural Gas_Retrocommissioning_A_Achievable Technical Potential | F13 | Industrial | Wood and Lumber Products | New | Space Heating | Natural Gas | Retrocommissioning | A | Purchases (Incremental) | Achievable Technical Potential | 0 | 0 | 0 | 0 | 0 | 0 | 0 | 0 | 0 | 0 | 0 | 0 | 0 | 0 | 0 | 0 | 0 | 0 | 0 | 0 | 0 | 0 | 0 | 0 | 0 | 0 | 0 | 0 | 0 | 0 | 0
F14_Industrial_Wood and Lumber Products_New_Space Heating_Natural Gas_Retrocommissioning_A_Achievable Technical Potential | F14 | Industrial | Wood and Lumber Products | New | Space Heating | Natural Gas | Retrocommissioning | A | Purchases (Cumulative) | Achievable Technical Potential | 0 | 0 | 0 | 0 | 0 | 0 | 0 | 0 | 0 | 0 | 0 | 0 | 0 | 0 | 0 | 0 | 0 | 0 | 0 | 0 | 0 | 0 | 0 | 0 | 0 | 0 | 0 | 0 | 0 | 0 | 0
F1_Industrial_Wood and Lumber Products_New_Process_Natural Gas_Retrocommissioning_A_Achievable Technical Potential | F1 | Industrial | Wood and Lumber Products | New | Process | Natural Gas | Retrocommissioning | A | Original Unit Energy Savings (kWh or therms) | Achievable Technical Potential | 0 | 0 | 0 | 0 | 0 | 0 | 0 | 0 | 0 | 0 | 0 | 0 | 0 | 0 | 0 | 0 | 0 | 0 | 0 | 0 | 0 | 0 | 0 | 0 | 0 | 0 | 0 | 0 | 0 | 0 | 0
F2_Industrial_Wood and Lumber Products_New_Process_Natural Gas_Retrocommissioning_A_Achievable Technical Potential | F2 | Industrial | Wood and Lumber Products | New | Process | Natural Gas | Retrocommissioning | A | Original Unit Summer Peak Savings (kW) | Achievable Technical Potential | 0 | 0 | 0 | 0 | 0 | 0 | 0 | 0 | 0 | 0 | 0 | 0 | 0 | 0 | 0 | 0 | 0 | 0 | 0 | 0 | 0 | 0 | 0 | 0 | 0 | 0 | 0 | 0 | 0 | 0 | 0
F3_Industrial_Wood and Lumber Products_New_Process_Natural Gas_Retrocommissioning_A_Achievable Technical Potential | F3 | Industrial | Wood and Lumber Products | New | Process | Natural Gas | Retrocommissioning | A | Original Unit Winter Peak Savings (kW) | Achievable Technical Potential | 0 | 0 | 0 | 0 | 0 | 0 | 0 | 0 | 0 | 0 | 0 | 0 | 0 | 0 | 0 | 0 | 0 | 0 | 0 | 0 | 0 | 0 | 0 | 0 | 0 | 0 | 0 | 0 | 0 | 0 | 0
F4_Industrial_Wood and Lumber Products_New_Process_Natural Gas_Retrocommissioning_A_Achievable Technical Potential | F4 | Industrial | Wood and Lumber Products | New | Process | Natural Gas | Retrocommissioning | A | Standalone Impact on Baseline Energy (%) | Achievable Technical Potential | 0% | 0% | 0% | 0% | 0% | 0% | 0% | 0% | 0% | 0% | 0% | 0% | 0% | 0% | 0% | 0% | 0% | 0% | 0% | 0% | 0% | 0% | 0% | 0% | 0 | 0 | 0 | 0 | 0 | 0 | 0
F5_Industrial_Wood and Lumber Products_New_Process_Natural Gas_Retrocommissioning_A_Achievable Technical Potential | F5 | Industrial | Wood and Lumber Products | New | Process | Natural Gas | Retrocommissioning | A | Standalone Impact on Baseline Summer Peak (%) | Achievable Technical Potential | 0% | 0% | 0% | 0% | 0% | 0% | 0% | 0% | 0% | 0% | 0% | 0% | 0% | 0% | 0% | 0% | 0% | 0% | 0% | 0% | 0% | 0% | 0% | 0% | 0 | 0 | 0 | 0 | 0 | 0 | 0
F6_Industrial_Wood and Lumber Products_New_Process_Natural Gas_Retrocommissioning_A_Achievable Technical Potential | F6 | Industrial | Wood and Lumber Products | New | Process | Natural Gas | Retrocommissioning | A | Standalone Impact on Baseline Winter Peak (%) | Achievable Technical Potential | 0% | 0% | 0% | 0% | 0% | 0% | 0% | 0% | 0% | 0% | 0% | 0% | 0% | 0% | 0% | 0% | 0% | 0% | 0% | 0% | 0% | 0% | 0% | 0% | 0 | 0 | 0 | 0 | 0 | 0 | 0
F7_Industrial_Wood and Lumber Products_New_Process_Natural Gas_Retrocommissioning_A_Achievable Technical Potential | F7 | Industrial | Wood and Lumber Products | New | Process | Natural Gas | Retrocommissioning | A | Incremental Energy Savings (MWh or mTherms) | Achievable Technical Potential | 0 | 0 | 0 | 0 | 0 | 0 | 0 | 0 | 0 | 0 | 0 | 0 | 0 | 0 | 0 | 0 | 0 | 0 | 0 | 0 | 0 | 0 | 0 | 0 | 0 | 0 | 0 | 0 | 0 | 0 | 0
F8_Industrial_Wood and Lumber Products_New_Process_Natural Gas_Retrocommissioning_A_Achievable Technical Potential | F8 | Industrial | Wood and Lumber Products | New | Process | Natural Gas | Retrocommissioning | A | Incremental Summer Peak Savings (MW) | Achievable Technical Potential | 0 | 0 | 0 | 0 | 0 | 0 | 0 | 0 | 0 | 0 | 0 | 0 | 0 | 0 | 0 | 0 | 0 | 0 | 0 | 0 | 0 | 0 | 0 | 0 | 0 | 0 | 0 | 0 | 0 | 0 | 0
F9_Industrial_Wood and Lumber Products_New_Process_Natural Gas_Retrocommissioning_A_Achievable Technical Potential | F9 | Industrial | Wood and Lumber Products | New | Process | Natural Gas | Retrocommissioning | A | Incremental Winter Peak Savings (MW) | Achievable Technical Potential | 0 | 0 | 0 | 0 | 0 | 0 | 0 | 0 | 0 | 0 | 0 | 0 | 0 | 0 | 0 | 0 | 0 | 0 | 0 | 0 | 0 | 0 | 0 | 0 | 0 | 0 | 0 | 0 | 0 | 0 | 0
F10_Industrial_Wood and Lumber Products_New_Process_Natural Gas_Retrocommissioning_A_Achievable Technical Potential | F10 | Industrial | Wood and Lumber Products | New | Process | Natural Gas | Retrocommissioning | A | Cumulative Energy Savings (MWh or mTherms) | Achievable Technical Potential | 0 | 0 | 0 | 0 | 0 | 0 | 0 | 0 | 0 | 0 | 0 | 0 | 0 | 0 | 0 | 0 | 0 | 0 | 0 | 0 | 0 | 0 | 0 | 0 | 0 | 0 | 0 | 0 | 0 | 0 | 0
F11_Industrial_Wood and Lumber Products_New_Process_Natural Gas_Retrocommissioning_A_Achievable Technical Potential | F11 | Industrial | Wood and Lumber Products | New | Process | Natural Gas | Retrocommissioning | A | Cumulative Summer Peak Savings (MW) | Achievable Technical Potential | 0 | 0 | 0 | 0 | 0 | 0 | 0 | 0 | 0 | 0 | 0 | 0 | 0 | 0 | 0 | 0 | 0 | 0 | 0 | 0 | 0 | 0 | 0 | 0 | 0 | 0 | 0 | 0 | 0 | 0 | 0
F12_Industrial_Wood and Lumber Products_New_Process_Natural Gas_Retrocommissioning_A_Achievable Technical Potential | F12 | Industrial | Wood and Lumber Products | New | Process | Natural Gas | Retrocommissioning | A | Cumulative Winter Peak Savings (MW) | Achievable Technical Potential | 0 | 0 | 0 | 0 | 0 | 0 | 0 | 0 | 0 | 0 | 0 | 0 | 0 | 0 | 0 | 0 | 0 | 0 | 0 | 0 | 0 | 0 | 0 | 0 | 0 | 0 | 0 | 0 | 0 | 0 | 0
F13_Industrial_Wood and Lumber Products_New_Process_Natural Gas_Retrocommissioning_A_Achievable Technical Potential | F13 | Industrial | Wood and Lumber Products | New | Process | Natural Gas | Retrocommissioning | A | Purchases (Incremental) | Achievable Technical Potential | 0 | 0 | 0 | 0 | 0 | 0 | 0 | 0 | 0 | 0 | 0 | 0 | 0 | 0 | 0 | 0 | 0 | 0 | 0 | 0 | 0 | 0 | 0 | 0 | 0 | 0 | 0 | 0 | 0 | 0 | 0
F14_Industrial_Wood and Lumber Products_New_Process_Natural Gas_Retrocommissioning_A_Achievable Technical Potential | F14 | Industrial | Wood and Lumber Products | New | Process | Natural Gas | Retrocommissioning | A | Purchases (Cumulative) | Achievable Technical Potential | 0 | 0 | 0 | 0 | 0 | 0 | 0 | 0 | 0 | 0 | 0 | 0 | 0 | 0 | 0 | 0 | 0 | 0 | 0 | 0 | 0 | 0 | 0 | 0 | 0 | 0 | 0 | 0 | 0 | 0 | 0
F1_Industrial_Other Industrial_Existing_Space Heating_Natural Gas_Insulation - Roof/Ceiling_A_Achievable Technical Potential | F1 | Industrial | Other Industrial | Existing | Space Heating | Natural Gas | Insulation - Roof/Ceiling | A | Original Unit Energy Savings (kWh or therms) | Achievable Technical Potential | 0 | 0 | 0 | 0 | 0 | 0.099591 | 0.099104 | 0.098502 | 0.097865 | 0.097198 | 0.096522 | 0.095828 | 0.095137 | 0.094449 | 0.093706 | 0.093019 | 0.09234 | 0.09171 | 0.091123 | 0.090551 | 0.090011 | 0.089458 | 0.08896 | 0.088489 | 0.088041 | 0.087626 | 0.087242 | 0.086887 | 0 | 0 | 0
F2_Industrial_Other Industrial_Existing_Space Heating_Natural Gas_Insulation - Roof/Ceiling_A_Achievable Technical Potential | F2 | Industrial | Other Industrial | Existing | Space Heating | Natural Gas | Insulation - Roof/Ceiling | A | Original Unit Summer Peak Savings (kW) | Achievable Technical Potential | 0 | 0 | 0 | 0 | 0 | 0 | 0 | 0 | 0 | 0 | 0 | 0 | 0 | 0 | 0 | 0 | 0 | 0 | 0 | 0 | 0 | 0 | 0 | 0 | 0 | 0 | 0 | 0 | 0 | 0 | 0
F3_Industrial_Other Industrial_Existing_Space Heating_Natural Gas_Insulation - Roof/Ceiling_A_Achievable Technical Potential | F3 | Industrial | Other Industrial | Existing | Space Heating | Natural Gas | Insulation - Roof/Ceiling | A | Original Unit Winter Peak Savings (kW) | Achievable Technical Potential | 0 | 0 | 0 | 0 | 0 | 0 | 0 | 0 | 0 | 0 | 0 | 0 | 0 | 0 | 0 | 0 | 0 | 0 | 0 | 0 | 0 | 0 | 0 | 0 | 0 | 0 | 0 | 0 | 0 | 0 | 0
F4_Industrial_Other Industrial_Existing_Space Heating_Natural Gas_Insulation - Roof/Ceiling_A_Achievable Technical Potential | F4 | Industrial | Other Industrial | Existing | Space Heating | Natural Gas | Insulation - Roof/Ceiling | A | Standalone Impact on Baseline Energy (%) | Achievable Technical Potential | 0% | 0% | 0% | 0% | 0% | 0.07615% | 0.2095% | 0.418% | 0.708% | 1.077% | 1.522% | 1.99% | 2.458% | 2.931% | 3.299% | 3.643% | 3.885% | 4.083% | 4.245% | 4.324% | 4.395% | 4.444% | 4.483% | 4.498% | 0.045122 | 0.045253 | 0.045374 | 0.045484 | 0 | 0 | 0
F5_Industrial_Other Industrial_Existing_Space Heating_Natural Gas_Insulation - Roof/Ceiling_A_Achievable Technical Potential | F5 | Industrial | Other Industrial | Existing | Space Heating | Natural Gas | Insulation - Roof/Ceiling | A | Standalone Impact on Baseline Summer Peak (%) | Achievable Technical Potential | 0% | 0% | 0% | 0% | 0% | 0% | 0% | 0% | 0% | 0% | 0% | 0% | 0% | 0% | 0% | 0% | 0% | 0% | 0% | 0% | 0% | 0% | 0% | 0% | 0 | 0 | 0 | 0 | 0 | 0 | 0
F6_Industrial_Other Industrial_Existing_Space Heating_Natural Gas_Insulation - Roof/Ceiling_A_Achievable Technical Potential | F6 | Industrial | Other Industrial | Existing | Space Heating | Natural Gas | Insulation - Roof/Ceiling | A | Standalone Impact on Baseline Winter Peak (%) | Achievable Technical Potential | 0% | 0% | 0% | 0% | 0% | 0% | 0% | 0% | 0% | 0% | 0% | 0% | 0% | 0% | 0% | 0% | 0% | 0% | 0% | 0% | 0% | 0% | 0% | 0% | 0 | 0 | 0 | 0 | 0 | 0 | 0
F7_Industrial_Other Industrial_Existing_Space Heating_Natural Gas_Insulation - Roof/Ceiling_A_Achievable Technical Potential | F7 | Industrial | Other Industrial | Existing | Space Heating | Natural Gas | Insulation - Roof/Ceiling | A | Incremental Energy Savings (MWh or mTherms) | Achievable Technical Potential | 0 | 0 | 0 | 0 | 0 | 0.57597 | 1.0025 | 1.5408 | 2.1443 | 2.7128 | 3.103 | 3.3085 | 3.278 | 2.9891 | 2.6048 | 2.1091 | 1.6287 | 1.1859 | 0.81744 | 0.54218 | 0.34155 | 0.20582 | 0.13808 | 0 | 0 | 0 | 0 | 0 | 0 | 0 | 0
F8_Industrial_Other Industrial_Existing_Space Heating_Natural Gas_Insulation - Roof/Ceiling_A_Achievable Technical Potential | F8 | Industrial | Other Industrial | Existing | Space Heating | Natural Gas | Insulation - Roof/Ceiling | A | Incremental Summer Peak Savings (MW) | Achievable Technical Potential | 0 | 0 | 0 | 0 | 0 | 0 | 0 | 0 | 0 | 0 | 0 | 0 | 0 | 0 | 0 | 0 | 0 | 0 | 0 | 0 | 0 | 0 | 0 | 0 | 0 | 0 | 0 | 0 | 0 | 0 | 0
F9_Industrial_Other Industrial_Existing_Space Heating_Natural Gas_Insulation - Roof/Ceiling_A_Achievable Technical Potential | F9 | Industrial | Other Industrial | Existing | Space Heating | Natural Gas | Insulation - Roof/Ceiling | A | Incremental Winter Peak Savings (MW) | Achievable Technical Potential | 0 | 0 | 0 | 0 | 0 | 0 | 0 | 0 | 0 | 0 | 0 | 0 | 0 | 0 | 0 | 0 | 0 | 0 | 0 | 0 | 0 | 0 | 0 | 0 | 0 | 0 | 0 | 0 | 0 | 0 | 0
F10_Industrial_Other Industrial_Existing_Space Heating_Natural Gas_Insulation - Roof/Ceiling_A_Achievable Technical Potential | F10 | Industrial | Other Industrial | Existing | Space Heating | Natural Gas | Insulation - Roof/Ceiling | A | Cumulative Energy Savings (MWh or mTherms) | Achievable Technical Potential | 0 | 0 | 0 | 0 | 0 | 0.57597 | 1.5756 | 3.1068 | 5.231 | 7.9081 | 10.9561 | 14.1858 | 17.3616 | 20.2251 | 22.6708 | 24.6137 | 26.0627 | 27.0708 | 27.715 | 28.0832 | 28.2571 | 28.2895 | 28.27 | 28.1203 | 27.9779 | 27.8461 | 27.7241 | 27.6112 | 0 | 0 | 0
F11_Industrial_Other Industrial_Existing_Space Heating_Natural Gas_Insulation - Roof/Ceiling_A_Achievable Technical Potential | F11 | Industrial | Other Industrial | Existing | Space Heating | Natural Gas | Insulation - Roof/Ceiling | A | Cumulative Summer Peak Savings (MW) | Achievable Technical Potential | 0 | 0 | 0 | 0 | 0 | 0 | 0 | 0 | 0 | 0 | 0 | 0 | 0 | 0 | 0 | 0 | 0 | 0 | 0 | 0 | 0 | 0 | 0 | 0 | 0 | 0 | 0 | 0 | 0 | 0 | 0
F12_Industrial_Other Industrial_Existing_Space Heating_Natural Gas_Insulation - Roof/Ceiling_A_Achievable Technical Potential | F12 | Industrial | Other Industrial | Existing | Space Heating | Natural Gas | Insulation - Roof/Ceiling | A | Cumulative Winter Peak Savings (MW) | Achievable Technical Potential | 0 | 0 | 0 | 0 | 0 | 0 | 0 | 0 | 0 | 0 | 0 | 0 | 0 | 0 | 0 | 0 | 0 | 0 | 0 | 0 | 0 | 0 | 0 | 0 | 0 | 0 | 0 | 0 | 0 | 0 | 0
F13_Industrial_Other Industrial_Existing_Space Heating_Natural Gas_Insulation - Roof/Ceiling_A_Achievable Technical Potential | F13 | Industrial | Other Industrial | Existing | Space Heating | Natural Gas | Insulation - Roof/Ceiling | A | Purchases (Incremental) | Achievable Technical Potential | 0 | 0 | 0 | 0 | 0 | 5783.3307 | 10115.274 | 15642.0764 | 21910.7464 | 27909.4633 | 32147.5488 | 34525.8309 | 34455.7286 | 31648.0112 | 27797.7389 | 22673.9481 | 17637.5816 | 12930.7027 | 8970.7531 | 5987.5863 | 3794.5258 | 2300.7281 | 1552.1095 | 0 | 0 | 0 | 0 | 0 | 0 | 0 | 0
F14_Industrial_Other Industrial_Existing_Space Heating_Natural Gas_Insulation - Roof/Ceiling_A_Achievable Technical Potential | F14 | Industrial | Other Industrial | Existing | Space Heating | Natural Gas | Insulation - Roof/Ceiling | A | Purchases (Cumulative) | Achievable Technical Potential | 0 | 0 | 0 | 0 | 0 | 5783.3307 | 15898.6046 | 31540.681 | 53451.4275 | 81360.8907 | 113508.4395 | 148034.2704 | 182489.999 | 214138.0102 | 241935.7491 | 264609.6971 | 282247.2787 | 295177.9814 | 304148.7346 | 310136.3209 | 313930.8467 | 316231.5748 | 317783.6842 | 317783.6842 | 317783.6842 | 317783.6842 | 317783.6842 | 317783.6842 | 317783.6842 | 317783.6842 | 317783.6842
F1_Industrial_Other Industrial_Existing_Space Heating_Natural Gas_Insulation - Wall Cavity_A_Achievable Technical Potential | F1 | Industrial | Other Industrial | Existing | Space Heating | Natural Gas | Insulation - Wall Cavity | A | Original Unit Energy Savings (kWh or therms) | Achievable Technical Potential | 0 | 0 | 0 | 0 | 0 | 0.017935 | 0.017848 | 0.017739 | 0.017625 | 0.017505 | 0.017383 | 0.017258 | 0.017133 | 0.017009 | 0.016876 | 0.016752 | 0.01663 | 0.016516 | 0.01641 | 0.016307 | 0.01621 | 0.016111 | 0.016021 | 0.015936 | 0.015855 | 0.015781 | 0.015712 | 0.015648 | 0 | 0 | 0
F2_Industrial_Other Industrial_Existing_Space Heating_Natural Gas_Insulation - Wall Cavity_A_Achievable Technical Potential | F2 | Industrial | Other Industrial | Existing | Space Heating | Natural Gas | Insulation - Wall Cavity | A | Original Unit Summer Peak Savings (kW) | Achievable Technical Potential | 0 | 0 | 0 | 0 | 0 | 0 | 0 | 0 | 0 | 0 | 0 | 0 | 0 | 0 | 0 | 0 | 0 | 0 | 0 | 0 | 0 | 0 | 0 | 0 | 0 | 0 | 0 | 0 | 0 | 0 | 0
F3_Industrial_Other Industrial_Existing_Space Heating_Natural Gas_Insulation - Wall Cavity_A_Achievable Technical Potential | F3 | Industrial | Other Industrial | Existing | Space Heating | Natural Gas | Insulation - Wall Cavity | A | Original Unit Winter Peak Savings (kW) | Achievable Technical Potential | 0 | 0 | 0 | 0 | 0 | 0 | 0 | 0 | 0 | 0 | 0 | 0 | 0 | 0 | 0 | 0 | 0 | 0 | 0 | 0 | 0 | 0 | 0 | 0 | 0 | 0 | 0 | 0 | 0 | 0 | 0
F4_Industrial_Other Industrial_Existing_Space Heating_Natural Gas_Insulation - Wall Cavity_A_Achievable Technical Potential | F4 | Industrial | Other Industrial | Existing | Space Heating | Natural Gas | Insulation - Wall Cavity | A | Standalone Impact on Baseline Energy (%) | Achievable Technical Potential | 0% | 0% | 0% | 0% | 0% | 0.01371% | 0.03772% | 0.07528% | 0.1275% | 0.1939% | 0.274% | 0.3584% | 0.4427% | 0.5278% | 0.5941% | 0.656% | 0.6996% | 0.7354% | 0.7646% | 0.7787% | 0.7915% | 0.8004% | 0.8073% | 0.81% | 0.008126 | 0.0081497 | 0.0081715 | 0.0081913 | 0 | 0 | 0
F5_Industrial_Other Industrial_Existing_Space Heating_Natural Gas_Insulation - Wall Cavity_A_Achievable Technical Potential | F5 | Industrial | Other Industrial | Existing | Space Heating | Natural Gas | Insulation - Wall Cavity | A | Standalone Impact on Baseline Summer Peak (%) | Achievable Technical Potential | 0% | 0% | 0% | 0% | 0% | 0% | 0% | 0% | 0% | 0% | 0% | 0% | 0% | 0% | 0% | 0% | 0% | 0% | 0% | 0% | 0% | 0% | 0% | 0% | 0 | 0 | 0 | 0 | 0 | 0 | 0
F6_Industrial_Other Industrial_Existing_Space Heating_Natural Gas_Insulation - Wall Cavity_A_Achievable Technical Potential | F6 | Industrial | Other Industrial | Existing | Space Heating | Natural Gas | Insulation - Wall Cavity | A | Standalone Impact on Baseline Winter Peak (%) | Achievable Technical Potential | 0% | 0% | 0% | 0% | 0% | 0% | 0% | 0% | 0% | 0% | 0% | 0% | 0% | 0% | 0% | 0% | 0% | 0% | 0% | 0% | 0% | 0% | 0% | 0% | 0 | 0 | 0 | 0 | 0 | 0 | 0
F7_Industrial_Other Industrial_Existing_Space Heating_Natural Gas_Insulation - Wall Cavity_A_Achievable Technical Potential | F7 | Industrial | Other Industrial | Existing | Space Heating | Natural Gas | Insulation - Wall Cavity | A | Incremental Energy Savings (MWh or mTherms) | Achievable Technical Potential | 0 | 0 | 0 | 0 | 0 | 0.10373 | 0.18054 | 0.27748 | 0.38617 | 0.48854 | 0.55882 | 0.59584 | 0.59034 | 0.53832 | 0.4691 | 0.37983 | 0.29331 | 0.21357 | 0.14721 | 0.097642 | 0.06151 | 0.037066 | 0.024866 | 0 | 0 | 0 | 0 | 0 | 0 | 0 | 0
F8_Industrial_Other Industrial_Existing_Space Heating_Natural Gas_Insulation - Wall Cavity_A_Achievable Technical Potential | F8 | Industrial | Other Industrial | Existing | Space Heating | Natural Gas | Insulation - Wall Cavity | A | Incremental Summer Peak Savings (MW) | Achievable Technical Potential | 0 | 0 | 0 | 0 | 0 | 0 | 0 | 0 | 0 | 0 | 0 | 0 | 0 | 0 | 0 | 0 | 0 | 0 | 0 | 0 | 0 | 0 | 0 | 0 | 0 | 0 | 0 | 0 | 0 | 0 | 0
F9_Industrial_Other Industrial_Existing_Space Heating_Natural Gas_Insulation - Wall Cavity_A_Achievable Technical Potential | F9 | Industrial | Other Industrial | Existing | Space Heating | Natural Gas | Insulation - Wall Cavity | A | Incremental Winter Peak Savings (MW) | Achievable Technical Potential | 0 | 0 | 0 | 0 | 0 | 0 | 0 | 0 | 0 | 0 | 0 | 0 | 0 | 0 | 0 | 0 | 0 | 0 | 0 | 0 | 0 | 0 | 0 | 0 | 0 | 0 | 0 | 0 | 0 | 0 | 0
F10_Industrial_Other Industrial_Existing_Space Heating_Natural Gas_Insulation - Wall Cavity_A_Achievable Technical Potential | F10 | Industrial | Other Industrial | Existing | Space Heating | Natural Gas | Insulation - Wall Cavity | A | Cumulative Energy Savings (MWh or mTherms) | Achievable Technical Potential | 0 | 0 | 0 | 0 | 0 | 0.10373 | 0.28375 | 0.55951 | 0.94206 | 1.4242 | 1.9731 | 2.5547 | 3.1267 | 3.6424 | 4.0828 | 4.4327 | 4.6937 | 4.8752 | 4.9912 | 5.0575 | 5.0889 | 5.0947 | 5.0912 | 5.0642 | 5.0386 | 5.0148 | 4.9929 | 4.9725 | 0 | 0 | 0
F11_Industrial_Other Industrial_Existing_Space Heating_Natural Gas_Insulation - Wall Cavity_A_Achievable Technical Potential | F11 | Industrial | Other Industrial | Existing | Space Heating | Natural Gas | Insulation - Wall Cavity | A | Cumulative Summer Peak Savings (MW) | Achievable Technical Potential | 0 | 0 | 0 | 0 | 0 | 0 | 0 | 0 | 0 | 0 | 0 | 0 | 0 | 0 | 0 | 0 | 0 | 0 | 0 | 0 | 0 | 0 | 0 | 0 | 0 | 0 | 0 | 0 | 0 | 0 | 0
F12_Industrial_Other Industrial_Existing_Space Heating_Natural Gas_Insulation - Wall Cavity_A_Achievable Technical Potential | F12 | Industrial | Other Industrial | Existing | Space Heating | Natural Gas | Insulation - Wall Cavity | A | Cumulative Winter Peak Savings (MW) | Achievable Technical Potential | 0 | 0 | 0 | 0 | 0 | 0 | 0 | 0 | 0 | 0 | 0 | 0 | 0 | 0 | 0 | 0 | 0 | 0 | 0 | 0 | 0 | 0 | 0 | 0 | 0 | 0 | 0 | 0 | 0 | 0 | 0
F13_Industrial_Other Industrial_Existing_Space Heating_Natural Gas_Insulation - Wall Cavity_A_Achievable Technical Potential | F13 | Industrial | Other Industrial | Existing | Space Heating | Natural Gas | Insulation - Wall Cavity | A | Purchases (Incremental) | Achievable Technical Potential | 0 | 0 | 0 | 0 | 0 | 5783.3307 | 10115.274 | 15642.0764 | 21910.7464 | 27909.4633 | 32147.5488 | 34525.8309 | 34455.7286 | 31648.0112 | 27797.7389 | 22673.9481 | 17637.5816 | 12930.7027 | 8970.7531 | 5987.5863 | 3794.5258 | 2300.7281 | 1552.1095 | 0 | 0 | 0 | 0 | 0 | 0 | 0 | 0
F14_Industrial_Other Industrial_Existing_Space Heating_Natural Gas_Insulation - Wall Cavity_A_Achievable Technical Potential | F14 | Industrial | Other Industrial | Existing | Space Heating | Natural Gas | Insulation - Wall Cavity | A | Purchases (Cumulative) | Achievable Technical Potential | 0 | 0 | 0 | 0 | 0 | 5783.3307 | 15898.6046 | 31540.681 | 53451.4275 | 81360.8907 | 113508.4395 | 148034.2704 | 182489.999 | 214138.0102 | 241935.7491 | 264609.6971 | 282247.2787 | 295177.9814 | 304148.7346 | 310136.3209 | 313930.8467 | 316231.5748 | 317783.6842 | 317783.6842 | 317783.6842 | 317783.6842 | 317783.6842 | 317783.6842 | 317783.6842 | 317783.6842 | 317783.6842
F1_Industrial_Other Industrial_Existing_Space Heating_Natural Gas_Insulation - Ducting_A_Achievable Technical Potential | F1 | Industrial | Other Industrial | Existing | Space Heating | Natural Gas | Insulation - Ducting | A | Original Unit Energy Savings (kWh or therms) | Achievable Technical Potential | 0 | 0 | 0 | 0 | 0 | 0.0016309 | 0.0016162 | 0.0015975 | 0.0015784 | 0.0015594 | 0.0015407 | 0.0015222 | 0.0015048 | 0.0014884 | 0.0014718 | 0.0014574 | 0.0014437 | 0.0014309 | 0.0014188 | 0.0014066 | 0.0013948 | 0.001383 | 0.0013709 | 0.0013593 | 0.0013481 | 0.0013376 | 0.0013278 | 0.0013186 | 0.00131 | 0.0013019 | 0.0012943
F2_Industrial_Other Industrial_Existing_Space Heating_Natural Gas_Insulation - Ducting_A_Achievable Technical Potential | F2 | Industrial | Other Industrial | Existing | Space Heating | Natural Gas | Insulation - Ducting | A | Original Unit Summer Peak Savings (kW) | Achievable Technical Potential | 0 | 0 | 0 | 0 | 0 | 0 | 0 | 0 | 0 | 0 | 0 | 0 | 0 | 0 | 0 | 0 | 0 | 0 | 0 | 0 | 0 | 0 | 0 | 0 | 0 | 0 | 0 | 0 | 0 | 0 | 0
F3_Industrial_Other Industrial_Existing_Space Heating_Natural Gas_Insulation - Ducting_A_Achievable Technical Potential | F3 | Industrial | Other Industrial | Existing | Space Heating | Natural Gas | Insulation - Ducting | A | Original Unit Winter Peak Savings (kW) | Achievable Technical Potential | 0 | 0 | 0 | 0 | 0 | 0 | 0 | 0 | 0 | 0 | 0 | 0 | 0 | 0 | 0 | 0 | 0 | 0 | 0 | 0 | 0 | 0 | 0 | 0 | 0 | 0 | 0 | 0 | 0 | 0 | 0
F4_Industrial_Other Industrial_Existing_Space Heating_Natural Gas_Insulation - Ducting_A_Achievable Technical Potential | F4 | Industrial | Other Industrial | Existing | Space Heating | Natural Gas | Insulation - Ducting | A | Standalone Impact on Baseline Energy (%) | Achievable Technical Potential | 0% | 0% | 0% | 0% | 0% | 0.0007873% | 0.001747% | 0.002919% | 0.004254% | 0.005763% | 0.007592% | 0.009525% | 0.01149% | 0.01349% | 0.01499% | 0.01632% | 0.0171% | 0.01762% | 0.01797% | 0.018% | 0.01807% | 0.01811% | 0.01812% | 0.01812% | 0.00018123 | 0.00018119 | 0.00018114 | 0.00018106 | 0 | 0 | 0
F5_Industrial_Other Industrial_Existing_Space Heating_Natural Gas_Insulation - Ducting_A_Achievable Technical Potential | F5 | Industrial | Other Industrial | Existing | Space Heating | Natural Gas | Insulation - Ducting | A | Standalone Impact on Baseline Summer Peak (%) | Achievable Technical Potential | 0% | 0% | 0% | 0% | 0% | 0% | 0% | 0% | 0% | 0% | 0% | 0% | 0% | 0% | 0% | 0% | 0% | 0% | 0% | 0% | 0% | 0% | 0% | 0% | 0 | 0 | 0 | 0 | 0 | 0 | 0
F6_Industrial_Other Industrial_Existing_Space Heating_Natural Gas_Insulation - Ducting_A_Achievable Technical Potential | F6 | Industrial | Other Industrial | Existing | Space Heating | Natural Gas | Insulation - Ducting | A | Standalone Impact on Baseline Winter Peak (%) | Achievable Technical Potential | 0% | 0% | 0% | 0% | 0% | 0% | 0% | 0% | 0% | 0% | 0% | 0% | 0% | 0% | 0% | 0% | 0% | 0% | 0% | 0% | 0% | 0% | 0% | 0% | 0 | 0 | 0 | 0 | 0 | 0 | 0
F7_Industrial_Other Industrial_Existing_Space Heating_Natural Gas_Insulation - Ducting_A_Achievable Technical Potential | F7 | Industrial | Other Industrial | Existing | Space Heating | Natural Gas | Insulation - Ducting | A | Incremental Energy Savings (MWh or mTherms) | Achievable Technical Potential | 0 | 0 | 0 | 0 | 0 | 0.0059545 | 0.0072412 | 0.0087068 | 0.0099924 | 0.011269 | 0.012852 | 0.013891 | 0.014 | 0.012842 | 0.010958 | 0.0083164 | 0.0054531 | 0.0031224 | 0.0014774 | 0.00062042 | 0.00022279 | 6.8734e-05 | 1.4796e-05 | 2.4031e-06 | 2.8518e-07 | 0 | 0 | 0 | 0 | 0 | 0
F8_Industrial_Other Industrial_Existing_Space Heating_Natural Gas_Insulation - Ducting_A_Achievable Technical Potential | F8 | Industrial | Other Industrial | Existing | Space Heating | Natural Gas | Insulation - Ducting | A | Incremental Summer Peak Savings (MW) | Achievable Technical Potential | 0 | 0 | 0 | 0 | 0 | 0 | 0 | 0 | 0 | 0 | 0 | 0 | 0 | 0 | 0 | 0 | 0 | 0 | 0 | 0 | 0 | 0 | 0 | 0 | 0 | 0 | 0 | 0 | 0 | 0 | 0
F9_Industrial_Other Industrial_Existing_Space Heating_Natural Gas_Insulation - Ducting_A_Achievable Technical Potential | F9 | Industrial | Other Industrial | Existing | Space Heating | Natural Gas | Insulation - Ducting | A | Incremental Winter Peak Savings (MW) | Achievable Technical Potential | 0 | 0 | 0 | 0 | 0 | 0 | 0 | 0 | 0 | 0 | 0 | 0 | 0 | 0 | 0 | 0 | 0 | 0 | 0 | 0 | 0 | 0 | 0 | 0 | 0 | 0 | 0 | 0 | 0 | 0 | 0
F10_Industrial_Other Industrial_Existing_Space Heating_Natural Gas_Insulation - Ducting_A_Achievable Technical Potential | F10 | Industrial | Other Industrial | Existing | Space Heating | Natural Gas | Insulation - Ducting | A | Cumulative Energy Savings (MWh or mTherms) | Achievable Technical Potential | 0 | 0 | 0 | 0 | 0 | 0.0059545 | 0.013142 | 0.021697 | 0.031431 | 0.04232 | 0.054666 | 0.0679 | 0.081123 | 0.093082 | 0.103 | 0.11031 | 0.11473 | 0.11683 | 0.11732 | 0.11694 | 0.11618 | 0.11527 | 0.11427 | 0.1133 | 0.11237 | 0.1115 | 0.11068 | 0.10991 | 0.10919 | 0.10852 | 0.10789
F11_Industrial_Other Industrial_Existing_Space Heating_Natural Gas_Insulation - Ducting_A_Achievable Technical Potential | F11 | Industrial | Other Industrial | Existing | Space Heating | Natural Gas | Insulation - Ducting | A | Cumulative Summer Peak Savings (MW) | Achievable Technical Potential | 0 | 0 | 0 | 0 | 0 | 0 | 0 | 0 | 0 | 0 | 0 | 0 | 0 | 0 | 0 | 0 | 0 | 0 | 0 | 0 | 0 | 0 | 0 | 0 | 0 | 0 | 0 | 0 | 0 | 0 | 0
F12_Industrial_Other Industrial_Existing_Space Heating_Natural Gas_Insulation - Ducting_A_Achievable Technical Potential | F12 | Industrial | Other Industrial | Existing | Space Heating | Natural Gas | Insulation - Ducting | A | Cumulative Winter Peak Savings (MW) | Achievable Technical Potential | 0 | 0 | 0 | 0 | 0 | 0 | 0 | 0 | 0 | 0 | 0 | 0 | 0 | 0 | 0 | 0 | 0 | 0 | 0 | 0 | 0 | 0 | 0 | 0 | 0 | 0 | 0 | 0 | 0 | 0 | 0
F13_Industrial_Other Industrial_Existing_Space Heating_Natural Gas_Insulation - Ducting_A_Achievable Technical Potential | F13 | Industrial | Other Industrial | Existing | Space Heating | Natural Gas | Insulation - Ducting | A | Purchases (Incremental) | Achievable Technical Potential | 0 | 0 | 0 | 0 | 0 | 3651.074 | 4480.4761 | 5450.4576 | 6330.5432 | 7226.7569 | 8341.6546 | 9125.9181 | 9303.8408 | 8628.5245 | 7445.2658 | 5706.518 | 3777.1848 | 2182.1656 | 1041.3004 | 441.072 | 159.7266 | 49.6974 | 10.7923 | 1.7679 | 0.21154 | 0 | 0 | 0 | 0 | 0 | 0
F14_Industrial_Other Industrial_Existing_Space Heating_Natural Gas_Insulation - Ducting_A_Achievable Technical Potential | F14 | Industrial | Other Industrial | Existing | Space Heating | Natural Gas | Insulation - Ducting | A | Purchases (Cumulative) | Achievable Technical Potential | 0 | 0 | 0 | 0 | 0 | 3651.074 | 8131.5501 | 13582.0077 | 19912.5509 | 27139.3078 | 35480.9624 | 44606.8805 | 53910.7213 | 62539.2457 | 69984.5115 | 75691.0295 | 79468.2143 | 81650.3798 | 82691.6802 | 83132.7522 | 83292.4788 | 83342.1762 | 83352.9685 | 83354.7364 | 83354.9479 | 83354.9479 | 83354.9479 | 83354.9479 | 83354.9479 | 83354.9479 | 83354.9479
F1_Industrial_Other Industrial_Existing_Space Heating_Natural Gas_HVAC - Duct Repair and Sealing_A_Achievable Technical Potential | F1 | Industrial | Other Industrial | Existing | Space Heating | Natural Gas | HVAC - Duct Repair and Sealing | A | Original Unit Energy Savings (kWh or therms) | Achievable Technical Potential | 0 | 0 | 0 | 0 | 0 | 0.0038394 | 0.0038048 | 0.0037607 | 0.003716 | 0.0036711 | 0.0036271 | 0.0035835 | 0.0035425 | 0.0035039 | 0.003465 | 0.0034309 | 0.0033988 | 0.0033686 | 0.0033402 | 0.0033115 | 0.0032836 | 0.003256 | 0.0032274 | 0.0032 | 0.0031737 | 0.003149 | 0.0031259 | 0.0031042 | 0.0030839 | 0.0030649 | 0.0030471
F2_Industrial_Other Industrial_Existing_Space Heating_Natural Gas_HVAC - Duct Repair and Sealing_A_Achievable Technical Potential | F2 | Industrial | Other Industrial | Existing | Space Heating | Natural Gas | HVAC - Duct Repair and Sealing | A | Original Unit Summer Peak Savings (kW) | Achievable Technical Potential | 0 | 0 | 0 | 0 | 0 | 0 | 0 | 0 | 0 | 0 | 0 | 0 | 0 | 0 | 0 | 0 | 0 | 0 | 0 | 0 | 0 | 0 | 0 | 0 | 0 | 0 | 0 | 0 | 0 | 0 | 0
F3_Industrial_Other Industrial_Existing_Space Heating_Natural Gas_HVAC - Duct Repair and Sealing_A_Achievable Technical Potential | F3 | Industrial | Other Industrial | Existing | Space Heating | Natural Gas | HVAC - Duct Repair and Sealing | A | Original Unit Winter Peak Savings (kW) | Achievable Technical Potential | 0 | 0 | 0 | 0 | 0 | 0 | 0 | 0 | 0 | 0 | 0 | 0 | 0 | 0 | 0 | 0 | 0 | 0 | 0 | 0 | 0 | 0 | 0 | 0 | 0 | 0 | 0 | 0 | 0 | 0 | 0
F4_Industrial_Other Industrial_Existing_Space Heating_Natural Gas_HVAC - Duct Repair and Sealing_A_Achievable Technical Potential | F4 | Industrial | Other Industrial | Existing | Space Heating | Natural Gas | HVAC - Duct Repair and Sealing | A | Standalone Impact on Baseline Energy (%) | Achievable Technical Potential | 0% | 0% | 0% | 0% | 0% | 0.003772% | 0.007514% | 0.01125% | 0.0149% | 0.0185% | 0.02232% | 0.02593% | 0.02952% | 0.03351% | 0.03689% | 0.04076% | 0.04427% | 0.048% | 0.05192% | 0.05531% | 0.05898% | 0.06263% | 0.06621% | 0.06976% | 0.00073282 | 0.00073269 | 0.00073246 | 0.00073213 | 0 | 0 | 0
F5_Industrial_Other Industrial_Existing_Space Heating_Natural Gas_HVAC - Duct Repair and Sealing_A_Achievable Technical Potential | F5 | Industrial | Other Industrial | Existing | Space Heating | Natural Gas | HVAC - Duct Repair and Sealing | A | Standalone Impact on Baseline Summer Peak (%) | Achievable Technical Potential | 0% | 0% | 0% | 0% | 0% | 0% | 0% | 0% | 0% | 0% | 0% | 0% | 0% | 0% | 0% | 0% | 0% | 0% | 0% | 0% | 0% | 0% | 0% | 0% | 0 | 0 | 0 | 0 | 0 | 0 | 0
F6_Industrial_Other Industrial_Existing_Space Heating_Natural Gas_HVAC - Duct Repair and Sealing_A_Achievable Technical Potential | F6 | Industrial | Other Industrial | Existing | Space Heating | Natural Gas | HVAC - Duct Repair and Sealing | A | Standalone Impact on Baseline Winter Peak (%) | Achievable Technical Potential | 0% | 0% | 0% | 0% | 0% | 0% | 0% | 0% | 0% | 0% | 0% | 0% | 0% | 0% | 0% | 0% | 0% | 0% | 0% | 0% | 0% | 0% | 0% | 0% | 0 | 0 | 0 | 0 | 0 | 0 | 0
F7_Industrial_Other Industrial_Existing_Space Heating_Natural Gas_HVAC - Duct Repair and Sealing_A_Achievable Technical Potential | F7 | Industrial | Other Industrial | Existing | Space Heating | Natural Gas | HVAC - Duct Repair and Sealing | A | Incremental Energy Savings (MWh or mTherms) | Achievable Technical Potential | 0 | 0 | 0 | 0 | 0 | 0.028525 | 0.028252 | 0.02776 | 0.027445 | 0.027135 | 0.02647 | 0.026081 | 0.02573 | 0.025045 | 0.024861 | 0.024382 | 0.024157 | 0.023822 | 0.023411 | 0.023237 | 0.022946 | 0.022664 | 0.022384 | 0.022118 | 0.021867 | 0 | 0 | 0 | 0 | 0 | 0
F8_Industrial_Other Industrial_Existing_Space Heating_Natural Gas_HVAC - Duct Repair and Sealing_A_Achievable Technical Potential | F8 | Industrial | Other Industrial | Existing | Space Heating | Natural Gas | HVAC - Duct Repair and Sealing | A | Incremental Summer Peak Savings (MW) | Achievable Technical Potential | 0 | 0 | 0 | 0 | 0 | 0 | 0 | 0 | 0 | 0 | 0 | 0 | 0 | 0 | 0 | 0 | 0 | 0 | 0 | 0 | 0 | 0 | 0 | 0 | 0 | 0 | 0 | 0 | 0 | 0 | 0
F9_Industrial_Other Industrial_Existing_Space Heating_Natural Gas_HVAC - Duct Repair and Sealing_A_Achievable Technical Potential | F9 | Industrial | Other Industrial | Existing | Space Heating | Natural Gas | HVAC - Duct Repair and Sealing | A | Incremental Winter Peak Savings (MW) | Achievable Technical Potential | 0 | 0 | 0 | 0 | 0 | 0 | 0 | 0 | 0 | 0 | 0 | 0 | 0 | 0 | 0 | 0 | 0 | 0 | 0 | 0 | 0 | 0 | 0 | 0 | 0 | 0 | 0 | 0 | 0 | 0 | 0
F10_Industrial_Other Industrial_Existing_Space Heating_Natural Gas_HVAC - Duct Repair and Sealing_A_Achievable Technical Potential | F10 | Industrial | Other Industrial | Existing | Space Heating | Natural Gas | HVAC - Duct Repair and Sealing | A | Cumulative Energy Savings (MWh or mTherms) | Achievable Technical Potential | 0 | 0 | 0 | 0 | 0 | 0.028525 | 0.05652 | 0.083625 | 0.11008 | 0.13588 | 0.16072 | 0.18487 | 0.20849 | 0.23126 | 0.25355 | 0.27544 | 0.29702 | 0.3182 | 0.33893 | 0.35925 | 0.37918 | 0.39865 | 0.41754 | 0.43611 | 0.45439 | 0.45085 | 0.44754 | 0.44444 | 0.44154 | 0.43881 | 0.43626
F11_Industrial_Other Industrial_Existing_Space Heating_Natural Gas_HVAC - Duct Repair and Sealing_A_Achievable Technical Potential | F11 | Industrial | Other Industrial | Existing | Space Heating | Natural Gas | HVAC - Duct Repair and Sealing | A | Cumulative Summer Peak Savings (MW) | Achievable Technical Potential | 0 | 0 | 0 | 0 | 0 | 0 | 0 | 0 | 0 | 0 | 0 | 0 | 0 | 0 | 0 | 0 | 0 | 0 | 0 | 0 | 0 | 0 | 0 | 0 | 0 | 0 | 0 | 0 | 0 | 0 | 0
F12_Industrial_Other Industrial_Existing_Space Heating_Natural Gas_HVAC - Duct Repair and Sealing_A_Achievable Technical Potential | F12 | Industrial | Other Industrial | Existing | Space Heating | Natural Gas | HVAC - Duct Repair and Sealing | A | Cumulative Winter Peak Savings (MW) | Achievable Technical Potential | 0 | 0 | 0 | 0 | 0 | 0 | 0 | 0 | 0 | 0 | 0 | 0 | 0 | 0 | 0 | 0 | 0 | 0 | 0 | 0 | 0 | 0 | 0 | 0 | 0 | 0 | 0 | 0 | 0 | 0 | 0
F13_Industrial_Other Industrial_Existing_Space Heating_Natural Gas_HVAC - Duct Repair and Sealing_A_Achievable Technical Potential | F13 | Industrial | Other Industrial | Existing | Space Heating | Natural Gas | HVAC - Duct Repair and Sealing | A | Purchases (Incremental) | Achievable Technical Potential | 0 | 0 | 0 | 0 | 0 | 7429.511 | 7425.4334 | 7381.6429 | 7385.6337 | 7391.7408 | 7297.8733 | 7277.9306 | 7263.1533 | 7147.8169 | 7175.1075 | 7106.6835 | 7107.6058 | 7071.8329 | 7008.7525 | 7017.0548 | 6988.0376 | 6960.8588 | 6935.4959 | 6911.9269 | 6890.1304 | 0 | 0 | 0 | 0 | 0 | 0
F14_Industrial_Other Industrial_Existing_Space Heating_Natural Gas_HVAC - Duct Repair and Sealing_A_Achievable Technical Potential | F14 | Industrial | Other Industrial | Existing | Space Heating | Natural Gas | HVAC - Duct Repair and Sealing | A | Purchases (Cumulative) | Achievable Technical Potential | 0 | 0 | 0 | 0 | 0 | 7429.511 | 14854.9443 | 22236.5872 | 29622.221 | 37013.9618 | 44311.835 | 51589.7656 | 58852.9189 | 66000.7358 | 73175.8433 | 80282.5268 | 87390.1325 | 94461.9654 | 101470.7179 | 108487.7727 | 115475.8103 | 122436.6691 | 129372.165 | 136284.0919 | 143174.2223 | 143174.2223 | 143174.2223 | 143174.2223 | 143174.2223 | 143174.2223 | 143174.2223
F1_Industrial_Other Industrial_Existing_Space Heating_Natural Gas_Windows - High Efficiency_A_Achievable Technical Potential | F1 | Industrial | Other Industrial | Existing | Space Heating | Natural Gas | Windows - High Efficiency | A | Original Unit Energy Savings (kWh or therms) | Achievable Technical Potential | 0 | 0 | 0 | 0 | 0 | 0.0056921 | 0.0056642 | 0.0056298 | 0.0055934 | 0.0055553 | 0.0055167 | 0.005477 | 0.0054375 | 0.0053982 | 0.0053557 | 0.0053164 | 0.0052777 | 0.0052417 | 0.0052081 | 0.0051754 | 0.0051445 | 0.005113 | 0.0050845 | 0.0050575 | 0.0050319 | 0.0050082 | 0.0049863 | 0.004966 | 0 | 0 | 0
F2_Industrial_Other Industrial_Existing_Space Heating_Natural Gas_Windows - High Efficiency_A_Achievable Technical Potential | F2 | Industrial | Other Industrial | Existing | Space Heating | Natural Gas | Windows - High Efficiency | A | Original Unit Summer Peak Savings (kW) | Achievable Technical Potential | 0 | 0 | 0 | 0 | 0 | 0 | 0 | 0 | 0 | 0 | 0 | 0 | 0 | 0 | 0 | 0 | 0 | 0 | 0 | 0 | 0 | 0 | 0 | 0 | 0 | 0 | 0 | 0 | 0 | 0 | 0
F3_Industrial_Other Industrial_Existing_Space Heating_Natural Gas_Windows - High Efficiency_A_Achievable Technical Potential | F3 | Industrial | Other Industrial | Existing | Space Heating | Natural Gas | Windows - High Efficiency | A | Original Unit Winter Peak Savings (kW) | Achievable Technical Potential | 0 | 0 | 0 | 0 | 0 | 0 | 0 | 0 | 0 | 0 | 0 | 0 | 0 | 0 | 0 | 0 | 0 | 0 | 0 | 0 | 0 | 0 | 0 | 0 | 0 | 0 | 0 | 0 | 0 | 0 | 0
F4_Industrial_Other Industrial_Existing_Space Heating_Natural Gas_Windows - High Efficiency_A_Achievable Technical Potential | F4 | Industrial | Other Industrial | Existing | Space Heating | Natural Gas | Windows - High Efficiency | A | Standalone Impact on Baseline Energy (%) | Achievable Technical Potential | 0% | 0% | 0% | 0% | 0% | 0.004412% | 0.01323% | 0.02897% | 0.05443% | 0.09305% | 0.1496% | 0.2254% | 0.3235% | 0.4495% | 0.5902% | 0.7557% | 0.9255% | 1.101% | 1.272% | 1.412% | 1.535% | 1.63% | 1.698% | 1.743% | 0.017746 | 0.017798 | 0.017846 | 0.017889 | 0 | 0 | 0
F5_Industrial_Other Industrial_Existing_Space Heating_Natural Gas_Windows - High Efficiency_A_Achievable Technical Potential | F5 | Industrial | Other Industrial | Existing | Space Heating | Natural Gas | Windows - High Efficiency | A | Standalone Impact on Baseline Summer Peak (%) | Achievable Technical Potential | 0% | 0% | 0% | 0% | 0% | 0% | 0% | 0% | 0% | 0% | 0% | 0% | 0% | 0% | 0% | 0% | 0% | 0% | 0% | 0% | 0% | 0% | 0% | 0% | 0 | 0 | 0 | 0 | 0 | 0 | 0
F6_Industrial_Other Industrial_Existing_Space Heating_Natural Gas_Windows - High Efficiency_A_Achievable Technical Potential | F6 | Industrial | Other Industrial | Existing | Space Heating | Natural Gas | Windows - High Efficiency | A | Standalone Impact on Baseline Winter Peak (%) | Achievable Technical Potential | 0% | 0% | 0% | 0% | 0% | 0% | 0% | 0% | 0% | 0% | 0% | 0% | 0% | 0% | 0% | 0% | 0% | 0% | 0% | 0% | 0% | 0% | 0% | 0% | 0 | 0 | 0 | 0 | 0 | 0 | 0
F7_Industrial_Other Industrial_Existing_Space Heating_Natural Gas_Windows - High Efficiency_A_Achievable Technical Potential | F7 | Industrial | Other Industrial | Existing | Space Heating | Natural Gas | Windows - High Efficiency | A | Incremental Energy Savings (MWh or mTherms) | Achievable Technical Potential | 0 | 0 | 0 | 0 | 0 | 0.033371 | 0.066343 | 0.11639 | 0.1882 | 0.28395 | 0.39872 | 0.537 | 0.68972 | 0.83345 | 0.97882 | 1.0797 | 1.1404 | 1.1316 | 1.0505 | 0.91887 | 0.75224 | 0.56949 | 0.39064 | 0.24741 | 0.16003 | 0 | 0 | 0 | 0 | 0 | 0
F8_Industrial_Other Industrial_Existing_Space Heating_Natural Gas_Windows - High Efficiency_A_Achievable Technical Potential | F8 | Industrial | Other Industrial | Existing | Space Heating | Natural Gas | Windows - High Efficiency | A | Incremental Summer Peak Savings (MW) | Achievable Technical Potential | 0 | 0 | 0 | 0 | 0 | 0 | 0 | 0 | 0 | 0 | 0 | 0 | 0 | 0 | 0 | 0 | 0 | 0 | 0 | 0 | 0 | 0 | 0 | 0 | 0 | 0 | 0 | 0 | 0 | 0 | 0
F9_Industrial_Other Industrial_Existing_Space Heating_Natural Gas_Windows - High Efficiency_A_Achievable Technical Potential | F9 | Industrial | Other Industrial | Existing | Space Heating | Natural Gas | Windows - High Efficiency | A | Incremental Winter Peak Savings (MW) | Achievable Technical Potential | 0 | 0 | 0 | 0 | 0 | 0 | 0 | 0 | 0 | 0 | 0 | 0 | 0 | 0 | 0 | 0 | 0 | 0 | 0 | 0 | 0 | 0 | 0 | 0 | 0 | 0 | 0 | 0 | 0 | 0 | 0
F10_Industrial_Other Industrial_Existing_Space Heating_Natural Gas_Windows - High Efficiency_A_Achievable Technical Potential | F10 | Industrial | Other Industrial | Existing | Space Heating | Natural Gas | Windows - High Efficiency | A | Cumulative Energy Savings (MWh or mTherms) | Achievable Technical Potential | 0 | 0 | 0 | 0 | 0 | 0.033371 | 0.09955 | 0.21533 | 0.40214 | 0.68335 | 1.0773 | 1.6066 | 2.2847 | 3.1016 | 4.056 | 5.106 | 6.2092 | 7.2984 | 8.3022 | 9.1689 | 9.8664 | 10.3754 | 10.7082 | 10.8989 | 11.0037 | 10.9519 | 10.9039 | 10.8595 | 0 | 0 | 0
F11_Industrial_Other Industrial_Existing_Space Heating_Natural Gas_Windows - High Efficiency_A_Achievable Technical Potential | F11 | Industrial | Other Industrial | Existing | Space Heating | Natural Gas | Windows - High Efficiency | A | Cumulative Summer Peak Savings (MW) | Achievable Technical Potential | 0 | 0 | 0 | 0 | 0 | 0 | 0 | 0 | 0 | 0 | 0 | 0 | 0 | 0 | 0 | 0 | 0 | 0 | 0 | 0 | 0 | 0 | 0 | 0 | 0 | 0 | 0 | 0 | 0 | 0 | 0
F12_Industrial_Other Industrial_Existing_Space Heating_Natural Gas_Windows - High Efficiency_A_Achievable Technical Potential | F12 | Industrial | Other Industrial | Existing | Space Heating | Natural Gas | Windows - High Efficiency | A | Cumulative Winter Peak Savings (MW) | Achievable Technical Potential | 0 | 0 | 0 | 0 | 0 | 0 | 0 | 0 | 0 | 0 | 0 | 0 | 0 | 0 | 0 | 0 | 0 | 0 | 0 | 0 | 0 | 0 | 0 | 0 | 0 | 0 | 0 | 0 | 0 | 0 | 0
F13_Industrial_Other Industrial_Existing_Space Heating_Natural Gas_Windows - High Efficiency_A_Achievable Technical Potential | F13 | Industrial | Other Industrial | Existing | Space Heating | Natural Gas | Windows - High Efficiency | A | Purchases (Incremental) | Achievable Technical Potential | 0 | 0 | 0 | 0 | 0 | 5862.6374 | 11712.5957 | 20673.6012 | 33646.6268 | 51113.1095 | 72275.2677 | 98045.5521 | 126844.3743 | 154393.3558 | 182761.5787 | 203091.2274 | 216078.8663 | 215888.8924 | 201696.3779 | 177546.2912 | 146221.6488 | 111381.6634 | 76829.4191 | 48918.6543 | 31802.8641 | 0 | 0 | 0 | 0 | 0 | 0
F14_Industrial_Other Industrial_Existing_Space Heating_Natural Gas_Windows - High Efficiency_A_Achievable Technical Potential | F14 | Industrial | Other Industrial | Existing | Space Heating | Natural Gas | Windows - High Efficiency | A | Purchases (Cumulative) | Achievable Technical Potential | 0 | 0 | 0 | 0 | 0 | 5862.6374 | 17575.2331 | 38248.8343 | 71895.4611 | 123008.5706 | 195283.8383 | 293329.3904 | 420173.7646 | 574567.1204 | 757328.6992 | 960419.9266 | 1176498.7929 | 1392387.6853 | 1594084.0632 | 1771630.3544 | 1917852.0032 | 2029233.6665 | 2106063.0857 | 2154981.7399 | 2186784.604 | 2186784.604 | 2186784.604 | 2186784.604 | 2186784.604 | 2186784.604 | 2186784.604
F1_Industrial_Other Industrial_Existing_Space Heating_Natural Gas_Gas Boiler - Maintenance_A_Achievable Technical Potential | F1 | Industrial | Other Industrial | Existing | Space Heating | Natural Gas | Gas Boiler - Maintenance | A | Original Unit Energy Savings (kWh or therms) | Achievable Technical Potential | 0 | 0 | 0 | 0 | 0 | 2.0182 | 2.0045 | 1.9909 | 1.9773 | 1.9636 | 1.9504 | 1.9373 | 1.9243 | 1.9115 | 1.8979 | 1.8855 | 1.8732 | 1.8611 | 1.8491 | 1.8372 | 1.8256 | 1.8136 | 1.802 | 1.7908 | 1.7795 | 1.7691 | 1.7597 | 1.7511 | 1.7433 | 1.7361 | 1.7296
F2_Industrial_Other Industrial_Existing_Space Heating_Natural Gas_Gas Boiler - Maintenance_A_Achievable Technical Potential | F2 | Industrial | Other Industrial | Existing | Space Heating | Natural Gas | Gas Boiler - Maintenance | A | Original Unit Summer Peak Savings (kW) | Achievable Technical Potential | 0 | 0 | 0 | 0 | 0 | 0 | 0 | 0 | 0 | 0 | 0 | 0 | 0 | 0 | 0 | 0 | 0 | 0 | 0 | 0 | 0 | 0 | 0 | 0 | 0 | 0 | 0 | 0 | 0 | 0 | 0
F3_Industrial_Other Industrial_Existing_Space Heating_Natural Gas_Gas Boiler - Maintenance_A_Achievable Technical Potential | F3 | Industrial | Other Industrial | Existing | Space Heating | Natural Gas | Gas Boiler - Maintenance | A | Original Unit Winter Peak Savings (kW) | Achievable Technical Potential | 0 | 0 | 0 | 0 | 0 | 0 | 0 | 0 | 0 | 0 | 0 | 0 | 0 | 0 | 0 | 0 | 0 | 0 | 0 | 0 | 0 | 0 | 0 | 0 | 0 | 0 | 0 | 0 | 0 | 0 | 0
F4_Industrial_Other Industrial_Existing_Space Heating_Natural Gas_Gas Boiler - Maintenance_A_Achievable Technical Potential | F4 | Industrial | Other Industrial | Existing | Space Heating | Natural Gas | Gas Boiler - Maintenance | A | Standalone Impact on Baseline Energy (%) | Achievable Technical Potential | 0% | 0% | 0% | 0% | 0% | 0.004179% | 0.007097% | 0.009157% | 0.01072% | 0.01209% | 0.01344% | 0.01451% | 0.01542% | 0.01641% | 0.01698% | 0.01767% | 0.01808% | 0.01849% | 0.0189% | 0.01906% | 0.01931% | 0.01951% | 0.01969% | 0.01983% | 0.00019949 | 0.00019985 | 0.0002002 | 0.00020052 | 0 | 0 | 0
F5_Industrial_Other Industrial_Existing_Space Heating_Natural Gas_Gas Boiler - Maintenance_A_Achievable Technical Potential | F5 | Industrial | Other Industrial | Existing | Space Heating | Natural Gas | Gas Boiler - Maintenance | A | Standalone Impact on Baseline Summer Peak (%) | Achievable Technical Potential | 0% | 0% | 0% | 0% | 0% | 0% | 0% | 0% | 0% | 0% | 0% | 0% | 0% | 0% | 0% | 0% | 0% | 0% | 0% | 0% | 0% | 0% | 0% | 0% | 0 | 0 | 0 | 0 | 0 | 0 | 0
F6_Industrial_Other Industrial_Existing_Space Heating_Natural Gas_Gas Boiler - Maintenance_A_Achievable Technical Potential | F6 | Industrial | Other Industrial | Existing | Space Heating | Natural Gas | Gas Boiler - Maintenance | A | Standalone Impact on Baseline Winter Peak (%) | Achievable Technical Potential | 0% | 0% | 0% | 0% | 0% | 0% | 0% | 0% | 0% | 0% | 0% | 0% | 0% | 0% | 0% | 0% | 0% | 0% | 0% | 0% | 0% | 0% | 0% | 0% | 0 | 0 | 0 | 0 | 0 | 0 | 0
F7_Industrial_Other Industrial_Existing_Space Heating_Natural Gas_Gas Boiler - Maintenance_A_Achievable Technical Potential | F7 | Industrial | Other Industrial | Existing | Space Heating | Natural Gas | Gas Boiler - Maintenance | A | Incremental Energy Savings (MWh or mTherms) | Achievable Technical Potential | 0 | 0 | 0 | 0 | 0 | 0.031606 | 0.021991 | 0.015032 | 0.011633 | 0.01013 | 0.0085962 | 0.0072947 | 0.0061436 | 0.0050671 | 0.0042357 | 0.0034778 | 0.0026911 | 0.0020718 | 0.0015889 | 0.0012309 | 0.0011185 | 0.00086618 | 0.0007384 | 0.00061335 | 0.00049072 | 0 | 0 | 0 | 0 | 0 | 0
F8_Industrial_Other Industrial_Existing_Space Heating_Natural Gas_Gas Boiler - Maintenance_A_Achievable Technical Potential | F8 | Industrial | Other Industrial | Existing | Space Heating | Natural Gas | Gas Boiler - Maintenance | A | Incremental Summer Peak Savings (MW) | Achievable Technical Potential | 0 | 0 | 0 | 0 | 0 | 0 | 0 | 0 | 0 | 0 | 0 | 0 | 0 | 0 | 0 | 0 | 0 | 0 | 0 | 0 | 0 | 0 | 0 | 0 | 0 | 0 | 0 | 0 | 0 | 0 | 0
F9_Industrial_Other Industrial_Existing_Space Heating_Natural Gas_Gas Boiler - Maintenance_A_Achievable Technical Potential | F9 | Industrial | Other Industrial | Existing | Space Heating | Natural Gas | Gas Boiler - Maintenance | A | Incremental Winter Peak Savings (MW) | Achievable Technical Potential | 0 | 0 | 0 | 0 | 0 | 0 | 0 | 0 | 0 | 0 | 0 | 0 | 0 | 0 | 0 | 0 | 0 | 0 | 0 | 0 | 0 | 0 | 0 | 0 | 0 | 0 | 0 | 0 | 0 | 0 | 0
F10_Industrial_Other Industrial_Existing_Space Heating_Natural Gas_Gas Boiler - Maintenance_A_Achievable Technical Potential | F10 | Industrial | Other Industrial | Existing | Space Heating | Natural Gas | Gas Boiler - Maintenance | A | Cumulative Energy Savings (MWh or mTherms) | Achievable Technical Potential | 0 | 0 | 0 | 0 | 0 | 0.031606 | 0.053384 | 0.068053 | 0.079219 | 0.088803 | 0.0968 | 0.10344 | 0.1089 | 0.11324 | 0.11667 | 0.11938 | 0.12129 | 0.12258 | 0.12338 | 0.12382 | 0.12416 | 0.12421 | 0.12415 | 0.12399 | 0.1237 | 0.12298 | 0.12232 | 0.12173 | 0.12118 | 0.12068 | 0.12023
F11_Industrial_Other Industrial_Existing_Space Heating_Natural Gas_Gas Boiler - Maintenance_A_Achievable Technical Potential | F11 | Industrial | Other Industrial | Existing | Space Heating | Natural Gas | Gas Boiler - Maintenance | A | Cumulative Summer Peak Savings (MW) | Achievable Technical Potential | 0 | 0 | 0 | 0 | 0 | 0 | 0 | 0 | 0 | 0 | 0 | 0 | 0 | 0 | 0 | 0 | 0 | 0 | 0 | 0 | 0 | 0 | 0 | 0 | 0 | 0 | 0 | 0 | 0 | 0 | 0
F12_Industrial_Other Industrial_Existing_Space Heating_Natural Gas_Gas Boiler - Maintenance_A_Achievable Technical Potential | F12 | Industrial | Other Industrial | Existing | Space Heating | Natural Gas | Gas Boiler - Maintenance | A | Cumulative Winter Peak Savings (MW) | Achievable Technical Potential | 0 | 0 | 0 | 0 | 0 | 0 | 0 | 0 | 0 | 0 | 0 | 0 | 0 | 0 | 0 | 0 | 0 | 0 | 0 | 0 | 0 | 0 | 0 | 0 | 0 | 0 | 0 | 0 | 0 | 0 | 0
F13_Industrial_Other Industrial_Existing_Space Heating_Natural Gas_Gas Boiler - Maintenance_A_Achievable Technical Potential | F13 | Industrial | Other Industrial | Existing | Space Heating | Natural Gas | Gas Boiler - Maintenance | A | Purchases (Incremental) | Achievable Technical Potential | 0 | 0 | 0 | 0 | 0 | 15.6607 | 10.9709 | 7.55 | 5.8831 | 5.1588 | 4.4074 | 3.7654 | 3.1926 | 2.6508 | 2.2317 | 1.8445 | 1.4367 | 1.1132 | 0.85926 | 0.66999 | 0.61265 | 0.4776 | 0.40977 | 0.34251 | 0.27577 | 0 | 0 | 0 | 0 | 0 | 0
F14_Industrial_Other Industrial_Existing_Space Heating_Natural Gas_Gas Boiler - Maintenance_A_Achievable Technical Potential | F14 | Industrial | Other Industrial | Existing | Space Heating | Natural Gas | Gas Boiler - Maintenance | A | Purchases (Cumulative) | Achievable Technical Potential | 0 | 0 | 0 | 0 | 0 | 15.6607 | 26.6316 | 34.1816 | 40.0647 | 45.2235 | 49.6308 | 53.3962 | 56.5888 | 59.2396 | 61.4714 | 63.3159 | 64.7525 | 65.8658 | 66.725 | 67.395 | 68.0077 | 68.4853 | 68.895 | 69.2375 | 69.5133 | 69.5133 | 69.5133 | 69.5133 | 69.5133 | 69.5133 | 69.5133
F1_Industrial_Other Industrial_Existing_Process_Natural Gas_Gas Boiler - Maintenance_A_Achievable Technical Potential | F1 | Industrial | Other Industrial | Existing | Process | Natural Gas | Gas Boiler - Maintenance | A | Original Unit Energy Savings (kWh or therms) | Achievable Technical Potential | 0 | 0 | 0 | 0 | 0 | 1.5559 | 1.5559 | 1.5559 | 1.5559 | 1.5559 | 1.5559 | 1.5559 | 1.5559 | 1.5559 | 1.5559 | 1.5559 | 1.5559 | 1.5559 | 1.5559 | 1.5559 | 1.5559 | 1.5559 | 1.5559 | 1.5559 | 1.5559 | 1.5559 | 1.5559 | 1.5559 | 1.5559 | 1.5559 | 1.5559
F2_Industrial_Other Industrial_Existing_Process_Natural Gas_Gas Boiler - Maintenance_A_Achievable Technical Potential | F2 | Industrial | Other Industrial | Existing | Process | Natural Gas | Gas Boiler - Maintenance | A | Original Unit Summer Peak Savings (kW) | Achievable Technical Potential | 0 | 0 | 0 | 0 | 0 | 0 | 0 | 0 | 0 | 0 | 0 | 0 | 0 | 0 | 0 | 0 | 0 | 0 | 0 | 0 | 0 | 0 | 0 | 0 | 0 | 0 | 0 | 0 | 0 | 0 | 0
F3_Industrial_Other Industrial_Existing_Process_Natural Gas_Gas Boiler - Maintenance_A_Achievable Technical Potential | F3 | Industrial | Other Industrial | Existing | Process | Natural Gas | Gas Boiler - Maintenance | A | Original Unit Winter Peak Savings (kW) | Achievable Technical Potential | 0 | 0 | 0 | 0 | 0 | 0 | 0 | 0 | 0 | 0 | 0 | 0 | 0 | 0 | 0 | 0 | 0 | 0 | 0 | 0 | 0 | 0 | 0 | 0 | 0 | 0 | 0 | 0 | 0 | 0 | 0
F4_Industrial_Other Industrial_Existing_Process_Natural Gas_Gas Boiler - Maintenance_A_Achievable Technical Potential | F4 | Industrial | Other Industrial | Existing | Process | Natural Gas | Gas Boiler - Maintenance | A | Standalone Impact on Baseline Energy (%) | Achievable Technical Potential | 0% | 0% | 0% | 0% | 0% | 0.02236% | 0.03804% | 0.04912% | 0.05754% | 0.06489% | 0.07213% | 0.07782% | 0.08264% | 0.08791% | 0.09087% | 0.0945% | 0.09663% | 0.09879% | 0.101% | 0.1019% | 0.1032% | 0.1044% | 0.1054% | 0.1062% | 0.0010701 | 0.0010732 | 0.0010761 | 0.0010787 | 0 | 0 | 0
F5_Industrial_Other Industrial_Existing_Process_Natural Gas_Gas Boiler - Maintenance_A_Achievable Technical Potential | F5 | Industrial | Other Industrial | Existing | Process | Natural Gas | Gas Boiler - Maintenance | A | Standalone Impact on Baseline Summer Peak (%) | Achievable Technical Potential | 0% | 0% | 0% | 0% | 0% | 0% | 0% | 0% | 0% | 0% | 0% | 0% | 0% | 0% | 0% | 0% | 0% | 0% | 0% | 0% | 0% | 0% | 0% | 0% | 0 | 0 | 0 | 0 | 0 | 0 | 0
F6_Industrial_Other Industrial_Existing_Process_Natural Gas_Gas Boiler - Maintenance_A_Achievable Technical Potential | F6 | Industrial | Other Industrial | Existing | Process | Natural Gas | Gas Boiler - Maintenance | A | Standalone Impact on Baseline Winter Peak (%) | Achievable Technical Potential | 0% | 0% | 0% | 0% | 0% | 0% | 0% | 0% | 0% | 0% | 0% | 0% | 0% | 0% | 0% | 0% | 0% | 0% | 0% | 0% | 0% | 0% | 0% | 0% | 0 | 0 | 0 | 0 | 0 | 0 | 0
F7_Industrial_Other Industrial_Existing_Process_Natural Gas_Gas Boiler - Maintenance_A_Achievable Technical Potential | F7 | Industrial | Other Industrial | Existing | Process | Natural Gas | Gas Boiler - Maintenance | A | Incremental Energy Savings (MWh or mTherms) | Achievable Technical Potential | 0 | 0 | 0 | 0 | 0 | 0.3528 | 0.24715 | 0.17009 | 0.13253 | 0.11622 | 0.099288 | 0.084826 | 0.071922 | 0.059717 | 0.050276 | 0.041552 | 0.032365 | 0.025079 | 0.019357 | 0.015093 | 0.013802 | 0.010759 | 0.0092312 | 0.007716 | 0.0062125 | 0 | 0 | 0 | 0 | 0 | 0
F8_Industrial_Other Industrial_Existing_Process_Natural Gas_Gas Boiler - Maintenance_A_Achievable Technical Potential | F8 | Industrial | Other Industrial | Existing | Process | Natural Gas | Gas Boiler - Maintenance | A | Incremental Summer Peak Savings (MW) | Achievable Technical Potential | 0 | 0 | 0 | 0 | 0 | 0 | 0 | 0 | 0 | 0 | 0 | 0 | 0 | 0 | 0 | 0 | 0 | 0 | 0 | 0 | 0 | 0 | 0 | 0 | 0 | 0 | 0 | 0 | 0 | 0 | 0
F9_Industrial_Other Industrial_Existing_Process_Natural Gas_Gas Boiler - Maintenance_A_Achievable Technical Potential | F9 | Industrial | Other Industrial | Existing | Process | Natural Gas | Gas Boiler - Maintenance | A | Incremental Winter Peak Savings (MW) | Achievable Technical Potential | 0 | 0 | 0 | 0 | 0 | 0 | 0 | 0 | 0 | 0 | 0 | 0 | 0 | 0 | 0 | 0 | 0 | 0 | 0 | 0 | 0 | 0 | 0 | 0 | 0 | 0 | 0 | 0 | 0 | 0 | 0
F10_Industrial_Other Industrial_Existing_Process_Natural Gas_Gas Boiler - Maintenance_A_Achievable Technical Potential | F10 | Industrial | Other Industrial | Existing | Process | Natural Gas | Gas Boiler - Maintenance | A | Cumulative Energy Savings (MWh or mTherms) | Achievable Technical Potential | 0 | 0 | 0 | 0 | 0 | 0.3528 | 0.59995 | 0.77004 | 0.90257 | 1.0188 | 1.1181 | 1.2029 | 1.2748 | 1.3345 | 1.3848 | 1.4264 | 1.4587 | 1.4838 | 1.5032 | 1.5183 | 1.5321 | 1.5428 | 1.5521 | 1.5598 | 1.566 | 1.566 | 1.566 | 1.566 | 1.566 | 1.566 | 1.566
F11_Industrial_Other Industrial_Existing_Process_Natural Gas_Gas Boiler - Maintenance_A_Achievable Technical Potential | F11 | Industrial | Other Industrial | Existing | Process | Natural Gas | Gas Boiler - Maintenance | A | Cumulative Summer Peak Savings (MW) | Achievable Technical Potential | 0 | 0 | 0 | 0 | 0 | 0 | 0 | 0 | 0 | 0 | 0 | 0 | 0 | 0 | 0 | 0 | 0 | 0 | 0 | 0 | 0 | 0 | 0 | 0 | 0 | 0 | 0 | 0 | 0 | 0 | 0
F12_Industrial_Other Industrial_Existing_Process_Natural Gas_Gas Boiler - Maintenance_A_Achievable Technical Potential | F12 | Industrial | Other Industrial | Existing | Process | Natural Gas | Gas Boiler - Maintenance | A | Cumulative Winter Peak Savings (MW) | Achievable Technical Potential | 0 | 0 | 0 | 0 | 0 | 0 | 0 | 0 | 0 | 0 | 0 | 0 | 0 | 0 | 0 | 0 | 0 | 0 | 0 | 0 | 0 | 0 | 0 | 0 | 0 | 0 | 0 | 0 | 0 | 0 | 0
F13_Industrial_Other Industrial_Existing_Process_Natural Gas_Gas Boiler - Maintenance_A_Achievable Technical Potential | F13 | Industrial | Other Industrial | Existing | Process | Natural Gas | Gas Boiler - Maintenance | A | Purchases (Incremental) | Achievable Technical Potential | 0 | 0 | 0 | 0 | 0 | 226.7545 | 158.8497 | 109.3179 | 85.1829 | 74.6948 | 63.8152 | 54.5198 | 46.226 | 38.3816 | 32.3139 | 26.7065 | 20.8018 | 16.1189 | 12.4414 | 9.7009 | 8.8706 | 6.9152 | 5.9331 | 4.9592 | 3.9929 | 0 | 0 | 0 | 0 | 0 | 0
F14_Industrial_Other Industrial_Existing_Process_Natural Gas_Gas Boiler - Maintenance_A_Achievable Technical Potential | F14 | Industrial | Other Industrial | Existing | Process | Natural Gas | Gas Boiler - Maintenance | A | Purchases (Cumulative) | Achievable Technical Potential | 0 | 0 | 0 | 0 | 0 | 226.7545 | 385.6042 | 494.9221 | 580.105 | 654.7998 | 718.615 | 773.1348 | 819.3609 | 857.7425 | 890.0564 | 916.763 | 937.5648 | 953.6837 | 966.1251 | 975.826 | 984.6966 | 991.6119 | 997.545 | 1002.5042 | 1006.4971 | 1006.4971 | 1006.4971 | 1006.4971 | 1006.4971 | 1006.4971 | 1006.4971
F1_Industrial_Other Industrial_Existing_Space Heating_Natural Gas_Gas Furnace - Maintenance_A_Achievable Technical Potential | F1 | Industrial | Other Industrial | Existing | Space Heating | Natural Gas | Gas Furnace - Maintenance | A | Original Unit Energy Savings (kWh or therms) | Achievable Technical Potential | 0 | 0 | 0 | 0 | 0 | 0.0091939 | 0.0091109 | 0.0090054 | 0.0088982 | 0.0087907 | 0.0086854 | 0.0085811 | 0.0084829 | 0.0083904 | 0.0082972 | 0.0082156 | 0.0081386 | 0.0080664 | 0.0079984 | 0.0079296 | 0.007863 | 0.0077967 | 0.0077284 | 0.0076628 | 0.0075997 | 0.0075405 | 0.0074852 | 0.0074333 | 0.0073847 | 0.0073392 | 0.0072965
F2_Industrial_Other Industrial_Existing_Space Heating_Natural Gas_Gas Furnace - Maintenance_A_Achievable Technical Potential | F2 | Industrial | Other Industrial | Existing | Space Heating | Natural Gas | Gas Furnace - Maintenance | A | Original Unit Summer Peak Savings (kW) | Achievable Technical Potential | 0 | 0 | 0 | 0 | 0 | 0 | 0 | 0 | 0 | 0 | 0 | 0 | 0 | 0 | 0 | 0 | 0 | 0 | 0 | 0 | 0 | 0 | 0 | 0 | 0 | 0 | 0 | 0 | 0 | 0 | 0
F3_Industrial_Other Industrial_Existing_Space Heating_Natural Gas_Gas Furnace - Maintenance_A_Achievable Technical Potential | F3 | Industrial | Other Industrial | Existing | Space Heating | Natural Gas | Gas Furnace - Maintenance | A | Original Unit Winter Peak Savings (kW) | Achievable Technical Potential | 0 | 0 | 0 | 0 | 0 | 0 | 0 | 0 | 0 | 0 | 0 | 0 | 0 | 0 | 0 | 0 | 0 | 0 | 0 | 0 | 0 | 0 | 0 | 0 | 0 | 0 | 0 | 0 | 0 | 0 | 0
F4_Industrial_Other Industrial_Existing_Space Heating_Natural Gas_Gas Furnace - Maintenance_A_Achievable Technical Potential | F4 | Industrial | Other Industrial | Existing | Space Heating | Natural Gas | Gas Furnace - Maintenance | A | Standalone Impact on Baseline Energy (%) | Achievable Technical Potential | 0% | 0% | 0% | 0% | 0% | 0.0001285% | 0.0002178% | 0.0002796% | 0.0003258% | 0.0003655% | 0.0004042% | 0.000434% | 0.0004589% | 0.0004863% | 0.0005011% | 0.0005198% | 0.0005304% | 0.0005411% | 0.000552% | 0.0005556% | 0.0005616% | 0.0005664% | 0.0005701% | 0.000573% | 5.7525e-06 | 5.7515e-06 | 5.7497e-06 | 5.7472e-06 | 0 | 0 | 0
F5_Industrial_Other Industrial_Existing_Space Heating_Natural Gas_Gas Furnace - Maintenance_A_Achievable Technical Potential | F5 | Industrial | Other Industrial | Existing | Space Heating | Natural Gas | Gas Furnace - Maintenance | A | Standalone Impact on Baseline Summer Peak (%) | Achievable Technical Potential | 0% | 0% | 0% | 0% | 0% | 0% | 0% | 0% | 0% | 0% | 0% | 0% | 0% | 0% | 0% | 0% | 0% | 0% | 0% | 0% | 0% | 0% | 0% | 0% | 0 | 0 | 0 | 0 | 0 | 0 | 0
F6_Industrial_Other Industrial_Existing_Space Heating_Natural Gas_Gas Furnace - Maintenance_A_Achievable Technical Potential | F6 | Industrial | Other Industrial | Existing | Space Heating | Natural Gas | Gas Furnace - Maintenance | A | Standalone Impact on Baseline Winter Peak (%) | Achievable Technical Potential | 0% | 0% | 0% | 0% | 0% | 0% | 0% | 0% | 0% | 0% | 0% | 0% | 0% | 0% | 0% | 0% | 0% | 0% | 0% | 0% | 0% | 0% | 0% | 0% | 0 | 0 | 0 | 0 | 0 | 0 | 0
F7_Industrial_Other Industrial_Existing_Space Heating_Natural Gas_Gas Furnace - Maintenance_A_Achievable Technical Potential | F7 | Industrial | Other Industrial | Existing | Space Heating | Natural Gas | Gas Furnace - Maintenance | A | Incremental Energy Savings (MWh or mTherms) | Achievable Technical Potential | 0 | 0 | 0 | 0 | 0 | 0.00097216 | 0.00067489 | 0.00045907 | 0.00035346 | 0.00030619 | 0.00025846 | 0.00021816 | 0.00018286 | 0.00015017 | 0.00012503 | 0.00010232 | 7.8947e-05 | 6.0631e-05 | 4.6404e-05 | 3.5871e-05 | 3.2526e-05 | 2.5142e-05 | 2.1382e-05 | 1.7721e-05 | 1.415e-05 | 0 | 0 | 0 | 0 | 0 | 0
F8_Industrial_Other Industrial_Existing_Space Heating_Natural Gas_Gas Furnace - Maintenance_A_Achievable Technical Potential | F8 | Industrial | Other Industrial | Existing | Space Heating | Natural Gas | Gas Furnace - Maintenance | A | Incremental Summer Peak Savings (MW) | Achievable Technical Potential | 0 | 0 | 0 | 0 | 0 | 0 | 0 | 0 | 0 | 0 | 0 | 0 | 0 | 0 | 0 | 0 | 0 | 0 | 0 | 0 | 0 | 0 | 0 | 0 | 0 | 0 | 0 | 0 | 0 | 0 | 0
F9_Industrial_Other Industrial_Existing_Space Heating_Natural Gas_Gas Furnace - Maintenance_A_Achievable Technical Potential | F9 | Industrial | Other Industrial | Existing | Space Heating | Natural Gas | Gas Furnace - Maintenance | A | Incremental Winter Peak Savings (MW) | Achievable Technical Potential | 0 | 0 | 0 | 0 | 0 | 0 | 0 | 0 | 0 | 0 | 0 | 0 | 0 | 0 | 0 | 0 | 0 | 0 | 0 | 0 | 0 | 0 | 0 | 0 | 0 | 0 | 0 | 0 | 0 | 0 | 0
F10_Industrial_Other Industrial_Existing_Space Heating_Natural Gas_Gas Furnace - Maintenance_A_Achievable Technical Potential | F10 | Industrial | Other Industrial | Existing | Space Heating | Natural Gas | Gas Furnace - Maintenance | A | Cumulative Energy Savings (MWh or mTherms) | Achievable Technical Potential | 0 | 0 | 0 | 0 | 0 | 0.00097216 | 0.0016383 | 0.0020784 | 0.0024071 | 0.0026842 | 0.0029105 | 0.0030937 | 0.0032412 | 0.003356 | 0.0034437 | 0.0035122 | 0.0035582 | 0.0035873 | 0.0036035 | 0.0036083 | 0.0036105 | 0.0036053 | 0.0035951 | 0.0035823 | 0.0035669 | 0.0035391 | 0.0035132 | 0.0034888 | 0.003466 | 0.0034446 | 0.0034246
F11_Industrial_Other Industrial_Existing_Space Heating_Natural Gas_Gas Furnace - Maintenance_A_Achievable Technical Potential | F11 | Industrial | Other Industrial | Existing | Space Heating | Natural Gas | Gas Furnace - Maintenance | A | Cumulative Summer Peak Savings (MW) | Achievable Technical Potential | 0 | 0 | 0 | 0 | 0 | 0 | 0 | 0 | 0 | 0 | 0 | 0 | 0 | 0 | 0 | 0 | 0 | 0 | 0 | 0 | 0 | 0 | 0 | 0 | 0 | 0 | 0 | 0 | 0 | 0 | 0
F12_Industrial_Other Industrial_Existing_Space Heating_Natural Gas_Gas Furnace - Maintenance_A_Achievable Technical Potential | F12 | Industrial | Other Industrial | Existing | Space Heating | Natural Gas | Gas Furnace - Maintenance | A | Cumulative Winter Peak Savings (MW) | Achievable Technical Potential | 0 | 0 | 0 | 0 | 0 | 0 | 0 | 0 | 0 | 0 | 0 | 0 | 0 | 0 | 0 | 0 | 0 | 0 | 0 | 0 | 0 | 0 | 0 | 0 | 0 | 0 | 0 | 0 | 0 | 0 | 0
F13_Industrial_Other Industrial_Existing_Space Heating_Natural Gas_Gas Furnace - Maintenance_A_Achievable Technical Potential | F13 | Industrial | Other Industrial | Existing | Space Heating | Natural Gas | Gas Furnace - Maintenance | A | Purchases (Incremental) | Achievable Technical Potential | 0 | 0 | 0 | 0 | 0 | 105.7401 | 74.0747 | 50.9771 | 39.7225 | 34.8317 | 29.7583 | 25.4237 | 21.5561 | 17.8981 | 15.0686 | 12.4538 | 9.7003 | 7.5166 | 5.8017 | 4.5237 | 4.1366 | 3.2247 | 2.7667 | 2.3126 | 1.862 | 0 | 0 | 0 | 0 | 0 | 0
F14_Industrial_Other Industrial_Existing_Space Heating_Natural Gas_Gas Furnace - Maintenance_A_Achievable Technical Potential | F14 | Industrial | Other Industrial | Existing | Space Heating | Natural Gas | Gas Furnace - Maintenance | A | Purchases (Cumulative) | Achievable Technical Potential | 0 | 0 | 0 | 0 | 0 | 105.7401 | 179.8148 | 230.7919 | 270.5143 | 305.346 | 335.1043 | 360.5279 | 382.084 | 399.9822 | 415.0508 | 427.5045 | 437.2048 | 444.7214 | 450.5231 | 455.0468 | 459.1833 | 462.408 | 465.1748 | 467.4874 | 469.3493 | 469.3493 | 469.3493 | 469.3493 | 469.3493 | 469.3493 | 469.3493
F1_Industrial_Other Industrial_Existing_Space Heating_Natural Gas_Gas Boiler - Hot Water Reset_A_Achievable Technical Potential | F1 | Industrial | Other Industrial | Existing | Space Heating | Natural Gas | Gas Boiler - Hot Water Reset | A | Original Unit Energy Savings (kWh or therms) | Achievable Technical Potential | 0 | 0 | 0 | 0 | 0 | 7.3389 | 7.2892 | 7.2397 | 7.1901 | 7.1405 | 7.0924 | 7.0447 | 6.9976 | 6.951 | 6.9016 | 6.8563 | 6.8116 | 6.7675 | 6.7241 | 6.6807 | 6.6387 | 6.5949 | 6.5527 | 6.5119 | 6.4707 | 6.4332 | 6.3989 | 6.3677 | 6.3392 | 6.3131 | 6.2894
F2_Industrial_Other Industrial_Existing_Space Heating_Natural Gas_Gas Boiler - Hot Water Reset_A_Achievable Technical Potential | F2 | Industrial | Other Industrial | Existing | Space Heating | Natural Gas | Gas Boiler - Hot Water Reset | A | Original Unit Summer Peak Savings (kW) | Achievable Technical Potential | 0 | 0 | 0 | 0 | 0 | 0 | 0 | 0 | 0 | 0 | 0 | 0 | 0 | 0 | 0 | 0 | 0 | 0 | 0 | 0 | 0 | 0 | 0 | 0 | 0 | 0 | 0 | 0 | 0 | 0 | 0
F3_Industrial_Other Industrial_Existing_Space Heating_Natural Gas_Gas Boiler - Hot Water Reset_A_Achievable Technical Potential | F3 | Industrial | Other Industrial | Existing | Space Heating | Natural Gas | Gas Boiler - Hot Water Reset | A | Original Unit Winter Peak Savings (kW) | Achievable Technical Potential | 0 | 0 | 0 | 0 | 0 | 0 | 0 | 0 | 0 | 0 | 0 | 0 | 0 | 0 | 0 | 0 | 0 | 0 | 0 | 0 | 0 | 0 | 0 | 0 | 0 | 0 | 0 | 0 | 0 | 0 | 0
F4_Industrial_Other Industrial_Existing_Space Heating_Natural Gas_Gas Boiler - Hot Water Reset_A_Achievable Technical Potential | F4 | Industrial | Other Industrial | Existing | Space Heating | Natural Gas | Gas Boiler - Hot Water Reset | A | Standalone Impact on Baseline Energy (%) | Achievable Technical Potential | 0% | 0% | 0% | 0% | 0% | 0.007385% | 0.01643% | 0.02758% | 0.0404% | 0.05501% | 0.07286% | 0.09189% | 0.1113% | 0.1313% | 0.1465% | 0.1601% | 0.1682% | 0.1738% | 0.1776% | 0.1783% | 0.1793% | 0.18% | 0.1805% | 0.181% | 0.0018133 | 0.0018166 | 0.0018197 | 0.0018227 | 0 | 0 | 0
F5_Industrial_Other Industrial_Existing_Space Heating_Natural Gas_Gas Boiler - Hot Water Reset_A_Achievable Technical Potential | F5 | Industrial | Other Industrial | Existing | Space Heating | Natural Gas | Gas Boiler - Hot Water Reset | A | Standalone Impact on Baseline Summer Peak (%) | Achievable Technical Potential | 0% | 0% | 0% | 0% | 0% | 0% | 0% | 0% | 0% | 0% | 0% | 0% | 0% | 0% | 0% | 0% | 0% | 0% | 0% | 0% | 0% | 0% | 0% | 0% | 0 | 0 | 0 | 0 | 0 | 0 | 0
F6_Industrial_Other Industrial_Existing_Space Heating_Natural Gas_Gas Boiler - Hot Water Reset_A_Achievable Technical Potential | F6 | Industrial | Other Industrial | Existing | Space Heating | Natural Gas | Gas Boiler - Hot Water Reset | A | Standalone Impact on Baseline Winter Peak (%) | Achievable Technical Potential | 0% | 0% | 0% | 0% | 0% | 0% | 0% | 0% | 0% | 0% | 0% | 0% | 0% | 0% | 0% | 0% | 0% | 0% | 0% | 0% | 0% | 0% | 0% | 0% | 0 | 0 | 0 | 0 | 0 | 0 | 0
F7_Industrial_Other Industrial_Existing_Space Heating_Natural Gas_Gas Boiler - Hot Water Reset_A_Achievable Technical Potential | F7 | Industrial | Other Industrial | Existing | Space Heating | Natural Gas | Gas Boiler - Hot Water Reset | A | Incremental Energy Savings (MWh or mTherms) | Achievable Technical Potential | 0 | 0 | 0 | 0 | 0 | 0.055856 | 0.06808 | 0.082257 | 0.094883 | 0.10757 | 0.12333 | 0.13402 | 0.13571 | 0.12503 | 0.10711 | 0.08156 | 0.053633 | 0.030785 | 0.014596 | 0.0061425 | 0.0022104 | 0.00068322 | 0.00014742 | 2.3999e-05 | 2.8534e-06 | 0 | 0 | 0 | 0 | 0 | 0
F8_Industrial_Other Industrial_Existing_Space Heating_Natural Gas_Gas Boiler - Hot Water Reset_A_Achievable Technical Potential | F8 | Industrial | Other Industrial | Existing | Space Heating | Natural Gas | Gas Boiler - Hot Water Reset | A | Incremental Summer Peak Savings (MW) | Achievable Technical Potential | 0 | 0 | 0 | 0 | 0 | 0 | 0 | 0 | 0 | 0 | 0 | 0 | 0 | 0 | 0 | 0 | 0 | 0 | 0 | 0 | 0 | 0 | 0 | 0 | 0 | 0 | 0 | 0 | 0 | 0 | 0
F9_Industrial_Other Industrial_Existing_Space Heating_Natural Gas_Gas Boiler - Hot Water Reset_A_Achievable Technical Potential | F9 | Industrial | Other Industrial | Existing | Space Heating | Natural Gas | Gas Boiler - Hot Water Reset | A | Incremental Winter Peak Savings (MW) | Achievable Technical Potential | 0 | 0 | 0 | 0 | 0 | 0 | 0 | 0 | 0 | 0 | 0 | 0 | 0 | 0 | 0 | 0 | 0 | 0 | 0 | 0 | 0 | 0 | 0 | 0 | 0 | 0 | 0 | 0 | 0 | 0 | 0
F10_Industrial_Other Industrial_Existing_Space Heating_Natural Gas_Gas Boiler - Hot Water Reset_A_Achievable Technical Potential | F10 | Industrial | Other Industrial | Existing | Space Heating | Natural Gas | Gas Boiler - Hot Water Reset | A | Cumulative Energy Savings (MWh or mTherms) | Achievable Technical Potential | 0 | 0 | 0 | 0 | 0 | 0.055856 | 0.12356 | 0.20498 | 0.29845 | 0.40397 | 0.52457 | 0.65506 | 0.78639 | 0.90618 | 1.0069 | 1.0818 | 1.1284 | 1.1519 | 1.1591 | 1.1577 | 1.1527 | 1.1458 | 1.1386 | 1.1315 | 1.1243 | 1.1178 | 1.1119 | 1.1064 | 1.1015 | 1.097 | 1.0928
F11_Industrial_Other Industrial_Existing_Space Heating_Natural Gas_Gas Boiler - Hot Water Reset_A_Achievable Technical Potential | F11 | Industrial | Other Industrial | Existing | Space Heating | Natural Gas | Gas Boiler - Hot Water Reset | A | Cumulative Summer Peak Savings (MW) | Achievable Technical Potential | 0 | 0 | 0 | 0 | 0 | 0 | 0 | 0 | 0 | 0 | 0 | 0 | 0 | 0 | 0 | 0 | 0 | 0 | 0 | 0 | 0 | 0 | 0 | 0 | 0 | 0 | 0 | 0 | 0 | 0 | 0
F12_Industrial_Other Industrial_Existing_Space Heating_Natural Gas_Gas Boiler - Hot Water Reset_A_Achievable Technical Potential | F12 | Industrial | Other Industrial | Existing | Space Heating | Natural Gas | Gas Boiler - Hot Water Reset | A | Cumulative Winter Peak Savings (MW) | Achievable Technical Potential | 0 | 0 | 0 | 0 | 0 | 0 | 0 | 0 | 0 | 0 | 0 | 0 | 0 | 0 | 0 | 0 | 0 | 0 | 0 | 0 | 0 | 0 | 0 | 0 | 0 | 0 | 0 | 0 | 0 | 0 | 0
F13_Industrial_Other Industrial_Existing_Space Heating_Natural Gas_Gas Boiler - Hot Water Reset_A_Achievable Technical Potential | F13 | Industrial | Other Industrial | Existing | Space Heating | Natural Gas | Gas Boiler - Hot Water Reset | A | Purchases (Incremental) | Achievable Technical Potential | 0 | 0 | 0 | 0 | 0 | 7.6109 | 9.3398 | 11.3618 | 13.1964 | 15.0646 | 17.3887 | 19.0236 | 19.3945 | 17.9867 | 15.5201 | 11.8956 | 7.8738 | 4.5489 | 2.1707 | 0.91944 | 0.33296 | 0.1036 | 0.022497 | 0.0036854 | 0.00044097 | 0 | 0 | 0 | 0 | 0 | 0
F14_Industrial_Other Industrial_Existing_Space Heating_Natural Gas_Gas Boiler - Hot Water Reset_A_Achievable Technical Potential | F14 | Industrial | Other Industrial | Existing | Space Heating | Natural Gas | Gas Boiler - Hot Water Reset | A | Purchases (Cumulative) | Achievable Technical Potential | 0 | 0 | 0 | 0 | 0 | 7.6109 | 16.9507 | 28.3126 | 41.509 | 56.5737 | 73.9624 | 92.986 | 112.3804 | 130.3671 | 145.8873 | 157.7829 | 165.6567 | 170.2056 | 172.3762 | 173.2957 | 173.6286 | 173.7322 | 173.7547 | 173.7584 | 173.7588 | 173.7588 | 173.7588 | 173.7588 | 173.7588 | 173.7588 | 173.7588
F1_Industrial_Other Industrial_Existing_Process_Natural Gas_Gas Boiler - Hot Water Reset_A_Achievable Technical Potential | F1 | Industrial | Other Industrial | Existing | Process | Natural Gas | Gas Boiler - Hot Water Reset | A | Original Unit Energy Savings (kWh or therms) | Achievable Technical Potential | 0 | 0 | 0 | 0 | 0 | 2.8289 | 2.8289 | 2.8289 | 2.8289 | 2.8289 | 2.8289 | 2.8289 | 2.8289 | 2.8289 | 2.8289 | 2.8289 | 2.8289 | 2.8289 | 2.8289 | 2.8289 | 2.8289 | 2.8289 | 2.8289 | 2.8289 | 2.8289 | 2.8289 | 2.8289 | 2.8289 | 2.8289 | 2.8289 | 2.8289
F2_Industrial_Other Industrial_Existing_Process_Natural Gas_Gas Boiler - Hot Water Reset_A_Achievable Technical Potential | F2 | Industrial | Other Industrial | Existing | Process | Natural Gas | Gas Boiler - Hot Water Reset | A | Original Unit Summer Peak Savings (kW) | Achievable Technical Potential | 0 | 0 | 0 | 0 | 0 | 0 | 0 | 0 | 0 | 0 | 0 | 0 | 0 | 0 | 0 | 0 | 0 | 0 | 0 | 0 | 0 | 0 | 0 | 0 | 0 | 0 | 0 | 0 | 0 | 0 | 0
F3_Industrial_Other Industrial_Existing_Process_Natural Gas_Gas Boiler - Hot Water Reset_A_Achievable Technical Potential | F3 | Industrial | Other Industrial | Existing | Process | Natural Gas | Gas Boiler - Hot Water Reset | A | Original Unit Winter Peak Savings (kW) | Achievable Technical Potential | 0 | 0 | 0 | 0 | 0 | 0 | 0 | 0 | 0 | 0 | 0 | 0 | 0 | 0 | 0 | 0 | 0 | 0 | 0 | 0 | 0 | 0 | 0 | 0 | 0 | 0 | 0 | 0 | 0 | 0 | 0
F4_Industrial_Other Industrial_Existing_Process_Natural Gas_Gas Boiler - Hot Water Reset_A_Achievable Technical Potential | F4 | Industrial | Other Industrial | Existing | Process | Natural Gas | Gas Boiler - Hot Water Reset | A | Standalone Impact on Baseline Energy (%) | Achievable Technical Potential | 0% | 0% | 0% | 0% | 0% | 0.01976% | 0.04402% | 0.07397% | 0.1084% | 0.1476% | 0.1954% | 0.2464% | 0.2984% | 0.3517% | 0.3921% | 0.4282% | 0.4495% | 0.4641% | 0.4743% | 0.4763% | 0.4792% | 0.4813% | 0.4831% | 0.4848% | 0.0048633 | 0.0048775 | 0.0048906 | 0.0049024 | 0 | 0 | 0
F5_Industrial_Other Industrial_Existing_Process_Natural Gas_Gas Boiler - Hot Water Reset_A_Achievable Technical Potential | F5 | Industrial | Other Industrial | Existing | Process | Natural Gas | Gas Boiler - Hot Water Reset | A | Standalone Impact on Baseline Summer Peak (%) | Achievable Technical Potential | 0% | 0% | 0% | 0% | 0% | 0% | 0% | 0% | 0% | 0% | 0% | 0% | 0% | 0% | 0% | 0% | 0% | 0% | 0% | 0% | 0% | 0% | 0% | 0% | 0 | 0 | 0 | 0 | 0 | 0 | 0
F6_Industrial_Other Industrial_Existing_Process_Natural Gas_Gas Boiler - Hot Water Reset_A_Achievable Technical Potential | F6 | Industrial | Other Industrial | Existing | Process | Natural Gas | Gas Boiler - Hot Water Reset | A | Standalone Impact on Baseline Winter Peak (%) | Achievable Technical Potential | 0% | 0% | 0% | 0% | 0% | 0% | 0% | 0% | 0% | 0% | 0% | 0% | 0% | 0% | 0% | 0% | 0% | 0% | 0% | 0% | 0% | 0% | 0% | 0% | 0 | 0 | 0 | 0 | 0 | 0 | 0
F7_Industrial_Other Industrial_Existing_Process_Natural Gas_Gas Boiler - Hot Water Reset_A_Achievable Technical Potential | F7 | Industrial | Other Industrial | Existing | Process | Natural Gas | Gas Boiler - Hot Water Reset | A | Incremental Energy Savings (MWh or mTherms) | Achievable Technical Potential | 0 | 0 | 0 | 0 | 0 | 0.31174 | 0.38256 | 0.46538 | 0.54052 | 0.61704 | 0.71224 | 0.7792 | 0.79439 | 0.73673 | 0.6357 | 0.48724 | 0.32251 | 0.18632 | 0.08891 | 0.03766 | 0.013638 | 0.0042433 | 0.00092148 | 0.00015095 | 1.8062e-05 | 0 | 0 | 0 | 0 | 0 | 0
F8_Industrial_Other Industrial_Existing_Process_Natural Gas_Gas Boiler - Hot Water Reset_A_Achievable Technical Potential | F8 | Industrial | Other Industrial | Existing | Process | Natural Gas | Gas Boiler - Hot Water Reset | A | Incremental Summer Peak Savings (MW) | Achievable Technical Potential | 0 | 0 | 0 | 0 | 0 | 0 | 0 | 0 | 0 | 0 | 0 | 0 | 0 | 0 | 0 | 0 | 0 | 0 | 0 | 0 | 0 | 0 | 0 | 0 | 0 | 0 | 0 | 0 | 0 | 0 | 0
F9_Industrial_Other Industrial_Existing_Process_Natural Gas_Gas Boiler - Hot Water Reset_A_Achievable Technical Potential | F9 | Industrial | Other Industrial | Existing | Process | Natural Gas | Gas Boiler - Hot Water Reset | A | Incremental Winter Peak Savings (MW) | Achievable Technical Potential | 0 | 0 | 0 | 0 | 0 | 0 | 0 | 0 | 0 | 0 | 0 | 0 | 0 | 0 | 0 | 0 | 0 | 0 | 0 | 0 | 0 | 0 | 0 | 0 | 0 | 0 | 0 | 0 | 0 | 0 | 0
F10_Industrial_Other Industrial_Existing_Process_Natural Gas_Gas Boiler - Hot Water Reset_A_Achievable Technical Potential | F10 | Industrial | Other Industrial | Existing | Process | Natural Gas | Gas Boiler - Hot Water Reset | A | Cumulative Energy Savings (MWh or mTherms) | Achievable Technical Potential | 0 | 0 | 0 | 0 | 0 | 0.31174 | 0.6943 | 1.1597 | 1.7002 | 2.3172 | 3.0295 | 3.8087 | 4.6031 | 5.3398 | 5.9755 | 6.4627 | 6.7853 | 6.9716 | 7.0605 | 7.0981 | 7.1118 | 7.116 | 7.1169 | 7.1171 | 7.1171 | 7.1171 | 7.1171 | 7.1171 | 7.1171 | 7.1171 | 7.1171
F11_Industrial_Other Industrial_Existing_Process_Natural Gas_Gas Boiler - Hot Water Reset_A_Achievable Technical Potential | F11 | Industrial | Other Industrial | Existing | Process | Natural Gas | Gas Boiler - Hot Water Reset | A | Cumulative Summer Peak Savings (MW) | Achievable Technical Potential | 0 | 0 | 0 | 0 | 0 | 0 | 0 | 0 | 0 | 0 | 0 | 0 | 0 | 0 | 0 | 0 | 0 | 0 | 0 | 0 | 0 | 0 | 0 | 0 | 0 | 0 | 0 | 0 | 0 | 0 | 0
F12_Industrial_Other Industrial_Existing_Process_Natural Gas_Gas Boiler - Hot Water Reset_A_Achievable Technical Potential | F12 | Industrial | Other Industrial | Existing | Process | Natural Gas | Gas Boiler - Hot Water Reset | A | Cumulative Winter Peak Savings (MW) | Achievable Technical Potential | 0 | 0 | 0 | 0 | 0 | 0 | 0 | 0 | 0 | 0 | 0 | 0 | 0 | 0 | 0 | 0 | 0 | 0 | 0 | 0 | 0 | 0 | 0 | 0 | 0 | 0 | 0 | 0 | 0 | 0 | 0
F13_Industrial_Other Industrial_Existing_Process_Natural Gas_Gas Boiler - Hot Water Reset_A_Achievable Technical Potential | F13 | Industrial | Other Industrial | Existing | Process | Natural Gas | Gas Boiler - Hot Water Reset | A | Purchases (Incremental) | Achievable Technical Potential | 0 | 0 | 0 | 0 | 0 | 110.1998 | 135.2335 | 164.5103 | 191.0738 | 218.1241 | 251.7748 | 275.4462 | 280.8164 | 260.4334 | 224.7193 | 172.2389 | 114.0062 | 65.864 | 31.4294 | 13.3128 | 4.821 | 1.5 | 0.32574 | 0.053361 | 0.0063849 | 0 | 0 | 0 | 0 | 0 | 0
F14_Industrial_Other Industrial_Existing_Process_Natural Gas_Gas Boiler - Hot Water Reset_A_Achievable Technical Potential | F14 | Industrial | Other Industrial | Existing | Process | Natural Gas | Gas Boiler - Hot Water Reset | A | Purchases (Cumulative) | Achievable Technical Potential | 0 | 0 | 0 | 0 | 0 | 110.1998 | 245.4333 | 409.9436 | 601.0174 | 819.1415 | 1070.9163 | 1346.3625 | 1627.1788 | 1887.6122 | 2112.3315 | 2284.5704 | 2398.5766 | 2464.4406 | 2495.87 | 2509.1828 | 2514.0038 | 2515.5038 | 2515.8295 | 2515.8829 | 2515.8893 | 2515.8893 | 2515.8893 | 2515.8893 | 2515.8893 | 2515.8893 | 2515.8893
F1_Industrial_Other Industrial_Existing_Space Heating_Natural Gas_Steam Trap Maintenance_A_Achievable Technical Potential | F1 | Industrial | Other Industrial | Existing | Space Heating | Natural Gas | Steam Trap Maintenance | A | Original Unit Energy Savings (kWh or therms) | Achievable Technical Potential | 0 | 0 | 0 | 0 | 0 | 2.5927 | 2.5751 | 2.5577 | 2.5401 | 2.5226 | 2.5056 | 2.4888 | 2.4721 | 2.4556 | 2.4382 | 2.4222 | 2.4064 | 2.3908 | 2.3755 | 2.3601 | 2.3453 | 2.3299 | 2.3149 | 2.3005 | 2.286 | 2.2727 | 2.2606 | 2.2496 | 2.2395 | 2.2303 | 2.2219
F2_Industrial_Other Industrial_Existing_Space Heating_Natural Gas_Steam Trap Maintenance_A_Achievable Technical Potential | F2 | Industrial | Other Industrial | Existing | Space Heating | Natural Gas | Steam Trap Maintenance | A | Original Unit Summer Peak Savings (kW) | Achievable Technical Potential | 0 | 0 | 0 | 0 | 0 | 0 | 0 | 0 | 0 | 0 | 0 | 0 | 0 | 0 | 0 | 0 | 0 | 0 | 0 | 0 | 0 | 0 | 0 | 0 | 0 | 0 | 0 | 0 | 0 | 0 | 0
F3_Industrial_Other Industrial_Existing_Space Heating_Natural Gas_Steam Trap Maintenance_A_Achievable Technical Potential | F3 | Industrial | Other Industrial | Existing | Space Heating | Natural Gas | Steam Trap Maintenance | A | Original Unit Winter Peak Savings (kW) | Achievable Technical Potential | 0 | 0 | 0 | 0 | 0 | 0 | 0 | 0 | 0 | 0 | 0 | 0 | 0 | 0 | 0 | 0 | 0 | 0 | 0 | 0 | 0 | 0 | 0 | 0 | 0 | 0 | 0 | 0 | 0 | 0 | 0
F4_Industrial_Other Industrial_Existing_Space Heating_Natural Gas_Steam Trap Maintenance_A_Achievable Technical Potential | F4 | Industrial | Other Industrial | Existing | Space Heating | Natural Gas | Steam Trap Maintenance | A | Standalone Impact on Baseline Energy (%) | Achievable Technical Potential | 0% | 0% | 0% | 0% | 0% | 0.001456% | 0.002908% | 0.004375% | 0.005823% | 0.00727% | 0.008817% | 0.0103% | 0.01178% | 0.01343% | 0.01484% | 0.01645% | 0.01792% | 0.01948% | 0.02111% | 0.02254% | 0.02408% | 0.02562% | 0.02715% | 0.02867% | 0.0003018 | 0.00030235 | 0.00030287 | 0.00030336 | 0 | 0 | 0
F5_Industrial_Other Industrial_Existing_Space Heating_Natural Gas_Steam Trap Maintenance_A_Achievable Technical Potential | F5 | Industrial | Other Industrial | Existing | Space Heating | Natural Gas | Steam Trap Maintenance | A | Standalone Impact on Baseline Summer Peak (%) | Achievable Technical Potential | 0% | 0% | 0% | 0% | 0% | 0% | 0% | 0% | 0% | 0% | 0% | 0% | 0% | 0% | 0% | 0% | 0% | 0% | 0% | 0% | 0% | 0% | 0% | 0% | 0 | 0 | 0 | 0 | 0 | 0 | 0
F6_Industrial_Other Industrial_Existing_Space Heating_Natural Gas_Steam Trap Maintenance_A_Achievable Technical Potential | F6 | Industrial | Other Industrial | Existing | Space Heating | Natural Gas | Steam Trap Maintenance | A | Standalone Impact on Baseline Winter Peak (%) | Achievable Technical Potential | 0% | 0% | 0% | 0% | 0% | 0% | 0% | 0% | 0% | 0% | 0% | 0% | 0% | 0% | 0% | 0% | 0% | 0% | 0% | 0% | 0% | 0% | 0% | 0% | 0 | 0 | 0 | 0 | 0 | 0 | 0
F7_Industrial_Other Industrial_Existing_Space Heating_Natural Gas_Steam Trap Maintenance_A_Achievable Technical Potential | F7 | Industrial | Other Industrial | Existing | Space Heating | Natural Gas | Steam Trap Maintenance | A | Incremental Energy Savings (MWh or mTherms) | Achievable Technical Potential | 0 | 0 | 0 | 0 | 0 | 0.011014 | 0.010933 | 0.010795 | 0.010726 | 0.010661 | 0.010455 | 0.010356 | 0.010266 | 0.010036 | 0.010003 | 0.0098423 | 0.0097793 | 0.0096672 | 0.0095195 | 0.0094691 | 0.0093707 | 0.0092728 | 0.0091799 | 0.0090916 | 0.0090057 | 0 | 0 | 0 | 0 | 0 | 0
F8_Industrial_Other Industrial_Existing_Space Heating_Natural Gas_Steam Trap Maintenance_A_Achievable Technical Potential | F8 | Industrial | Other Industrial | Existing | Space Heating | Natural Gas | Steam Trap Maintenance | A | Incremental Summer Peak Savings (MW) | Achievable Technical Potential | 0 | 0 | 0 | 0 | 0 | 0 | 0 | 0 | 0 | 0 | 0 | 0 | 0 | 0 | 0 | 0 | 0 | 0 | 0 | 0 | 0 | 0 | 0 | 0 | 0 | 0 | 0 | 0 | 0 | 0 | 0
F9_Industrial_Other Industrial_Existing_Space Heating_Natural Gas_Steam Trap Maintenance_A_Achievable Technical Potential | F9 | Industrial | Other Industrial | Existing | Space Heating | Natural Gas | Steam Trap Maintenance | A | Incremental Winter Peak Savings (MW) | Achievable Technical Potential | 0 | 0 | 0 | 0 | 0 | 0 | 0 | 0 | 0 | 0 | 0 | 0 | 0 | 0 | 0 | 0 | 0 | 0 | 0 | 0 | 0 | 0 | 0 | 0 | 0 | 0 | 0 | 0 | 0 | 0 | 0
F10_Industrial_Other Industrial_Existing_Space Heating_Natural Gas_Steam Trap Maintenance_A_Achievable Technical Potential | F10 | Industrial | Other Industrial | Existing | Space Heating | Natural Gas | Steam Trap Maintenance | A | Cumulative Energy Savings (MWh or mTherms) | Achievable Technical Potential | 0 | 0 | 0 | 0 | 0 | 0.011014 | 0.021872 | 0.032518 | 0.043022 | 0.053387 | 0.063482 | 0.073412 | 0.083186 | 0.092668 | 0.10201 | 0.11119 | 0.12024 | 0.12913 | 0.13782 | 0.1464 | 0.15485 | 0.1631 | 0.17124 | 0.17926 | 0.18714 | 0.18605 | 0.18506 | 0.18415 | 0.18333 | 0.18258 | 0.18189
F11_Industrial_Other Industrial_Existing_Space Heating_Natural Gas_Steam Trap Maintenance_A_Achievable Technical Potential | F11 | Industrial | Other Industrial | Existing | Space Heating | Natural Gas | Steam Trap Maintenance | A | Cumulative Summer Peak Savings (MW) | Achievable Technical Potential | 0 | 0 | 0 | 0 | 0 | 0 | 0 | 0 | 0 | 0 | 0 | 0 | 0 | 0 | 0 | 0 | 0 | 0 | 0 | 0 | 0 | 0 | 0 | 0 | 0 | 0 | 0 | 0 | 0 | 0 | 0
F12_Industrial_Other Industrial_Existing_Space Heating_Natural Gas_Steam Trap Maintenance_A_Achievable Technical Potential | F12 | Industrial | Other Industrial | Existing | Space Heating | Natural Gas | Steam Trap Maintenance | A | Cumulative Winter Peak Savings (MW) | Achievable Technical Potential | 0 | 0 | 0 | 0 | 0 | 0 | 0 | 0 | 0 | 0 | 0 | 0 | 0 | 0 | 0 | 0 | 0 | 0 | 0 | 0 | 0 | 0 | 0 | 0 | 0 | 0 | 0 | 0 | 0 | 0 | 0
F13_Industrial_Other Industrial_Existing_Space Heating_Natural Gas_Steam Trap Maintenance_A_Achievable Technical Potential | F13 | Industrial | Other Industrial | Existing | Space Heating | Natural Gas | Steam Trap Maintenance | A | Purchases (Incremental) | Achievable Technical Potential | 0 | 0 | 0 | 0 | 0 | 4.2479 | 4.2456 | 4.2206 | 4.2229 | 4.2263 | 4.1727 | 4.1613 | 4.1528 | 4.0869 | 4.1025 | 4.0634 | 4.0639 | 4.0434 | 4.0074 | 4.0121 | 3.9955 | 3.98 | 3.9655 | 3.952 | 3.9395 | 0 | 0 | 0 | 0 | 0 | 0
F14_Industrial_Other Industrial_Existing_Space Heating_Natural Gas_Steam Trap Maintenance_A_Achievable Technical Potential | F14 | Industrial | Other Industrial | Existing | Space Heating | Natural Gas | Steam Trap Maintenance | A | Purchases (Cumulative) | Achievable Technical Potential | 0 | 0 | 0 | 0 | 0 | 4.2479 | 8.4936 | 12.7141 | 16.937 | 21.1633 | 25.336 | 29.4973 | 33.6501 | 37.737 | 41.8395 | 45.9029 | 49.9668 | 54.0102 | 58.0176 | 62.0297 | 66.0252 | 70.0052 | 73.9707 | 77.9227 | 81.8622 | 81.8622 | 81.8622 | 81.8622 | 81.8622 | 81.8622 | 81.8622
F1_Industrial_Other Industrial_Existing_Process_Natural Gas_Steam Trap Maintenance_A_Achievable Technical Potential | F1 | Industrial | Other Industrial | Existing | Process | Natural Gas | Steam Trap Maintenance | A | Original Unit Energy Savings (kWh or therms) | Achievable Technical Potential | 0 | 0 | 0 | 0 | 0 | 1.9988 | 1.9988 | 1.9988 | 1.9988 | 1.9988 | 1.9988 | 1.9988 | 1.9988 | 1.9988 | 1.9988 | 1.9988 | 1.9988 | 1.9988 | 1.9988 | 1.9988 | 1.9988 | 1.9988 | 1.9988 | 1.9988 | 1.9988 | 1.9988 | 1.9988 | 1.9988 | 1.9988 | 1.9988 | 1.9988
F2_Industrial_Other Industrial_Existing_Process_Natural Gas_Steam Trap Maintenance_A_Achievable Technical Potential | F2 | Industrial | Other Industrial | Existing | Process | Natural Gas | Steam Trap Maintenance | A | Original Unit Summer Peak Savings (kW) | Achievable Technical Potential | 0 | 0 | 0 | 0 | 0 | 0 | 0 | 0 | 0 | 0 | 0 | 0 | 0 | 0 | 0 | 0 | 0 | 0 | 0 | 0 | 0 | 0 | 0 | 0 | 0 | 0 | 0 | 0 | 0 | 0 | 0
F3_Industrial_Other Industrial_Existing_Process_Natural Gas_Steam Trap Maintenance_A_Achievable Technical Potential | F3 | Industrial | Other Industrial | Existing | Process | Natural Gas | Steam Trap Maintenance | A | Original Unit Winter Peak Savings (kW) | Achievable Technical Potential | 0 | 0 | 0 | 0 | 0 | 0 | 0 | 0 | 0 | 0 | 0 | 0 | 0 | 0 | 0 | 0 | 0 | 0 | 0 | 0 | 0 | 0 | 0 | 0 | 0 | 0 | 0 | 0 | 0 | 0 | 0
F4_Industrial_Other Industrial_Existing_Process_Natural Gas_Steam Trap Maintenance_A_Achievable Technical Potential | F4 | Industrial | Other Industrial | Existing | Process | Natural Gas | Steam Trap Maintenance | A | Standalone Impact on Baseline Energy (%) | Achievable Technical Potential | 0% | 0% | 0% | 0% | 0% | 0.007791% | 0.01559% | 0.02347% | 0.03125% | 0.03901% | 0.0473% | 0.05523% | 0.06313% | 0.07194% | 0.07945% | 0.08801% | 0.09579% | 0.1041% | 0.1128% | 0.1205% | 0.1287% | 0.137% | 0.1453% | 0.1536% | 0.0016189 | 0.0016236 | 0.001628 | 0.0016319 | 0 | 0 | 0
F5_Industrial_Other Industrial_Existing_Process_Natural Gas_Steam Trap Maintenance_A_Achievable Technical Potential | F5 | Industrial | Other Industrial | Existing | Process | Natural Gas | Steam Trap Maintenance | A | Standalone Impact on Baseline Summer Peak (%) | Achievable Technical Potential | 0% | 0% | 0% | 0% | 0% | 0% | 0% | 0% | 0% | 0% | 0% | 0% | 0% | 0% | 0% | 0% | 0% | 0% | 0% | 0% | 0% | 0% | 0% | 0% | 0 | 0 | 0 | 0 | 0 | 0 | 0
F6_Industrial_Other Industrial_Existing_Process_Natural Gas_Steam Trap Maintenance_A_Achievable Technical Potential | F6 | Industrial | Other Industrial | Existing | Process | Natural Gas | Steam Trap Maintenance | A | Standalone Impact on Baseline Winter Peak (%) | Achievable Technical Potential | 0% | 0% | 0% | 0% | 0% | 0% | 0% | 0% | 0% | 0% | 0% | 0% | 0% | 0% | 0% | 0% | 0% | 0% | 0% | 0% | 0% | 0% | 0% | 0% | 0 | 0 | 0 | 0 | 0 | 0 | 0
F7_Industrial_Other Industrial_Existing_Process_Natural Gas_Steam Trap Maintenance_A_Achievable Technical Potential | F7 | Industrial | Other Industrial | Existing | Process | Natural Gas | Steam Trap Maintenance | A | Incremental Energy Savings (MWh or mTherms) | Achievable Technical Potential | 0 | 0 | 0 | 0 | 0 | 0.12294 | 0.12287 | 0.12215 | 0.12221 | 0.12231 | 0.12076 | 0.12043 | 0.12018 | 0.11828 | 0.11873 | 0.1176 | 0.11761 | 0.11702 | 0.11597 | 0.11611 | 0.11563 | 0.11518 | 0.11476 | 0.11437 | 0.11401 | 0 | 0 | 0 | 0 | 0 | 0
F8_Industrial_Other Industrial_Existing_Process_Natural Gas_Steam Trap Maintenance_A_Achievable Technical Potential | F8 | Industrial | Other Industrial | Existing | Process | Natural Gas | Steam Trap Maintenance | A | Incremental Summer Peak Savings (MW) | Achievable Technical Potential | 0 | 0 | 0 | 0 | 0 | 0 | 0 | 0 | 0 | 0 | 0 | 0 | 0 | 0 | 0 | 0 | 0 | 0 | 0 | 0 | 0 | 0 | 0 | 0 | 0 | 0 | 0 | 0 | 0 | 0 | 0
F9_Industrial_Other Industrial_Existing_Process_Natural Gas_Steam Trap Maintenance_A_Achievable Technical Potential | F9 | Industrial | Other Industrial | Existing | Process | Natural Gas | Steam Trap Maintenance | A | Incremental Winter Peak Savings (MW) | Achievable Technical Potential | 0 | 0 | 0 | 0 | 0 | 0 | 0 | 0 | 0 | 0 | 0 | 0 | 0 | 0 | 0 | 0 | 0 | 0 | 0 | 0 | 0 | 0 | 0 | 0 | 0 | 0 | 0 | 0 | 0 | 0 | 0
F10_Industrial_Other Industrial_Existing_Process_Natural Gas_Steam Trap Maintenance_A_Achievable Technical Potential | F10 | Industrial | Other Industrial | Existing | Process | Natural Gas | Steam Trap Maintenance | A | Cumulative Energy Savings (MWh or mTherms) | Achievable Technical Potential | 0 | 0 | 0 | 0 | 0 | 0.12294 | 0.24581 | 0.36795 | 0.49016 | 0.61248 | 0.73324 | 0.85366 | 0.97385 | 1.0921 | 1.2109 | 1.3284 | 1.4461 | 1.5631 | 1.6791 | 1.7952 | 1.9108 | 2.026 | 2.1407 | 2.2551 | 2.3691 | 2.3691 | 2.3691 | 2.3691 | 2.3691 | 2.3691 | 2.3691
F11_Industrial_Other Industrial_Existing_Process_Natural Gas_Steam Trap Maintenance_A_Achievable Technical Potential | F11 | Industrial | Other Industrial | Existing | Process | Natural Gas | Steam Trap Maintenance | A | Cumulative Summer Peak Savings (MW) | Achievable Technical Potential | 0 | 0 | 0 | 0 | 0 | 0 | 0 | 0 | 0 | 0 | 0 | 0 | 0 | 0 | 0 | 0 | 0 | 0 | 0 | 0 | 0 | 0 | 0 | 0 | 0 | 0 | 0 | 0 | 0 | 0 | 0
F12_Industrial_Other Industrial_Existing_Process_Natural Gas_Steam Trap Maintenance_A_Achievable Technical Potential | F12 | Industrial | Other Industrial | Existing | Process | Natural Gas | Steam Trap Maintenance | A | Cumulative Winter Peak Savings (MW) | Achievable Technical Potential | 0 | 0 | 0 | 0 | 0 | 0 | 0 | 0 | 0 | 0 | 0 | 0 | 0 | 0 | 0 | 0 | 0 | 0 | 0 | 0 | 0 | 0 | 0 | 0 | 0 | 0 | 0 | 0 | 0 | 0 | 0
F13_Industrial_Other Industrial_Existing_Process_Natural Gas_Steam Trap Maintenance_A_Achievable Technical Potential | F13 | Industrial | Other Industrial | Existing | Process | Natural Gas | Steam Trap Maintenance | A | Purchases (Incremental) | Achievable Technical Potential | 0 | 0 | 0 | 0 | 0 | 61.5069 | 61.4731 | 61.1106 | 61.1436 | 61.1942 | 60.4171 | 60.252 | 60.1296 | 59.1748 | 59.4007 | 58.8343 | 58.8419 | 58.5457 | 58.0235 | 58.0922 | 57.852 | 57.627 | 57.417 | 57.2219 | 57.0415 | 0 | 0 | 0 | 0 | 0 | 0
F14_Industrial_Other Industrial_Existing_Process_Natural Gas_Steam Trap Maintenance_A_Achievable Technical Potential | F14 | Industrial | Other Industrial | Existing | Process | Natural Gas | Steam Trap Maintenance | A | Purchases (Cumulative) | Achievable Technical Potential | 0 | 0 | 0 | 0 | 0 | 61.5069 | 122.98 | 184.0905 | 245.2341 | 306.4283 | 366.8454 | 427.0974 | 487.227 | 546.4018 | 605.8025 | 664.6368 | 723.4787 | 782.0244 | 840.0479 | 898.1402 | 955.9922 | 1013.6192 | 1071.0363 | 1128.2582 | 1185.2997 | 1185.2997 | 1185.2997 | 1185.2997 | 1185.2997 | 1185.2997 | 1185.2997
F1_Industrial_Other Industrial_Existing_Space Heating_Natural Gas_Gas Boiler - High Turndown_A_Achievable Technical Potential | F1 | Industrial | Other Industrial | Existing | Space Heating | Natural Gas | Gas Boiler - High Turndown | A | Original Unit Energy Savings (kWh or therms) | Achievable Technical Potential | 0 | 0 | 0 | 0 | 0 | 2.7521 | 2.7334 | 2.7149 | 2.6963 | 2.6777 | 2.6596 | 2.6418 | 2.6241 | 2.6066 | 2.5881 | 2.5711 | 2.5543 | 2.5378 | 2.5216 | 2.5052 | 2.4895 | 2.4731 | 2.4573 | 2.442 | 2.4265 | 2.4125 | 2.3996 | 2.3879 | 2.3772 | 2.3674 | 2.3585
F2_Industrial_Other Industrial_Existing_Space Heating_Natural Gas_Gas Boiler - High Turndown_A_Achievable Technical Potential | F2 | Industrial | Other Industrial | Existing | Space Heating | Natural Gas | Gas Boiler - High Turndown | A | Original Unit Summer Peak Savings (kW) | Achievable Technical Potential | 0 | 0 | 0 | 0 | 0 | 0 | 0 | 0 | 0 | 0 | 0 | 0 | 0 | 0 | 0 | 0 | 0 | 0 | 0 | 0 | 0 | 0 | 0 | 0 | 0 | 0 | 0 | 0 | 0 | 0 | 0
F3_Industrial_Other Industrial_Existing_Space Heating_Natural Gas_Gas Boiler - High Turndown_A_Achievable Technical Potential | F3 | Industrial | Other Industrial | Existing | Space Heating | Natural Gas | Gas Boiler - High Turndown | A | Original Unit Winter Peak Savings (kW) | Achievable Technical Potential | 0 | 0 | 0 | 0 | 0 | 0 | 0 | 0 | 0 | 0 | 0 | 0 | 0 | 0 | 0 | 0 | 0 | 0 | 0 | 0 | 0 | 0 | 0 | 0 | 0 | 0 | 0 | 0 | 0 | 0 | 0
F4_Industrial_Other Industrial_Existing_Space Heating_Natural Gas_Gas Boiler - High Turndown_A_Achievable Technical Potential | F4 | Industrial | Other Industrial | Existing | Space Heating | Natural Gas | Gas Boiler - High Turndown | A | Standalone Impact on Baseline Energy (%) | Achievable Technical Potential | 0% | 0% | 0% | 0% | 0% | 0.004227% | 0.00844% | 0.0127% | 0.0169% | 0.0211% | 0.02517% | 0.02829% | 0.03079% | 0.03325% | 0.0347% | 0.03631% | 0.03733% | 0.03834% | 0.03932% | 0.03978% | 0.04034% | 0.04048% | 0.04059% | 0.04069% | 0.00040772 | 0.00040847 | 0.00040917 | 0.00040983 | 0 | 0 | 0
F5_Industrial_Other Industrial_Existing_Space Heating_Natural Gas_Gas Boiler - High Turndown_A_Achievable Technical Potential | F5 | Industrial | Other Industrial | Existing | Space Heating | Natural Gas | Gas Boiler - High Turndown | A | Standalone Impact on Baseline Summer Peak (%) | Achievable Technical Potential | 0% | 0% | 0% | 0% | 0% | 0% | 0% | 0% | 0% | 0% | 0% | 0% | 0% | 0% | 0% | 0% | 0% | 0% | 0% | 0% | 0% | 0% | 0% | 0% | 0 | 0 | 0 | 0 | 0 | 0 | 0
F6_Industrial_Other Industrial_Existing_Space Heating_Natural Gas_Gas Boiler - High Turndown_A_Achievable Technical Potential | F6 | Industrial | Other Industrial | Existing | Space Heating | Natural Gas | Gas Boiler - High Turndown | A | Standalone Impact on Baseline Winter Peak (%) | Achievable Technical Potential | 0% | 0% | 0% | 0% | 0% | 0% | 0% | 0% | 0% | 0% | 0% | 0% | 0% | 0% | 0% | 0% | 0% | 0% | 0% | 0% | 0% | 0% | 0% | 0% | 0 | 0 | 0 | 0 | 0 | 0 | 0
F7_Industrial_Other Industrial_Existing_Space Heating_Natural Gas_Gas Boiler - High Turndown_A_Achievable Technical Potential | F7 | Industrial | Other Industrial | Existing | Space Heating | Natural Gas | Gas Boiler - High Turndown | A | Incremental Energy Savings (MWh or mTherms) | Achievable Technical Potential | 0 | 0 | 0 | 0 | 0 | 0.031967 | 0.031733 | 0.031332 | 0.031133 | 0.030945 | 0.027311 | 0.021643 | 0.017163 | 0.013423 | 0.010703 | 0.0084248 | 0.0066967 | 0.0052959 | 0.004172 | 0.00332 | 0.0026284 | 1.774e-05 | 6.2723e-06 | 2.1177e-06 | 6.8403e-07 | 5.7637e-07 | 5.7178e-07 | 5.6761e-07 | 5.6383e-07 | 5.6042e-07 | 5.5736e-07
F8_Industrial_Other Industrial_Existing_Space Heating_Natural Gas_Gas Boiler - High Turndown_A_Achievable Technical Potential | F8 | Industrial | Other Industrial | Existing | Space Heating | Natural Gas | Gas Boiler - High Turndown | A | Incremental Summer Peak Savings (MW) | Achievable Technical Potential | 0 | 0 | 0 | 0 | 0 | 0 | 0 | 0 | 0 | 0 | 0 | 0 | 0 | 0 | 0 | 0 | 0 | 0 | 0 | 0 | 0 | 0 | 0 | 0 | 0 | 0 | 0 | 0 | 0 | 0 | 0
F9_Industrial_Other Industrial_Existing_Space Heating_Natural Gas_Gas Boiler - High Turndown_A_Achievable Technical Potential | F9 | Industrial | Other Industrial | Existing | Space Heating | Natural Gas | Gas Boiler - High Turndown | A | Incremental Winter Peak Savings (MW) | Achievable Technical Potential | 0 | 0 | 0 | 0 | 0 | 0 | 0 | 0 | 0 | 0 | 0 | 0 | 0 | 0 | 0 | 0 | 0 | 0 | 0 | 0 | 0 | 0 | 0 | 0 | 0 | 0 | 0 | 0 | 0 | 0 | 0
F10_Industrial_Other Industrial_Existing_Space Heating_Natural Gas_Gas Boiler - High Turndown_A_Achievable Technical Potential | F10 | Industrial | Other Industrial | Existing | Space Heating | Natural Gas | Gas Boiler - High Turndown | A | Cumulative Energy Savings (MWh or mTherms) | Achievable Technical Potential | 0 | 0 | 0 | 0 | 0 | 0.031967 | 0.063483 | 0.094384 | 0.12487 | 0.15495 | 0.18122 | 0.20165 | 0.21746 | 0.22943 | 0.23851 | 0.24537 | 0.25046 | 0.25414 | 0.25668 | 0.25834 | 0.25934 | 0.25765 | 0.25601 | 0.25442 | 0.25281 | 0.25135 | 0.25001 | 0.24879 | 0.24767 | 0.24666 | 0.24573
F11_Industrial_Other Industrial_Existing_Space Heating_Natural Gas_Gas Boiler - High Turndown_A_Achievable Technical Potential | F11 | Industrial | Other Industrial | Existing | Space Heating | Natural Gas | Gas Boiler - High Turndown | A | Cumulative Summer Peak Savings (MW) | Achievable Technical Potential | 0 | 0 | 0 | 0 | 0 | 0 | 0 | 0 | 0 | 0 | 0 | 0 | 0 | 0 | 0 | 0 | 0 | 0 | 0 | 0 | 0 | 0 | 0 | 0 | 0 | 0 | 0 | 0 | 0 | 0 | 0
F12_Industrial_Other Industrial_Existing_Space Heating_Natural Gas_Gas Boiler - High Turndown_A_Achievable Technical Potential | F12 | Industrial | Other Industrial | Existing | Space Heating | Natural Gas | Gas Boiler - High Turndown | A | Cumulative Winter Peak Savings (MW) | Achievable Technical Potential | 0 | 0 | 0 | 0 | 0 | 0 | 0 | 0 | 0 | 0 | 0 | 0 | 0 | 0 | 0 | 0 | 0 | 0 | 0 | 0 | 0 | 0 | 0 | 0 | 0 | 0 | 0 | 0 | 0 | 0 | 0
F13_Industrial_Other Industrial_Existing_Space Heating_Natural Gas_Gas Boiler - High Turndown_A_Achievable Technical Potential | F13 | Industrial | Other Industrial | Existing | Space Heating | Natural Gas | Gas Boiler - High Turndown | A | Purchases (Incremental) | Achievable Technical Potential | 0 | 0 | 0 | 0 | 0 | 11.6154 | 11.6091 | 11.5406 | 11.5468 | 11.5564 | 10.2687 | 8.1925 | 6.5407 | 5.1495 | 4.1353 | 3.2767 | 2.6217 | 2.0868 | 1.6545 | 1.3252 | 1.0558 | 0.0071732 | 0.0025525 | 0.00086722 | 0.0002819 | 0.00023892 | 0.00023828 | 0.0002377 | 0.00023718 | 0.00023672 | 0.00023632
F14_Industrial_Other Industrial_Existing_Space Heating_Natural Gas_Gas Boiler - High Turndown_A_Achievable Technical Potential | F14 | Industrial | Other Industrial | Existing | Space Heating | Natural Gas | Gas Boiler - High Turndown | A | Purchases (Cumulative) | Achievable Technical Potential | 0 | 0 | 0 | 0 | 0 | 11.6154 | 23.2245 | 34.7651 | 46.3119 | 57.8683 | 68.137 | 76.3295 | 82.8701 | 88.0196 | 92.1549 | 95.4316 | 98.0532 | 100.14 | 101.7946 | 103.1198 | 104.1756 | 104.1827 | 104.1853 | 104.1862 | 104.1864 | 104.1867 | 104.1869 | 104.1872 | 104.1874 | 104.1876 | 104.1879
F1_Industrial_Other Industrial_Existing_Process_Natural Gas_Gas Boiler - High Turndown_A_Achievable Technical Potential | F1 | Industrial | Other Industrial | Existing | Process | Natural Gas | Gas Boiler - High Turndown | A | Original Unit Energy Savings (kWh or therms) | Achievable Technical Potential | 0 | 0 | 0 | 0 | 0 | 2.1216 | 2.1216 | 2.1216 | 2.1216 | 2.1216 | 2.1216 | 2.1216 | 2.1216 | 2.1216 | 2.1216 | 2.1216 | 2.1216 | 2.1216 | 2.1216 | 2.1216 | 2.1216 | 2.1216 | 2.1216 | 2.1216 | 2.1216 | 2.1216 | 2.1216 | 2.1216 | 2.1216 | 2.1216 | 2.1216
F2_Industrial_Other Industrial_Existing_Process_Natural Gas_Gas Boiler - High Turndown_A_Achievable Technical Potential | F2 | Industrial | Other Industrial | Existing | Process | Natural Gas | Gas Boiler - High Turndown | A | Original Unit Summer Peak Savings (kW) | Achievable Technical Potential | 0 | 0 | 0 | 0 | 0 | 0 | 0 | 0 | 0 | 0 | 0 | 0 | 0 | 0 | 0 | 0 | 0 | 0 | 0 | 0 | 0 | 0 | 0 | 0 | 0 | 0 | 0 | 0 | 0 | 0 | 0
F3_Industrial_Other Industrial_Existing_Process_Natural Gas_Gas Boiler - High Turndown_A_Achievable Technical Potential | F3 | Industrial | Other Industrial | Existing | Process | Natural Gas | Gas Boiler - High Turndown | A | Original Unit Winter Peak Savings (kW) | Achievable Technical Potential | 0 | 0 | 0 | 0 | 0 | 0 | 0 | 0 | 0 | 0 | 0 | 0 | 0 | 0 | 0 | 0 | 0 | 0 | 0 | 0 | 0 | 0 | 0 | 0 | 0 | 0 | 0 | 0 | 0 | 0 | 0
F4_Industrial_Other Industrial_Existing_Process_Natural Gas_Gas Boiler - High Turndown_A_Achievable Technical Potential | F4 | Industrial | Other Industrial | Existing | Process | Natural Gas | Gas Boiler - High Turndown | A | Standalone Impact on Baseline Energy (%) | Achievable Technical Potential | 0% | 0% | 0% | 0% | 0% | 0.02261% | 0.04524% | 0.06812% | 0.09069% | 0.1132% | 0.135% | 0.1517% | 0.165% | 0.1781% | 0.1858% | 0.1942% | 0.1995% | 0.2048% | 0.2101% | 0.2126% | 0.2156% | 0.2165% | 0.2173% | 0.218% | 0.0021871 | 0.0021934 | 0.0021993 | 0.0022047 | 0 | 0 | 0
F5_Industrial_Other Industrial_Existing_Process_Natural Gas_Gas Boiler - High Turndown_A_Achievable Technical Potential | F5 | Industrial | Other Industrial | Existing | Process | Natural Gas | Gas Boiler - High Turndown | A | Standalone Impact on Baseline Summer Peak (%) | Achievable Technical Potential | 0% | 0% | 0% | 0% | 0% | 0% | 0% | 0% | 0% | 0% | 0% | 0% | 0% | 0% | 0% | 0% | 0% | 0% | 0% | 0% | 0% | 0% | 0% | 0% | 0 | 0 | 0 | 0 | 0 | 0 | 0
F6_Industrial_Other Industrial_Existing_Process_Natural Gas_Gas Boiler - High Turndown_A_Achievable Technical Potential | F6 | Industrial | Other Industrial | Existing | Process | Natural Gas | Gas Boiler - High Turndown | A | Standalone Impact on Baseline Winter Peak (%) | Achievable Technical Potential | 0% | 0% | 0% | 0% | 0% | 0% | 0% | 0% | 0% | 0% | 0% | 0% | 0% | 0% | 0% | 0% | 0% | 0% | 0% | 0% | 0% | 0% | 0% | 0% | 0 | 0 | 0 | 0 | 0 | 0 | 0
F7_Industrial_Other Industrial_Existing_Process_Natural Gas_Gas Boiler - High Turndown_A_Achievable Technical Potential | F7 | Industrial | Other Industrial | Existing | Process | Natural Gas | Gas Boiler - High Turndown | A | Incremental Energy Savings (MWh or mTherms) | Achievable Technical Potential | 0 | 0 | 0 | 0 | 0 | 0.35682 | 0.35663 | 0.35452 | 0.35472 | 0.35501 | 0.31545 | 0.25167 | 0.20093 | 0.15819 | 0.12704 | 0.10066 | 0.080538 | 0.064106 | 0.050827 | 0.04071 | 0.032433 | 0.00022036 | 7.8413e-05 | 2.6641e-05 | 8.6599e-06 | 7.3395e-06 | 7.3199e-06 | 7.3022e-06 | 7.2862e-06 | 7.2721e-06 | 7.2597e-06
F8_Industrial_Other Industrial_Existing_Process_Natural Gas_Gas Boiler - High Turndown_A_Achievable Technical Potential | F8 | Industrial | Other Industrial | Existing | Process | Natural Gas | Gas Boiler - High Turndown | A | Incremental Summer Peak Savings (MW) | Achievable Technical Potential | 0 | 0 | 0 | 0 | 0 | 0 | 0 | 0 | 0 | 0 | 0 | 0 | 0 | 0 | 0 | 0 | 0 | 0 | 0 | 0 | 0 | 0 | 0 | 0 | 0 | 0 | 0 | 0 | 0 | 0 | 0
F9_Industrial_Other Industrial_Existing_Process_Natural Gas_Gas Boiler - High Turndown_A_Achievable Technical Potential | F9 | Industrial | Other Industrial | Existing | Process | Natural Gas | Gas Boiler - High Turndown | A | Incremental Winter Peak Savings (MW) | Achievable Technical Potential | 0 | 0 | 0 | 0 | 0 | 0 | 0 | 0 | 0 | 0 | 0 | 0 | 0 | 0 | 0 | 0 | 0 | 0 | 0 | 0 | 0 | 0 | 0 | 0 | 0 | 0 | 0 | 0 | 0 | 0 | 0
F10_Industrial_Other Industrial_Existing_Process_Natural Gas_Gas Boiler - High Turndown_A_Achievable Technical Potential | F10 | Industrial | Other Industrial | Existing | Process | Natural Gas | Gas Boiler - High Turndown | A | Cumulative Energy Savings (MWh or mTherms) | Achievable Technical Potential | 0 | 0 | 0 | 0 | 0 | 0.35682 | 0.71345 | 1.068 | 1.4227 | 1.7777 | 2.0932 | 2.3448 | 2.5458 | 2.7039 | 2.831 | 2.9316 | 3.0122 | 3.0763 | 3.1271 | 3.1678 | 3.2003 | 3.2005 | 3.2006 | 3.2006 | 3.2006 | 3.2006 | 3.2006 | 3.2006 | 3.2006 | 3.2006 | 3.2006
F11_Industrial_Other Industrial_Existing_Process_Natural Gas_Gas Boiler - High Turndown_A_Achievable Technical Potential | F11 | Industrial | Other Industrial | Existing | Process | Natural Gas | Gas Boiler - High Turndown | A | Cumulative Summer Peak Savings (MW) | Achievable Technical Potential | 0 | 0 | 0 | 0 | 0 | 0 | 0 | 0 | 0 | 0 | 0 | 0 | 0 | 0 | 0 | 0 | 0 | 0 | 0 | 0 | 0 | 0 | 0 | 0 | 0 | 0 | 0 | 0 | 0 | 0 | 0
F12_Industrial_Other Industrial_Existing_Process_Natural Gas_Gas Boiler - High Turndown_A_Achievable Technical Potential | F12 | Industrial | Other Industrial | Existing | Process | Natural Gas | Gas Boiler - High Turndown | A | Cumulative Winter Peak Savings (MW) | Achievable Technical Potential | 0 | 0 | 0 | 0 | 0 | 0 | 0 | 0 | 0 | 0 | 0 | 0 | 0 | 0 | 0 | 0 | 0 | 0 | 0 | 0 | 0 | 0 | 0 | 0 | 0 | 0 | 0 | 0 | 0 | 0 | 0
F13_Industrial_Other Industrial_Existing_Process_Natural Gas_Gas Boiler - High Turndown_A_Achievable Technical Potential | F13 | Industrial | Other Industrial | Existing | Process | Natural Gas | Gas Boiler - High Turndown | A | Purchases (Incremental) | Achievable Technical Potential | 0 | 0 | 0 | 0 | 0 | 168.1822 | 168.0899 | 167.0986 | 167.1889 | 167.3272 | 148.6821 | 118.6206 | 94.7038 | 74.56 | 59.8757 | 47.4438 | 37.9599 | 30.2151 | 23.9565 | 19.1879 | 15.2868 | 0.10386 | 0.036959 | 0.012557 | 0.0040817 | 0.0034593 | 0.0034501 | 0.0034417 | 0.0034342 | 0.0034276 | 0.0034217
F14_Industrial_Other Industrial_Existing_Process_Natural Gas_Gas Boiler - High Turndown_A_Achievable Technical Potential | F14 | Industrial | Other Industrial | Existing | Process | Natural Gas | Gas Boiler - High Turndown | A | Purchases (Cumulative) | Achievable Technical Potential | 0 | 0 | 0 | 0 | 0 | 168.1822 | 336.2721 | 503.3707 | 670.5596 | 837.8868 | 986.5689 | 1105.1895 | 1199.8934 | 1274.4533 | 1334.329 | 1381.7728 | 1419.7327 | 1449.9479 | 1473.9043 | 1493.0922 | 1508.379 | 1508.4829 | 1508.5199 | 1508.5324 | 1508.5365 | 1508.54 | 1508.5434 | 1508.5468 | 1508.5503 | 1508.5537 | 1508.5571
F1_Industrial_Other Industrial_Existing_Space Heating_Natural Gas_Gas Boiler - Burner Control Optimization_A_Achievable Technical Potential | F1 | Industrial | Other Industrial | Existing | Space Heating | Natural Gas | Gas Boiler - Burner Control Optimization | A | Original Unit Energy Savings (kWh or therms) | Achievable Technical Potential | 0 | 0 | 0 | 0 | 0 | 0.7981 | 0.7927 | 0.78732 | 0.78192 | 0.77653 | 0.7713 | 0.76612 | 0.76099 | 0.75592 | 0.75055 | 0.74563 | 0.74076 | 0.73597 | 0.73125 | 0.72652 | 0.72195 | 0.7172 | 0.71261 | 0.70817 | 0.70369 | 0.69961 | 0.69589 | 0.69249 | 0.68938 | 0.68655 | 0.68397
F2_Industrial_Other Industrial_Existing_Space Heating_Natural Gas_Gas Boiler - Burner Control Optimization_A_Achievable Technical Potential | F2 | Industrial | Other Industrial | Existing | Space Heating | Natural Gas | Gas Boiler - Burner Control Optimization | A | Original Unit Summer Peak Savings (kW) | Achievable Technical Potential | 0 | 0 | 0 | 0 | 0 | 0 | 0 | 0 | 0 | 0 | 0 | 0 | 0 | 0 | 0 | 0 | 0 | 0 | 0 | 0 | 0 | 0 | 0 | 0 | 0 | 0 | 0 | 0 | 0 | 0 | 0
F3_Industrial_Other Industrial_Existing_Space Heating_Natural Gas_Gas Boiler - Burner Control Optimization_A_Achievable Technical Potential | F3 | Industrial | Other Industrial | Existing | Space Heating | Natural Gas | Gas Boiler - Burner Control Optimization | A | Original Unit Winter Peak Savings (kW) | Achievable Technical Potential | 0 | 0 | 0 | 0 | 0 | 0 | 0 | 0 | 0 | 0 | 0 | 0 | 0 | 0 | 0 | 0 | 0 | 0 | 0 | 0 | 0 | 0 | 0 | 0 | 0 | 0 | 0 | 0 | 0 | 0 | 0
F4_Industrial_Other Industrial_Existing_Space Heating_Natural Gas_Gas Boiler - Burner Control Optimization_A_Achievable Technical Potential | F4 | Industrial | Other Industrial | Existing | Space Heating | Natural Gas | Gas Boiler - Burner Control Optimization | A | Standalone Impact on Baseline Energy (%) | Achievable Technical Potential | 0% | 0% | 0% | 0% | 0% | 0.0003306% | 0.000849% | 0.00189% | 0.003702% | 0.00652% | 0.01056% | 0.01562% | 0.02153% | 0.02822% | 0.03446% | 0.04074% | 0.04594% | 0.05046% | 0.05423% | 0.0566% | 0.05853% | 0.05987% | 0.06076% | 0.06135% | 0.00061767 | 0.00061879 | 0.00061986 | 0.00062085 | 0 | 0 | 0
F5_Industrial_Other Industrial_Existing_Space Heating_Natural Gas_Gas Boiler - Burner Control Optimization_A_Achievable Technical Potential | F5 | Industrial | Other Industrial | Existing | Space Heating | Natural Gas | Gas Boiler - Burner Control Optimization | A | Standalone Impact on Baseline Summer Peak (%) | Achievable Technical Potential | 0% | 0% | 0% | 0% | 0% | 0% | 0% | 0% | 0% | 0% | 0% | 0% | 0% | 0% | 0% | 0% | 0% | 0% | 0% | 0% | 0% | 0% | 0% | 0% | 0 | 0 | 0 | 0 | 0 | 0 | 0
F6_Industrial_Other Industrial_Existing_Space Heating_Natural Gas_Gas Boiler - Burner Control Optimization_A_Achievable Technical Potential | F6 | Industrial | Other Industrial | Existing | Space Heating | Natural Gas | Gas Boiler - Burner Control Optimization | A | Standalone Impact on Baseline Winter Peak (%) | Achievable Technical Potential | 0% | 0% | 0% | 0% | 0% | 0% | 0% | 0% | 0% | 0% | 0% | 0% | 0% | 0% | 0% | 0% | 0% | 0% | 0% | 0% | 0% | 0% | 0% | 0% | 0 | 0 | 0 | 0 | 0 | 0 | 0
F7_Industrial_Other Industrial_Existing_Space Heating_Natural Gas_Gas Boiler - Burner Control Optimization_A_Achievable Technical Potential | F7 | Industrial | Other Industrial | Existing | Space Heating | Natural Gas | Gas Boiler - Burner Control Optimization | A | Incremental Energy Savings (MWh or mTherms) | Achievable Technical Potential | 0 | 0 | 0 | 0 | 0 | 0.0025007 | 0.0039021 | 0.0077056 | 0.0134 | 0.020717 | 0.028443 | 0.035858 | 0.04147 | 0.043658 | 0.043514 | 0.039962 | 0.034743 | 0.028284 | 0.021662 | 0.015877 | 0.010999 | 0.0072558 | 0.004571 | 0.0027556 | 0.0018482 | 0 | 0 | 0 | 0 | 0 | 0
F8_Industrial_Other Industrial_Existing_Space Heating_Natural Gas_Gas Boiler - Burner Control Optimization_A_Achievable Technical Potential | F8 | Industrial | Other Industrial | Existing | Space Heating | Natural Gas | Gas Boiler - Burner Control Optimization | A | Incremental Summer Peak Savings (MW) | Achievable Technical Potential | 0 | 0 | 0 | 0 | 0 | 0 | 0 | 0 | 0 | 0 | 0 | 0 | 0 | 0 | 0 | 0 | 0 | 0 | 0 | 0 | 0 | 0 | 0 | 0 | 0 | 0 | 0 | 0 | 0 | 0 | 0
F9_Industrial_Other Industrial_Existing_Space Heating_Natural Gas_Gas Boiler - Burner Control Optimization_A_Achievable Technical Potential | F9 | Industrial | Other Industrial | Existing | Space Heating | Natural Gas | Gas Boiler - Burner Control Optimization | A | Incremental Winter Peak Savings (MW) | Achievable Technical Potential | 0 | 0 | 0 | 0 | 0 | 0 | 0 | 0 | 0 | 0 | 0 | 0 | 0 | 0 | 0 | 0 | 0 | 0 | 0 | 0 | 0 | 0 | 0 | 0 | 0 | 0 | 0 | 0 | 0 | 0 | 0
F10_Industrial_Other Industrial_Existing_Space Heating_Natural Gas_Gas Boiler - Burner Control Optimization_A_Achievable Technical Potential | F10 | Industrial | Other Industrial | Existing | Space Heating | Natural Gas | Gas Boiler - Burner Control Optimization | A | Cumulative Energy Savings (MWh or mTherms) | Achievable Technical Potential | 0 | 0 | 0 | 0 | 0 | 0.0025007 | 0.0063859 | 0.014048 | 0.027351 | 0.04788 | 0.076 | 0.11135 | 0.15207 | 0.19472 | 0.23685 | 0.27526 | 0.3082 | 0.33449 | 0.35401 | 0.3676 | 0.37629 | 0.38106 | 0.3832 | 0.38356 | 0.38299 | 0.38077 | 0.37874 | 0.37689 | 0.3752 | 0.37366 | 0.37225
F11_Industrial_Other Industrial_Existing_Space Heating_Natural Gas_Gas Boiler - Burner Control Optimization_A_Achievable Technical Potential | F11 | Industrial | Other Industrial | Existing | Space Heating | Natural Gas | Gas Boiler - Burner Control Optimization | A | Cumulative Summer Peak Savings (MW) | Achievable Technical Potential | 0 | 0 | 0 | 0 | 0 | 0 | 0 | 0 | 0 | 0 | 0 | 0 | 0 | 0 | 0 | 0 | 0 | 0 | 0 | 0 | 0 | 0 | 0 | 0 | 0 | 0 | 0 | 0 | 0 | 0 | 0
F12_Industrial_Other Industrial_Existing_Space Heating_Natural Gas_Gas Boiler - Burner Control Optimization_A_Achievable Technical Potential | F12 | Industrial | Other Industrial | Existing | Space Heating | Natural Gas | Gas Boiler - Burner Control Optimization | A | Cumulative Winter Peak Savings (MW) | Achievable Technical Potential | 0 | 0 | 0 | 0 | 0 | 0 | 0 | 0 | 0 | 0 | 0 | 0 | 0 | 0 | 0 | 0 | 0 | 0 | 0 | 0 | 0 | 0 | 0 | 0 | 0 | 0 | 0 | 0 | 0 | 0 | 0
F13_Industrial_Other Industrial_Existing_Space Heating_Natural Gas_Gas Boiler - Burner Control Optimization_A_Achievable Technical Potential | F13 | Industrial | Other Industrial | Existing | Space Heating | Natural Gas | Gas Boiler - Burner Control Optimization | A | Purchases (Incremental) | Achievable Technical Potential | 0 | 0 | 0 | 0 | 0 | 3.1333 | 4.9226 | 9.7871 | 17.1367 | 26.6791 | 36.8764 | 46.8053 | 54.4953 | 57.7554 | 57.9759 | 53.5948 | 46.9015 | 38.4304 | 29.6237 | 21.8538 | 15.2344 | 10.1168 | 6.4145 | 3.8912 | 2.6264 | 0 | 0 | 0 | 0 | 0 | 0
F14_Industrial_Other Industrial_Existing_Space Heating_Natural Gas_Gas Boiler - Burner Control Optimization_A_Achievable Technical Potential | F14 | Industrial | Other Industrial | Existing | Space Heating | Natural Gas | Gas Boiler - Burner Control Optimization | A | Purchases (Cumulative) | Achievable Technical Potential | 0 | 0 | 0 | 0 | 0 | 3.1333 | 8.0559 | 17.843 | 34.9796 | 61.6587 | 98.5351 | 145.3404 | 199.8358 | 257.5911 | 315.567 | 369.1618 | 416.0633 | 454.4937 | 484.1174 | 505.9712 | 521.2056 | 531.3224 | 537.7369 | 541.6281 | 544.2545 | 544.2545 | 544.2545 | 544.2545 | 544.2545 | 544.2545 | 544.2545
F1_Industrial_Other Industrial_Existing_Process_Natural Gas_Gas Boiler - Burner Control Optimization_A_Achievable Technical Potential | F1 | Industrial | Other Industrial | Existing | Process | Natural Gas | Gas Boiler - Burner Control Optimization | A | Original Unit Energy Savings (kWh or therms) | Achievable Technical Potential | 0 | 0 | 0 | 0 | 0 | 0.61528 | 0.61528 | 0.61528 | 0.61528 | 0.61528 | 0.61528 | 0.61528 | 0.61528 | 0.61528 | 0.61528 | 0.61528 | 0.61528 | 0.61528 | 0.61528 | 0.61528 | 0.61528 | 0.61528 | 0.61528 | 0.61528 | 0.61528 | 0.61528 | 0.61528 | 0.61528 | 0.61528 | 0.61528 | 0.61528
F2_Industrial_Other Industrial_Existing_Process_Natural Gas_Gas Boiler - Burner Control Optimization_A_Achievable Technical Potential | F2 | Industrial | Other Industrial | Existing | Process | Natural Gas | Gas Boiler - Burner Control Optimization | A | Original Unit Summer Peak Savings (kW) | Achievable Technical Potential | 0 | 0 | 0 | 0 | 0 | 0 | 0 | 0 | 0 | 0 | 0 | 0 | 0 | 0 | 0 | 0 | 0 | 0 | 0 | 0 | 0 | 0 | 0 | 0 | 0 | 0 | 0 | 0 | 0 | 0 | 0
F3_Industrial_Other Industrial_Existing_Process_Natural Gas_Gas Boiler - Burner Control Optimization_A_Achievable Technical Potential | F3 | Industrial | Other Industrial | Existing | Process | Natural Gas | Gas Boiler - Burner Control Optimization | A | Original Unit Winter Peak Savings (kW) | Achievable Technical Potential | 0 | 0 | 0 | 0 | 0 | 0 | 0 | 0 | 0 | 0 | 0 | 0 | 0 | 0 | 0 | 0 | 0 | 0 | 0 | 0 | 0 | 0 | 0 | 0 | 0 | 0 | 0 | 0 | 0 | 0 | 0
F4_Industrial_Other Industrial_Existing_Process_Natural Gas_Gas Boiler - Burner Control Optimization_A_Achievable Technical Potential | F4 | Industrial | Other Industrial | Existing | Process | Natural Gas | Gas Boiler - Burner Control Optimization | A | Standalone Impact on Baseline Energy (%) | Achievable Technical Potential | 0% | 0% | 0% | 0% | 0% | 0.001769% | 0.004551% | 0.01014% | 0.01987% | 0.03499% | 0.05663% | 0.08376% | 0.1154% | 0.1512% | 0.1845% | 0.2179% | 0.2455% | 0.2696% | 0.2897% | 0.3024% | 0.3128% | 0.3202% | 0.3252% | 0.3287% | 0.0033132 | 0.0033229 | 0.0033318 | 0.0033398 | 0 | 0 | 0
F5_Industrial_Other Industrial_Existing_Process_Natural Gas_Gas Boiler - Burner Control Optimization_A_Achievable Technical Potential | F5 | Industrial | Other Industrial | Existing | Process | Natural Gas | Gas Boiler - Burner Control Optimization | A | Standalone Impact on Baseline Summer Peak (%) | Achievable Technical Potential | 0% | 0% | 0% | 0% | 0% | 0% | 0% | 0% | 0% | 0% | 0% | 0% | 0% | 0% | 0% | 0% | 0% | 0% | 0% | 0% | 0% | 0% | 0% | 0% | 0 | 0 | 0 | 0 | 0 | 0 | 0
F6_Industrial_Other Industrial_Existing_Process_Natural Gas_Gas Boiler - Burner Control Optimization_A_Achievable Technical Potential | F6 | Industrial | Other Industrial | Existing | Process | Natural Gas | Gas Boiler - Burner Control Optimization | A | Standalone Impact on Baseline Winter Peak (%) | Achievable Technical Potential | 0% | 0% | 0% | 0% | 0% | 0% | 0% | 0% | 0% | 0% | 0% | 0% | 0% | 0% | 0% | 0% | 0% | 0% | 0% | 0% | 0% | 0% | 0% | 0% | 0 | 0 | 0 | 0 | 0 | 0 | 0
F7_Industrial_Other Industrial_Existing_Process_Natural Gas_Gas Boiler - Burner Control Optimization_A_Achievable Technical Potential | F7 | Industrial | Other Industrial | Existing | Process | Natural Gas | Gas Boiler - Burner Control Optimization | A | Incremental Energy Savings (MWh or mTherms) | Achievable Technical Potential | 0 | 0 | 0 | 0 | 0 | 0.027914 | 0.043854 | 0.087191 | 0.15267 | 0.23768 | 0.32852 | 0.41698 | 0.48548 | 0.51453 | 0.51649 | 0.47746 | 0.41783 | 0.34237 | 0.26391 | 0.19469 | 0.13572 | 0.090128 | 0.057145 | 0.034666 | 0.023398 | 0 | 0 | 0 | 0 | 0 | 0
F8_Industrial_Other Industrial_Existing_Process_Natural Gas_Gas Boiler - Burner Control Optimization_A_Achievable Technical Potential | F8 | Industrial | Other Industrial | Existing | Process | Natural Gas | Gas Boiler - Burner Control Optimization | A | Incremental Summer Peak Savings (MW) | Achievable Technical Potential | 0 | 0 | 0 | 0 | 0 | 0 | 0 | 0 | 0 | 0 | 0 | 0 | 0 | 0 | 0 | 0 | 0 | 0 | 0 | 0 | 0 | 0 | 0 | 0 | 0 | 0 | 0 | 0 | 0 | 0 | 0
F9_Industrial_Other Industrial_Existing_Process_Natural Gas_Gas Boiler - Burner Control Optimization_A_Achievable Technical Potential | F9 | Industrial | Other Industrial | Existing | Process | Natural Gas | Gas Boiler - Burner Control Optimization | A | Incremental Winter Peak Savings (MW) | Achievable Technical Potential | 0 | 0 | 0 | 0 | 0 | 0 | 0 | 0 | 0 | 0 | 0 | 0 | 0 | 0 | 0 | 0 | 0 | 0 | 0 | 0 | 0 | 0 | 0 | 0 | 0 | 0 | 0 | 0 | 0 | 0 | 0
F10_Industrial_Other Industrial_Existing_Process_Natural Gas_Gas Boiler - Burner Control Optimization_A_Achievable Technical Potential | F10 | Industrial | Other Industrial | Existing | Process | Natural Gas | Gas Boiler - Burner Control Optimization | A | Cumulative Energy Savings (MWh or mTherms) | Achievable Technical Potential | 0 | 0 | 0 | 0 | 0 | 0.027914 | 0.071768 | 0.15896 | 0.31162 | 0.5493 | 0.87782 | 1.2948 | 1.7803 | 2.2948 | 2.8113 | 3.2888 | 3.7066 | 4.049 | 4.3129 | 4.5076 | 4.6433 | 4.7334 | 4.7906 | 4.8252 | 4.8486 | 4.8486 | 4.8486 | 4.8486 | 4.8486 | 4.8486 | 4.8486
F11_Industrial_Other Industrial_Existing_Process_Natural Gas_Gas Boiler - Burner Control Optimization_A_Achievable Technical Potential | F11 | Industrial | Other Industrial | Existing | Process | Natural Gas | Gas Boiler - Burner Control Optimization | A | Cumulative Summer Peak Savings (MW) | Achievable Technical Potential | 0 | 0 | 0 | 0 | 0 | 0 | 0 | 0 | 0 | 0 | 0 | 0 | 0 | 0 | 0 | 0 | 0 | 0 | 0 | 0 | 0 | 0 | 0 | 0 | 0 | 0 | 0 | 0 | 0 | 0 | 0
F12_Industrial_Other Industrial_Existing_Process_Natural Gas_Gas Boiler - Burner Control Optimization_A_Achievable Technical Potential | F12 | Industrial | Other Industrial | Existing | Process | Natural Gas | Gas Boiler - Burner Control Optimization | A | Cumulative Winter Peak Savings (MW) | Achievable Technical Potential | 0 | 0 | 0 | 0 | 0 | 0 | 0 | 0 | 0 | 0 | 0 | 0 | 0 | 0 | 0 | 0 | 0 | 0 | 0 | 0 | 0 | 0 | 0 | 0 | 0 | 0 | 0 | 0 | 0 | 0 | 0
F13_Industrial_Other Industrial_Existing_Process_Natural Gas_Gas Boiler - Burner Control Optimization_A_Achievable Technical Potential | F13 | Industrial | Other Industrial | Existing | Process | Natural Gas | Gas Boiler - Burner Control Optimization | A | Purchases (Incremental) | Achievable Technical Potential | 0 | 0 | 0 | 0 | 0 | 45.3679 | 71.2749 | 141.7092 | 248.1252 | 386.2917 | 533.9406 | 677.7038 | 789.049 | 836.2515 | 839.4443 | 776.0098 | 679.0967 | 556.4414 | 428.9273 | 316.4261 | 220.5823 | 146.4829 | 92.8768 | 56.3416 | 38.0277 | 0 | 0 | 0 | 0 | 0 | 0
F14_Industrial_Other Industrial_Existing_Process_Natural Gas_Gas Boiler - Burner Control Optimization_A_Achievable Technical Potential | F14 | Industrial | Other Industrial | Existing | Process | Natural Gas | Gas Boiler - Burner Control Optimization | A | Purchases (Cumulative) | Achievable Technical Potential | 0 | 0 | 0 | 0 | 0 | 45.3679 | 116.6428 | 258.352 | 506.4772 | 892.7689 | 1426.7095 | 2104.4133 | 2893.4623 | 3729.7137 | 4569.158 | 5345.1678 | 6024.2646 | 6580.7059 | 7009.6332 | 7326.0593 | 7546.6415 | 7693.1245 | 7786.0012 | 7842.3428 | 7880.3704 | 7880.3704 | 7880.3704 | 7880.3704 | 7880.3704 | 7880.3704 | 7880.3704
F1_Industrial_Other Industrial_Existing_Space Heating_Natural Gas_HVAC - Demand Controlled Ventilation_A_Achievable Technical Potential | F1 | Industrial | Other Industrial | Existing | Space Heating | Natural Gas | HVAC - Demand Controlled Ventilation | A | Original Unit Energy Savings (kWh or therms) | Achievable Technical Potential | 0 | 0 | 0 | 0 | 0 | 0.045714 | 0.045302 | 0.044777 | 0.044244 | 0.043709 | 0.043186 | 0.042667 | 0.042179 | 0.041719 | 0.041255 | 0.04085 | 0.040467 | 0.040108 | 0.03977 | 0.039428 | 0.039096 | 0.038767 | 0.038427 | 0.038101 | 0.037787 | 0.037493 | 0.037218 | 0.03696 | 0.036718 | 0.036492 | 0.03628
F2_Industrial_Other Industrial_Existing_Space Heating_Natural Gas_HVAC - Demand Controlled Ventilation_A_Achievable Technical Potential | F2 | Industrial | Other Industrial | Existing | Space Heating | Natural Gas | HVAC - Demand Controlled Ventilation | A | Original Unit Summer Peak Savings (kW) | Achievable Technical Potential | 0 | 0 | 0 | 0 | 0 | 0 | 0 | 0 | 0 | 0 | 0 | 0 | 0 | 0 | 0 | 0 | 0 | 0 | 0 | 0 | 0 | 0 | 0 | 0 | 0 | 0 | 0 | 0 | 0 | 0 | 0
F3_Industrial_Other Industrial_Existing_Space Heating_Natural Gas_HVAC - Demand Controlled Ventilation_A_Achievable Technical Potential | F3 | Industrial | Other Industrial | Existing | Space Heating | Natural Gas | HVAC - Demand Controlled Ventilation | A | Original Unit Winter Peak Savings (kW) | Achievable Technical Potential | 0 | 0 | 0 | 0 | 0 | 0 | 0 | 0 | 0 | 0 | 0 | 0 | 0 | 0 | 0 | 0 | 0 | 0 | 0 | 0 | 0 | 0 | 0 | 0 | 0 | 0 | 0 | 0 | 0 | 0 | 0
F4_Industrial_Other Industrial_Existing_Space Heating_Natural Gas_HVAC - Demand Controlled Ventilation_A_Achievable Technical Potential | F4 | Industrial | Other Industrial | Existing | Space Heating | Natural Gas | HVAC - Demand Controlled Ventilation | A | Standalone Impact on Baseline Energy (%) | Achievable Technical Potential | 0% | 0% | 0% | 0% | 0% | 0.02566% | 0.05112% | 0.07655% | 0.1014% | 0.1259% | 0.1519% | 0.1764% | 0.2008% | 0.228% | 0.251% | 0.2773% | 0.3012% | 0.3266% | 0.3532% | 0.3763% | 0.4013% | 0.4261% | 0.4505% | 0.4746% | 0.0049859 | 0.004985 | 0.0049834 | 0.0049812 | 0 | 0 | 0
F5_Industrial_Other Industrial_Existing_Space Heating_Natural Gas_HVAC - Demand Controlled Ventilation_A_Achievable Technical Potential | F5 | Industrial | Other Industrial | Existing | Space Heating | Natural Gas | HVAC - Demand Controlled Ventilation | A | Standalone Impact on Baseline Summer Peak (%) | Achievable Technical Potential | 0% | 0% | 0% | 0% | 0% | 0% | 0% | 0% | 0% | 0% | 0% | 0% | 0% | 0% | 0% | 0% | 0% | 0% | 0% | 0% | 0% | 0% | 0% | 0% | 0 | 0 | 0 | 0 | 0 | 0 | 0
F6_Industrial_Other Industrial_Existing_Space Heating_Natural Gas_HVAC - Demand Controlled Ventilation_A_Achievable Technical Potential | F6 | Industrial | Other Industrial | Existing | Space Heating | Natural Gas | HVAC - Demand Controlled Ventilation | A | Standalone Impact on Baseline Winter Peak (%) | Achievable Technical Potential | 0% | 0% | 0% | 0% | 0% | 0% | 0% | 0% | 0% | 0% | 0% | 0% | 0% | 0% | 0% | 0% | 0% | 0% | 0% | 0% | 0% | 0% | 0% | 0% | 0 | 0 | 0 | 0 | 0 | 0 | 0
F7_Industrial_Other Industrial_Existing_Space Heating_Natural Gas_HVAC - Demand Controlled Ventilation_A_Achievable Technical Potential | F7 | Industrial | Other Industrial | Existing | Space Heating | Natural Gas | HVAC - Demand Controlled Ventilation | A | Incremental Energy Savings (MWh or mTherms) | Achievable Technical Potential | 0 | 0 | 0 | 0 | 0 | 0.19408 | 0.19222 | 0.18887 | 0.18673 | 0.18462 | 0.18009 | 0.17744 | 0.17506 | 0.1704 | 0.16915 | 0.16589 | 0.16436 | 0.16208 | 0.15928 | 0.1581 | 0.15612 | 0.1542 | 0.15229 | 0.15049 | 0.14878 | 0 | 0 | 0 | 0 | 0 | 0
F8_Industrial_Other Industrial_Existing_Space Heating_Natural Gas_HVAC - Demand Controlled Ventilation_A_Achievable Technical Potential | F8 | Industrial | Other Industrial | Existing | Space Heating | Natural Gas | HVAC - Demand Controlled Ventilation | A | Incremental Summer Peak Savings (MW) | Achievable Technical Potential | 0 | 0 | 0 | 0 | 0 | 0 | 0 | 0 | 0 | 0 | 0 | 0 | 0 | 0 | 0 | 0 | 0 | 0 | 0 | 0 | 0 | 0 | 0 | 0 | 0 | 0 | 0 | 0 | 0 | 0 | 0
F9_Industrial_Other Industrial_Existing_Space Heating_Natural Gas_HVAC - Demand Controlled Ventilation_A_Achievable Technical Potential | F9 | Industrial | Other Industrial | Existing | Space Heating | Natural Gas | HVAC - Demand Controlled Ventilation | A | Incremental Winter Peak Savings (MW) | Achievable Technical Potential | 0 | 0 | 0 | 0 | 0 | 0 | 0 | 0 | 0 | 0 | 0 | 0 | 0 | 0 | 0 | 0 | 0 | 0 | 0 | 0 | 0 | 0 | 0 | 0 | 0 | 0 | 0 | 0 | 0 | 0 | 0
F10_Industrial_Other Industrial_Existing_Space Heating_Natural Gas_HVAC - Demand Controlled Ventilation_A_Achievable Technical Potential | F10 | Industrial | Other Industrial | Existing | Space Heating | Natural Gas | HVAC - Demand Controlled Ventilation | A | Cumulative Energy Savings (MWh or mTherms) | Achievable Technical Potential | 0 | 0 | 0 | 0 | 0 | 0.19408 | 0.38454 | 0.56896 | 0.74892 | 0.92448 | 1.0935 | 1.2578 | 1.4185 | 1.5734 | 1.7251 | 1.874 | 2.0208 | 2.1649 | 2.306 | 2.4442 | 2.5798 | 2.7123 | 2.8408 | 2.9672 | 3.0915 | 3.0675 | 3.0449 | 3.0238 | 3.0041 | 2.9855 | 2.9682
F11_Industrial_Other Industrial_Existing_Space Heating_Natural Gas_HVAC - Demand Controlled Ventilation_A_Achievable Technical Potential | F11 | Industrial | Other Industrial | Existing | Space Heating | Natural Gas | HVAC - Demand Controlled Ventilation | A | Cumulative Summer Peak Savings (MW) | Achievable Technical Potential | 0 | 0 | 0 | 0 | 0 | 0 | 0 | 0 | 0 | 0 | 0 | 0 | 0 | 0 | 0 | 0 | 0 | 0 | 0 | 0 | 0 | 0 | 0 | 0 | 0 | 0 | 0 | 0 | 0 | 0 | 0
F12_Industrial_Other Industrial_Existing_Space Heating_Natural Gas_HVAC - Demand Controlled Ventilation_A_Achievable Technical Potential | F12 | Industrial | Other Industrial | Existing | Space Heating | Natural Gas | HVAC - Demand Controlled Ventilation | A | Cumulative Winter Peak Savings (MW) | Achievable Technical Potential | 0 | 0 | 0 | 0 | 0 | 0 | 0 | 0 | 0 | 0 | 0 | 0 | 0 | 0 | 0 | 0 | 0 | 0 | 0 | 0 | 0 | 0 | 0 | 0 | 0 | 0 | 0 | 0 | 0 | 0 | 0
F13_Industrial_Other Industrial_Existing_Space Heating_Natural Gas_HVAC - Demand Controlled Ventilation_A_Achievable Technical Potential | F13 | Industrial | Other Industrial | Existing | Space Heating | Natural Gas | HVAC - Demand Controlled Ventilation | A | Purchases (Incremental) | Achievable Technical Potential | 0 | 0 | 0 | 0 | 0 | 4245.4348 | 4243.1048 | 4218.0817 | 4220.3621 | 4223.8519 | 4170.2133 | 4158.8175 | 4150.3733 | 4084.4668 | 4100.0614 | 4060.962 | 4061.489 | 4041.0474 | 4005.0015 | 4009.7456 | 3993.1643 | 3977.6336 | 3963.1405 | 3949.6725 | 3937.2174 | 0 | 0 | 0 | 0 | 0 | 0
F14_Industrial_Other Industrial_Existing_Space Heating_Natural Gas_HVAC - Demand Controlled Ventilation_A_Achievable Technical Potential | F14 | Industrial | Other Industrial | Existing | Space Heating | Natural Gas | HVAC - Demand Controlled Ventilation | A | Purchases (Cumulative) | Achievable Technical Potential | 0 | 0 | 0 | 0 | 0 | 4245.4348 | 8488.5396 | 12706.6213 | 16926.9834 | 21150.8353 | 25321.0486 | 29479.8661 | 33630.2394 | 37714.7062 | 41814.7676 | 45875.7296 | 49937.2186 | 53978.2659 | 57983.2674 | 61993.013 | 65986.1773 | 69963.8109 | 73926.9514 | 77876.6239 | 81813.8413 | 81813.8413 | 81813.8413 | 81813.8413 | 81813.8413 | 81813.8413 | 81813.8413
F1_Industrial_Other Industrial_Existing_Space Heating_Natural Gas_Gas Boiler - Stack Economizer_A_Achievable Technical Potential | F1 | Industrial | Other Industrial | Existing | Space Heating | Natural Gas | Gas Boiler - Stack Economizer | A | Original Unit Energy Savings (kWh or therms) | Achievable Technical Potential | 0 | 0 | 0 | 0 | 0 | 2.009 | 1.9954 | 1.9819 | 1.9683 | 1.9547 | 1.9415 | 1.9285 | 1.9156 | 1.9028 | 1.8893 | 1.8769 | 1.8647 | 1.8526 | 1.8407 | 1.8288 | 1.8173 | 1.8054 | 1.7938 | 1.7826 | 1.7714 | 1.7611 | 1.7517 | 1.7432 | 1.7353 | 1.7282 | 1.7217
F2_Industrial_Other Industrial_Existing_Space Heating_Natural Gas_Gas Boiler - Stack Economizer_A_Achievable Technical Potential | F2 | Industrial | Other Industrial | Existing | Space Heating | Natural Gas | Gas Boiler - Stack Economizer | A | Original Unit Summer Peak Savings (kW) | Achievable Technical Potential | 0 | 0 | 0 | 0 | 0 | 0 | 0 | 0 | 0 | 0 | 0 | 0 | 0 | 0 | 0 | 0 | 0 | 0 | 0 | 0 | 0 | 0 | 0 | 0 | 0 | 0 | 0 | 0 | 0 | 0 | 0
F3_Industrial_Other Industrial_Existing_Space Heating_Natural Gas_Gas Boiler - Stack Economizer_A_Achievable Technical Potential | F3 | Industrial | Other Industrial | Existing | Space Heating | Natural Gas | Gas Boiler - Stack Economizer | A | Original Unit Winter Peak Savings (kW) | Achievable Technical Potential | 0 | 0 | 0 | 0 | 0 | 0 | 0 | 0 | 0 | 0 | 0 | 0 | 0 | 0 | 0 | 0 | 0 | 0 | 0 | 0 | 0 | 0 | 0 | 0 | 0 | 0 | 0 | 0 | 0 | 0 | 0
F4_Industrial_Other Industrial_Existing_Space Heating_Natural Gas_Gas Boiler - Stack Economizer_A_Achievable Technical Potential | F4 | Industrial | Other Industrial | Existing | Space Heating | Natural Gas | Gas Boiler - Stack Economizer | A | Standalone Impact on Baseline Energy (%) | Achievable Technical Potential | 0% | 0% | 0% | 0% | 0% | 0.008228% | 0.01643% | 0.02472% | 0.0329% | 0.04107% | 0.049% | 0.05506% | 0.05993% | 0.06472% | 0.06756% | 0.07069% | 0.07268% | 0.07463% | 0.07654% | 0.07743% | 0.07852% | 0.0788% | 0.07902% | 0.07922% | 0.0007937 | 0.00079515 | 0.00079652 | 0.0007978 | 0 | 0 | 0
F5_Industrial_Other Industrial_Existing_Space Heating_Natural Gas_Gas Boiler - Stack Economizer_A_Achievable Technical Potential | F5 | Industrial | Other Industrial | Existing | Space Heating | Natural Gas | Gas Boiler - Stack Economizer | A | Standalone Impact on Baseline Summer Peak (%) | Achievable Technical Potential | 0% | 0% | 0% | 0% | 0% | 0% | 0% | 0% | 0% | 0% | 0% | 0% | 0% | 0% | 0% | 0% | 0% | 0% | 0% | 0% | 0% | 0% | 0% | 0% | 0 | 0 | 0 | 0 | 0 | 0 | 0
F6_Industrial_Other Industrial_Existing_Space Heating_Natural Gas_Gas Boiler - Stack Economizer_A_Achievable Technical Potential | F6 | Industrial | Other Industrial | Existing | Space Heating | Natural Gas | Gas Boiler - Stack Economizer | A | Standalone Impact on Baseline Winter Peak (%) | Achievable Technical Potential | 0% | 0% | 0% | 0% | 0% | 0% | 0% | 0% | 0% | 0% | 0% | 0% | 0% | 0% | 0% | 0% | 0% | 0% | 0% | 0% | 0% | 0% | 0% | 0% | 0 | 0 | 0 | 0 | 0 | 0 | 0
F7_Industrial_Other Industrial_Existing_Space Heating_Natural Gas_Gas Boiler - Stack Economizer_A_Achievable Technical Potential | F7 | Industrial | Other Industrial | Existing | Space Heating | Natural Gas | Gas Boiler - Stack Economizer | A | Incremental Energy Savings (MWh or mTherms) | Achievable Technical Potential | 0 | 0 | 0 | 0 | 0 | 0.062228 | 0.061773 | 0.060992 | 0.060606 | 0.060239 | 0.053166 | 0.042131 | 0.033411 | 0.026129 | 0.020834 | 0.0164 | 0.013036 | 0.010309 | 0.0081215 | 0.0064629 | 0.0051165 | 3.4534e-05 | 1.221e-05 | 4.1225e-06 | 1.3316e-06 | 1.122e-06 | 1.1131e-06 | 1.1049e-06 | 1.0976e-06 | 1.091e-06 | 1.085e-06
F8_Industrial_Other Industrial_Existing_Space Heating_Natural Gas_Gas Boiler - Stack Economizer_A_Achievable Technical Potential | F8 | Industrial | Other Industrial | Existing | Space Heating | Natural Gas | Gas Boiler - Stack Economizer | A | Incremental Summer Peak Savings (MW) | Achievable Technical Potential | 0 | 0 | 0 | 0 | 0 | 0 | 0 | 0 | 0 | 0 | 0 | 0 | 0 | 0 | 0 | 0 | 0 | 0 | 0 | 0 | 0 | 0 | 0 | 0 | 0 | 0 | 0 | 0 | 0 | 0 | 0
F9_Industrial_Other Industrial_Existing_Space Heating_Natural Gas_Gas Boiler - Stack Economizer_A_Achievable Technical Potential | F9 | Industrial | Other Industrial | Existing | Space Heating | Natural Gas | Gas Boiler - Stack Economizer | A | Incremental Winter Peak Savings (MW) | Achievable Technical Potential | 0 | 0 | 0 | 0 | 0 | 0 | 0 | 0 | 0 | 0 | 0 | 0 | 0 | 0 | 0 | 0 | 0 | 0 | 0 | 0 | 0 | 0 | 0 | 0 | 0 | 0 | 0 | 0 | 0 | 0 | 0
F10_Industrial_Other Industrial_Existing_Space Heating_Natural Gas_Gas Boiler - Stack Economizer_A_Achievable Technical Potential | F10 | Industrial | Other Industrial | Existing | Space Heating | Natural Gas | Gas Boiler - Stack Economizer | A | Cumulative Energy Savings (MWh or mTherms) | Achievable Technical Potential | 0 | 0 | 0 | 0 | 0 | 0.062228 | 0.12358 | 0.18373 | 0.24308 | 0.30164 | 0.35278 | 0.39254 | 0.42332 | 0.44663 | 0.46429 | 0.47765 | 0.48756 | 0.49472 | 0.49967 | 0.5029 | 0.50486 | 0.50157 | 0.49837 | 0.49527 | 0.49214 | 0.48929 | 0.48668 | 0.4843 | 0.48214 | 0.48016 | 0.47835
F11_Industrial_Other Industrial_Existing_Space Heating_Natural Gas_Gas Boiler - Stack Economizer_A_Achievable Technical Potential | F11 | Industrial | Other Industrial | Existing | Space Heating | Natural Gas | Gas Boiler - Stack Economizer | A | Cumulative Summer Peak Savings (MW) | Achievable Technical Potential | 0 | 0 | 0 | 0 | 0 | 0 | 0 | 0 | 0 | 0 | 0 | 0 | 0 | 0 | 0 | 0 | 0 | 0 | 0 | 0 | 0 | 0 | 0 | 0 | 0 | 0 | 0 | 0 | 0 | 0 | 0
F12_Industrial_Other Industrial_Existing_Space Heating_Natural Gas_Gas Boiler - Stack Economizer_A_Achievable Technical Potential | F12 | Industrial | Other Industrial | Existing | Space Heating | Natural Gas | Gas Boiler - Stack Economizer | A | Cumulative Winter Peak Savings (MW) | Achievable Technical Potential | 0 | 0 | 0 | 0 | 0 | 0 | 0 | 0 | 0 | 0 | 0 | 0 | 0 | 0 | 0 | 0 | 0 | 0 | 0 | 0 | 0 | 0 | 0 | 0 | 0 | 0 | 0 | 0 | 0 | 0 | 0
F13_Industrial_Other Industrial_Existing_Space Heating_Natural Gas_Gas Boiler - Stack Economizer_A_Achievable Technical Potential | F13 | Industrial | Other Industrial | Existing | Space Heating | Natural Gas | Gas Boiler - Stack Economizer | A | Purchases (Incremental) | Achievable Technical Potential | 0 | 0 | 0 | 0 | 0 | 30.9745 | 30.9575 | 30.7749 | 30.7916 | 30.817 | 27.3831 | 21.8466 | 17.4418 | 13.7319 | 11.0274 | 8.7378 | 6.9912 | 5.5648 | 4.4121 | 3.5339 | 2.8154 | 0.019129 | 0.0068067 | 0.0023126 | 0.00075173 | 0.00063711 | 0.00063541 | 0.00063387 | 0.00063249 | 0.00063126 | 0.00063019
F14_Industrial_Other Industrial_Existing_Space Heating_Natural Gas_Gas Boiler - Stack Economizer_A_Achievable Technical Potential | F14 | Industrial | Other Industrial | Existing | Space Heating | Natural Gas | Gas Boiler - Stack Economizer | A | Purchases (Cumulative) | Achievable Technical Potential | 0 | 0 | 0 | 0 | 0 | 30.9745 | 61.932 | 92.7069 | 123.4985 | 154.3155 | 181.6986 | 203.5452 | 220.987 | 234.7189 | 245.7463 | 254.4842 | 261.4753 | 267.0401 | 271.4522 | 274.9861 | 277.8015 | 277.8206 | 277.8274 | 277.8298 | 277.8305 | 277.8312 | 277.8318 | 277.8324 | 277.8331 | 277.8337 | 277.8343
F1_Industrial_Other Industrial_Existing_Process_Natural Gas_Gas Boiler - Stack Economizer_A_Achievable Technical Potential | F1 | Industrial | Other Industrial | Existing | Process | Natural Gas | Gas Boiler - Stack Economizer | A | Original Unit Energy Savings (kWh or therms) | Achievable Technical Potential | 0 | 0 | 0 | 0 | 0 | 2.0368 | 2.0368 | 2.0368 | 2.0368 | 2.0368 | 2.0368 | 2.0368 | 2.0368 | 2.0368 | 2.0368 | 2.0368 | 2.0368 | 2.0368 | 2.0368 | 2.0368 | 2.0368 | 2.0368 | 2.0368 | 2.0368 | 2.0368 | 2.0368 | 2.0368 | 2.0368 | 2.0368 | 2.0368 | 2.0368
F2_Industrial_Other Industrial_Existing_Process_Natural Gas_Gas Boiler - Stack Economizer_A_Achievable Technical Potential | F2 | Industrial | Other Industrial | Existing | Process | Natural Gas | Gas Boiler - Stack Economizer | A | Original Unit Summer Peak Savings (kW) | Achievable Technical Potential | 0 | 0 | 0 | 0 | 0 | 0 | 0 | 0 | 0 | 0 | 0 | 0 | 0 | 0 | 0 | 0 | 0 | 0 | 0 | 0 | 0 | 0 | 0 | 0 | 0 | 0 | 0 | 0 | 0 | 0 | 0
F3_Industrial_Other Industrial_Existing_Process_Natural Gas_Gas Boiler - Stack Economizer_A_Achievable Technical Potential | F3 | Industrial | Other Industrial | Existing | Process | Natural Gas | Gas Boiler - Stack Economizer | A | Original Unit Winter Peak Savings (kW) | Achievable Technical Potential | 0 | 0 | 0 | 0 | 0 | 0 | 0 | 0 | 0 | 0 | 0 | 0 | 0 | 0 | 0 | 0 | 0 | 0 | 0 | 0 | 0 | 0 | 0 | 0 | 0 | 0 | 0 | 0 | 0 | 0 | 0
F4_Industrial_Other Industrial_Existing_Process_Natural Gas_Gas Boiler - Stack Economizer_A_Achievable Technical Potential | F4 | Industrial | Other Industrial | Existing | Process | Natural Gas | Gas Boiler - Stack Economizer | A | Standalone Impact on Baseline Energy (%) | Achievable Technical Potential | 0% | 0% | 0% | 0% | 0% | 0.05789% | 0.1158% | 0.1744% | 0.2322% | 0.2899% | 0.3457% | 0.3883% | 0.4225% | 0.456% | 0.4756% | 0.4972% | 0.5108% | 0.5243% | 0.5378% | 0.5441% | 0.552% | 0.5542% | 0.5562% | 0.5581% | 0.0055989 | 0.0056152 | 0.0056302 | 0.0056439 | 0 | 0 | 0
F5_Industrial_Other Industrial_Existing_Process_Natural Gas_Gas Boiler - Stack Economizer_A_Achievable Technical Potential | F5 | Industrial | Other Industrial | Existing | Process | Natural Gas | Gas Boiler - Stack Economizer | A | Standalone Impact on Baseline Summer Peak (%) | Achievable Technical Potential | 0% | 0% | 0% | 0% | 0% | 0% | 0% | 0% | 0% | 0% | 0% | 0% | 0% | 0% | 0% | 0% | 0% | 0% | 0% | 0% | 0% | 0% | 0% | 0% | 0 | 0 | 0 | 0 | 0 | 0 | 0
F6_Industrial_Other Industrial_Existing_Process_Natural Gas_Gas Boiler - Stack Economizer_A_Achievable Technical Potential | F6 | Industrial | Other Industrial | Existing | Process | Natural Gas | Gas Boiler - Stack Economizer | A | Standalone Impact on Baseline Winter Peak (%) | Achievable Technical Potential | 0% | 0% | 0% | 0% | 0% | 0% | 0% | 0% | 0% | 0% | 0% | 0% | 0% | 0% | 0% | 0% | 0% | 0% | 0% | 0% | 0% | 0% | 0% | 0% | 0 | 0 | 0 | 0 | 0 | 0 | 0
F7_Industrial_Other Industrial_Existing_Process_Natural Gas_Gas Boiler - Stack Economizer_A_Achievable Technical Potential | F7 | Industrial | Other Industrial | Existing | Process | Natural Gas | Gas Boiler - Stack Economizer | A | Incremental Energy Savings (MWh or mTherms) | Achievable Technical Potential | 0 | 0 | 0 | 0 | 0 | 0.91347 | 0.91297 | 0.90758 | 0.90807 | 0.90882 | 0.80756 | 0.64428 | 0.51438 | 0.40497 | 0.32521 | 0.25769 | 0.20618 | 0.16411 | 0.13012 | 0.10422 | 0.083029 | 0.00056412 | 0.00020074 | 6.8201e-05 | 2.2169e-05 | 1.8789e-05 | 1.8739e-05 | 1.8694e-05 | 1.8653e-05 | 1.8617e-05 | 1.8585e-05
F8_Industrial_Other Industrial_Existing_Process_Natural Gas_Gas Boiler - Stack Economizer_A_Achievable Technical Potential | F8 | Industrial | Other Industrial | Existing | Process | Natural Gas | Gas Boiler - Stack Economizer | A | Incremental Summer Peak Savings (MW) | Achievable Technical Potential | 0 | 0 | 0 | 0 | 0 | 0 | 0 | 0 | 0 | 0 | 0 | 0 | 0 | 0 | 0 | 0 | 0 | 0 | 0 | 0 | 0 | 0 | 0 | 0 | 0 | 0 | 0 | 0 | 0 | 0 | 0
F9_Industrial_Other Industrial_Existing_Process_Natural Gas_Gas Boiler - Stack Economizer_A_Achievable Technical Potential | F9 | Industrial | Other Industrial | Existing | Process | Natural Gas | Gas Boiler - Stack Economizer | A | Incremental Winter Peak Savings (MW) | Achievable Technical Potential | 0 | 0 | 0 | 0 | 0 | 0 | 0 | 0 | 0 | 0 | 0 | 0 | 0 | 0 | 0 | 0 | 0 | 0 | 0 | 0 | 0 | 0 | 0 | 0 | 0 | 0 | 0 | 0 | 0 | 0 | 0
F10_Industrial_Other Industrial_Existing_Process_Natural Gas_Gas Boiler - Stack Economizer_A_Achievable Technical Potential | F10 | Industrial | Other Industrial | Existing | Process | Natural Gas | Gas Boiler - Stack Economizer | A | Cumulative Energy Savings (MWh or mTherms) | Achievable Technical Potential | 0 | 0 | 0 | 0 | 0 | 0.91347 | 1.8264 | 2.734 | 3.6421 | 4.5509 | 5.3585 | 6.0028 | 6.5171 | 6.9221 | 7.2473 | 7.505 | 7.7112 | 7.8753 | 8.0054 | 8.1096 | 8.1926 | 8.1932 | 8.1934 | 8.1935 | 8.1935 | 8.1935 | 8.1935 | 8.1936 | 8.1936 | 8.1936 | 8.1936
F11_Industrial_Other Industrial_Existing_Process_Natural Gas_Gas Boiler - Stack Economizer_A_Achievable Technical Potential | F11 | Industrial | Other Industrial | Existing | Process | Natural Gas | Gas Boiler - Stack Economizer | A | Cumulative Summer Peak Savings (MW) | Achievable Technical Potential | 0 | 0 | 0 | 0 | 0 | 0 | 0 | 0 | 0 | 0 | 0 | 0 | 0 | 0 | 0 | 0 | 0 | 0 | 0 | 0 | 0 | 0 | 0 | 0 | 0 | 0 | 0 | 0 | 0 | 0 | 0
F12_Industrial_Other Industrial_Existing_Process_Natural Gas_Gas Boiler - Stack Economizer_A_Achievable Technical Potential | F12 | Industrial | Other Industrial | Existing | Process | Natural Gas | Gas Boiler - Stack Economizer | A | Cumulative Winter Peak Savings (MW) | Achievable Technical Potential | 0 | 0 | 0 | 0 | 0 | 0 | 0 | 0 | 0 | 0 | 0 | 0 | 0 | 0 | 0 | 0 | 0 | 0 | 0 | 0 | 0 | 0 | 0 | 0 | 0 | 0 | 0 | 0 | 0 | 0 | 0
F13_Industrial_Other Industrial_Existing_Process_Natural Gas_Gas Boiler - Stack Economizer_A_Achievable Technical Potential | F13 | Industrial | Other Industrial | Existing | Process | Natural Gas | Gas Boiler - Stack Economizer | A | Purchases (Incremental) | Achievable Technical Potential | 0 | 0 | 0 | 0 | 0 | 448.4859 | 448.2397 | 445.5963 | 445.8372 | 446.2058 | 396.4855 | 316.3217 | 252.5435 | 198.8266 | 159.6686 | 126.5167 | 101.2265 | 80.5736 | 63.8839 | 51.1677 | 40.7649 | 0.27697 | 0.098556 | 0.033484 | 0.010884 | 0.0092248 | 0.0092003 | 0.009178 | 0.0091579 | 0.0091402 | 0.0091246
F14_Industrial_Other Industrial_Existing_Process_Natural Gas_Gas Boiler - Stack Economizer_A_Achievable Technical Potential | F14 | Industrial | Other Industrial | Existing | Process | Natural Gas | Gas Boiler - Stack Economizer | A | Purchases (Cumulative) | Achievable Technical Potential | 0 | 0 | 0 | 0 | 0 | 448.4859 | 896.7256 | 1342.3219 | 1788.159 | 2234.3649 | 2630.8504 | 2947.1721 | 3199.7156 | 3398.5422 | 3558.2107 | 3684.7275 | 3785.954 | 3866.5276 | 3930.4115 | 3981.5792 | 4022.3441 | 4022.6211 | 4022.7196 | 4022.7531 | 4022.764 | 4022.7732 | 4022.7824 | 4022.7916 | 4022.8008 | 4022.8099 | 4022.819
F1_Industrial_Other Industrial_Existing_Space Heating_Natural Gas_Gas Furnace Tube Inserts_A_Achievable Technical Potential | F1 | Industrial | Other Industrial | Existing | Space Heating | Natural Gas | Gas Furnace Tube Inserts | A | Original Unit Energy Savings (kWh or therms) | Achievable Technical Potential | 0 | 0 | 0 | 0 | 0 | 0.086193 | 0.085415 | 0.084425 | 0.083421 | 0.082413 | 0.081426 | 0.080448 | 0.079527 | 0.07866 | 0.077786 | 0.077021 | 0.0763 | 0.075622 | 0.074985 | 0.07434 | 0.073715 | 0.073094 | 0.072454 | 0.071839 | 0.071247 | 0.070693 | 0.070173 | 0.069687 | 0.069231 | 0.068805 | 0.068405
F2_Industrial_Other Industrial_Existing_Space Heating_Natural Gas_Gas Furnace Tube Inserts_A_Achievable Technical Potential | F2 | Industrial | Other Industrial | Existing | Space Heating | Natural Gas | Gas Furnace Tube Inserts | A | Original Unit Summer Peak Savings (kW) | Achievable Technical Potential | 0 | 0 | 0 | 0 | 0 | 0 | 0 | 0 | 0 | 0 | 0 | 0 | 0 | 0 | 0 | 0 | 0 | 0 | 0 | 0 | 0 | 0 | 0 | 0 | 0 | 0 | 0 | 0 | 0 | 0 | 0
F3_Industrial_Other Industrial_Existing_Space Heating_Natural Gas_Gas Furnace Tube Inserts_A_Achievable Technical Potential | F3 | Industrial | Other Industrial | Existing | Space Heating | Natural Gas | Gas Furnace Tube Inserts | A | Original Unit Winter Peak Savings (kW) | Achievable Technical Potential | 0 | 0 | 0 | 0 | 0 | 0 | 0 | 0 | 0 | 0 | 0 | 0 | 0 | 0 | 0 | 0 | 0 | 0 | 0 | 0 | 0 | 0 | 0 | 0 | 0 | 0 | 0 | 0 | 0 | 0 | 0
F4_Industrial_Other Industrial_Existing_Space Heating_Natural Gas_Gas Furnace Tube Inserts_A_Achievable Technical Potential | F4 | Industrial | Other Industrial | Existing | Space Heating | Natural Gas | Gas Furnace Tube Inserts | A | Standalone Impact on Baseline Energy (%) | Achievable Technical Potential | 0% | 0% | 0% | 0% | 0% | 0% | 0% | 0% | 0% | 0% | 0% | 0% | 0% | 0% | 0% | 0% | 0% | 0% | 0% | 0% | 0% | 0% | 0% | 0% | 0 | 0 | 0 | 0 | 0 | 0 | 0
F5_Industrial_Other Industrial_Existing_Space Heating_Natural Gas_Gas Furnace Tube Inserts_A_Achievable Technical Potential | F5 | Industrial | Other Industrial | Existing | Space Heating | Natural Gas | Gas Furnace Tube Inserts | A | Standalone Impact on Baseline Summer Peak (%) | Achievable Technical Potential | 0% | 0% | 0% | 0% | 0% | 0% | 0% | 0% | 0% | 0% | 0% | 0% | 0% | 0% | 0% | 0% | 0% | 0% | 0% | 0% | 0% | 0% | 0% | 0% | 0 | 0 | 0 | 0 | 0 | 0 | 0
F6_Industrial_Other Industrial_Existing_Space Heating_Natural Gas_Gas Furnace Tube Inserts_A_Achievable Technical Potential | F6 | Industrial | Other Industrial | Existing | Space Heating | Natural Gas | Gas Furnace Tube Inserts | A | Standalone Impact on Baseline Winter Peak (%) | Achievable Technical Potential | 0% | 0% | 0% | 0% | 0% | 0% | 0% | 0% | 0% | 0% | 0% | 0% | 0% | 0% | 0% | 0% | 0% | 0% | 0% | 0% | 0% | 0% | 0% | 0% | 0 | 0 | 0 | 0 | 0 | 0 | 0
F7_Industrial_Other Industrial_Existing_Space Heating_Natural Gas_Gas Furnace Tube Inserts_A_Achievable Technical Potential | F7 | Industrial | Other Industrial | Existing | Space Heating | Natural Gas | Gas Furnace Tube Inserts | A | Incremental Energy Savings (MWh or mTherms) | Achievable Technical Potential | 0 | 0 | 0 | 0 | 0 | 0 | 0 | 0 | 0 | 0 | 0 | 0 | 0 | 0 | 0 | 0 | 0 | 0 | 0 | 0 | 0 | 0 | 0 | 0 | 0 | 0 | 0 | 0 | 0 | 0 | 0
F8_Industrial_Other Industrial_Existing_Space Heating_Natural Gas_Gas Furnace Tube Inserts_A_Achievable Technical Potential | F8 | Industrial | Other Industrial | Existing | Space Heating | Natural Gas | Gas Furnace Tube Inserts | A | Incremental Summer Peak Savings (MW) | Achievable Technical Potential | 0 | 0 | 0 | 0 | 0 | 0 | 0 | 0 | 0 | 0 | 0 | 0 | 0 | 0 | 0 | 0 | 0 | 0 | 0 | 0 | 0 | 0 | 0 | 0 | 0 | 0 | 0 | 0 | 0 | 0 | 0
F9_Industrial_Other Industrial_Existing_Space Heating_Natural Gas_Gas Furnace Tube Inserts_A_Achievable Technical Potential | F9 | Industrial | Other Industrial | Existing | Space Heating | Natural Gas | Gas Furnace Tube Inserts | A | Incremental Winter Peak Savings (MW) | Achievable Technical Potential | 0 | 0 | 0 | 0 | 0 | 0 | 0 | 0 | 0 | 0 | 0 | 0 | 0 | 0 | 0 | 0 | 0 | 0 | 0 | 0 | 0 | 0 | 0 | 0 | 0 | 0 | 0 | 0 | 0 | 0 | 0
F10_Industrial_Other Industrial_Existing_Space Heating_Natural Gas_Gas Furnace Tube Inserts_A_Achievable Technical Potential | F10 | Industrial | Other Industrial | Existing | Space Heating | Natural Gas | Gas Furnace Tube Inserts | A | Cumulative Energy Savings (MWh or mTherms) | Achievable Technical Potential | 0 | 0 | 0 | 0 | 0 | 0 | 0 | 0 | 0 | 0 | 0 | 0 | 0 | 0 | 0 | 0 | 0 | 0 | 0 | 0 | 0 | 0 | 0 | 0 | 0 | 0 | 0 | 0 | 0 | 0 | 0
F11_Industrial_Other Industrial_Existing_Space Heating_Natural Gas_Gas Furnace Tube Inserts_A_Achievable Technical Potential | F11 | Industrial | Other Industrial | Existing | Space Heating | Natural Gas | Gas Furnace Tube Inserts | A | Cumulative Summer Peak Savings (MW) | Achievable Technical Potential | 0 | 0 | 0 | 0 | 0 | 0 | 0 | 0 | 0 | 0 | 0 | 0 | 0 | 0 | 0 | 0 | 0 | 0 | 0 | 0 | 0 | 0 | 0 | 0 | 0 | 0 | 0 | 0 | 0 | 0 | 0
F12_Industrial_Other Industrial_Existing_Space Heating_Natural Gas_Gas Furnace Tube Inserts_A_Achievable Technical Potential | F12 | Industrial | Other Industrial | Existing | Space Heating | Natural Gas | Gas Furnace Tube Inserts | A | Cumulative Winter Peak Savings (MW) | Achievable Technical Potential | 0 | 0 | 0 | 0 | 0 | 0 | 0 | 0 | 0 | 0 | 0 | 0 | 0 | 0 | 0 | 0 | 0 | 0 | 0 | 0 | 0 | 0 | 0 | 0 | 0 | 0 | 0 | 0 | 0 | 0 | 0
F13_Industrial_Other Industrial_Existing_Space Heating_Natural Gas_Gas Furnace Tube Inserts_A_Achievable Technical Potential | F13 | Industrial | Other Industrial | Existing | Space Heating | Natural Gas | Gas Furnace Tube Inserts | A | Purchases (Incremental) | Achievable Technical Potential | 0 | 0 | 0 | 0 | 0 | 0 | 0 | 0 | 0 | 0 | 0 | 0 | 0 | 0 | 0 | 0 | 0 | 0 | 0 | 0 | 0 | 0 | 0 | 0 | 0 | 0 | 0 | 0 | 0 | 0 | 0
F14_Industrial_Other Industrial_Existing_Space Heating_Natural Gas_Gas Furnace Tube Inserts_A_Achievable Technical Potential | F14 | Industrial | Other Industrial | Existing | Space Heating | Natural Gas | Gas Furnace Tube Inserts | A | Purchases (Cumulative) | Achievable Technical Potential | 0 | 0 | 0 | 0 | 0 | 0 | 0 | 0 | 0 | 0 | 0 | 0 | 0 | 0 | 0 | 0 | 0 | 0 | 0 | 0 | 0 | 0 | 0 | 0 | 0 | 0 | 0 | 0 | 0 | 0 | 0
F1_Industrial_Other Industrial_Existing_Space Heating_Natural Gas_Space Heating - Heat Recovery Ventilator_A_Achievable Technical Potential | F1 | Industrial | Other Industrial | Existing | Space Heating | Natural Gas | Space Heating - Heat Recovery Ventilator | A | Original Unit Energy Savings (kWh or therms) | Achievable Technical Potential | 0 | 0 | 0 | 0 | 0 | 0.013225 | 0.01316 | 0.01308 | 0.012996 | 0.012907 | 0.012817 | 0.012725 | 0.012634 | 0.012542 | 0.012443 | 0.012352 | 0.012262 | 0.012178 | 0.0121 | 0.012025 | 0.011953 | 0.011879 | 0.011813 | 0.011751 | 0.011691 | 0.011636 | 0.011585 | 0.011538 | 0 | 0 | 0
F2_Industrial_Other Industrial_Existing_Space Heating_Natural Gas_Space Heating - Heat Recovery Ventilator_A_Achievable Technical Potential | F2 | Industrial | Other Industrial | Existing | Space Heating | Natural Gas | Space Heating - Heat Recovery Ventilator | A | Original Unit Summer Peak Savings (kW) | Achievable Technical Potential | 0 | 0 | 0 | 0 | 0 | 0 | 0 | 0 | 0 | 0 | 0 | 0 | 0 | 0 | 0 | 0 | 0 | 0 | 0 | 0 | 0 | 0 | 0 | 0 | 0 | 0 | 0 | 0 | 0 | 0 | 0
F3_Industrial_Other Industrial_Existing_Space Heating_Natural Gas_Space Heating - Heat Recovery Ventilator_A_Achievable Technical Potential | F3 | Industrial | Other Industrial | Existing | Space Heating | Natural Gas | Space Heating - Heat Recovery Ventilator | A | Original Unit Winter Peak Savings (kW) | Achievable Technical Potential | 0 | 0 | 0 | 0 | 0 | 0 | 0 | 0 | 0 | 0 | 0 | 0 | 0 | 0 | 0 | 0 | 0 | 0 | 0 | 0 | 0 | 0 | 0 | 0 | 0 | 0 | 0 | 0 | 0 | 0 | 0
F4_Industrial_Other Industrial_Existing_Space Heating_Natural Gas_Space Heating - Heat Recovery Ventilator_A_Achievable Technical Potential | F4 | Industrial | Other Industrial | Existing | Space Heating | Natural Gas | Space Heating - Heat Recovery Ventilator | A | Standalone Impact on Baseline Energy (%) | Achievable Technical Potential | 0% | 0% | 0% | 0% | 0% | 0.01817% | 0.03635% | 0.05474% | 0.07288% | 0.09099% | 0.1103% | 0.1288% | 0.1472% | 0.1678% | 0.1853% | 0.2053% | 0.2234% | 0.2427% | 0.2631% | 0.2809% | 0.3003% | 0.3196% | 0.339% | 0.3583% | 0.0037759 | 0.0037869 | 0.003797 | 0.0038062 | 0 | 0 | 0
F5_Industrial_Other Industrial_Existing_Space Heating_Natural Gas_Space Heating - Heat Recovery Ventilator_A_Achievable Technical Potential | F5 | Industrial | Other Industrial | Existing | Space Heating | Natural Gas | Space Heating - Heat Recovery Ventilator | A | Standalone Impact on Baseline Summer Peak (%) | Achievable Technical Potential | 0% | 0% | 0% | 0% | 0% | 0% | 0% | 0% | 0% | 0% | 0% | 0% | 0% | 0% | 0% | 0% | 0% | 0% | 0% | 0% | 0% | 0% | 0% | 0% | 0 | 0 | 0 | 0 | 0 | 0 | 0
F6_Industrial_Other Industrial_Existing_Space Heating_Natural Gas_Space Heating - Heat Recovery Ventilator_A_Achievable Technical Potential | F6 | Industrial | Other Industrial | Existing | Space Heating | Natural Gas | Space Heating - Heat Recovery Ventilator | A | Standalone Impact on Baseline Winter Peak (%) | Achievable Technical Potential | 0% | 0% | 0% | 0% | 0% | 0% | 0% | 0% | 0% | 0% | 0% | 0% | 0% | 0% | 0% | 0% | 0% | 0% | 0% | 0% | 0% | 0% | 0% | 0% | 0 | 0 | 0 | 0 | 0 | 0 | 0
F7_Industrial_Other Industrial_Existing_Space Heating_Natural Gas_Space Heating - Heat Recovery Ventilator_A_Achievable Technical Potential | F7 | Industrial | Other Industrial | Existing | Space Heating | Natural Gas | Space Heating - Heat Recovery Ventilator | A | Incremental Energy Savings (MWh or mTherms) | Achievable Technical Potential | 0 | 0 | 0 | 0 | 0 | 0.13743 | 0.13668 | 0.13505 | 0.13425 | 0.13345 | 0.13084 | 0.12954 | 0.12834 | 0.12539 | 0.12488 | 0.12278 | 0.1219 | 0.12046 | 0.11862 | 0.11802 | 0.11683 | 0.11566 | 0.1146 | 0.1136 | 0.11267 | 0 | 0 | 0 | 0 | 0 | 0
F8_Industrial_Other Industrial_Existing_Space Heating_Natural Gas_Space Heating - Heat Recovery Ventilator_A_Achievable Technical Potential | F8 | Industrial | Other Industrial | Existing | Space Heating | Natural Gas | Space Heating - Heat Recovery Ventilator | A | Incremental Summer Peak Savings (MW) | Achievable Technical Potential | 0 | 0 | 0 | 0 | 0 | 0 | 0 | 0 | 0 | 0 | 0 | 0 | 0 | 0 | 0 | 0 | 0 | 0 | 0 | 0 | 0 | 0 | 0 | 0 | 0 | 0 | 0 | 0 | 0 | 0 | 0
F9_Industrial_Other Industrial_Existing_Space Heating_Natural Gas_Space Heating - Heat Recovery Ventilator_A_Achievable Technical Potential | F9 | Industrial | Other Industrial | Existing | Space Heating | Natural Gas | Space Heating - Heat Recovery Ventilator | A | Incremental Winter Peak Savings (MW) | Achievable Technical Potential | 0 | 0 | 0 | 0 | 0 | 0 | 0 | 0 | 0 | 0 | 0 | 0 | 0 | 0 | 0 | 0 | 0 | 0 | 0 | 0 | 0 | 0 | 0 | 0 | 0 | 0 | 0 | 0 | 0 | 0 | 0
F10_Industrial_Other Industrial_Existing_Space Heating_Natural Gas_Space Heating - Heat Recovery Ventilator_A_Achievable Technical Potential | F10 | Industrial | Other Industrial | Existing | Space Heating | Natural Gas | Space Heating - Heat Recovery Ventilator | A | Cumulative Energy Savings (MWh or mTherms) | Achievable Technical Potential | 0 | 0 | 0 | 0 | 0 | 0.13743 | 0.27344 | 0.40683 | 0.53845 | 0.66823 | 0.79442 | 0.91824 | 1.04 | 1.1578 | 1.2736 | 1.387 | 1.4988 | 1.6091 | 1.7174 | 1.8246 | 1.9306 | 2.0344 | 2.1376 | 2.2399 | 2.3412 | 2.3302 | 2.32 | 2.3106 | 0 | 0 | 0
F11_Industrial_Other Industrial_Existing_Space Heating_Natural Gas_Space Heating - Heat Recovery Ventilator_A_Achievable Technical Potential | F11 | Industrial | Other Industrial | Existing | Space Heating | Natural Gas | Space Heating - Heat Recovery Ventilator | A | Cumulative Summer Peak Savings (MW) | Achievable Technical Potential | 0 | 0 | 0 | 0 | 0 | 0 | 0 | 0 | 0 | 0 | 0 | 0 | 0 | 0 | 0 | 0 | 0 | 0 | 0 | 0 | 0 | 0 | 0 | 0 | 0 | 0 | 0 | 0 | 0 | 0 | 0
F12_Industrial_Other Industrial_Existing_Space Heating_Natural Gas_Space Heating - Heat Recovery Ventilator_A_Achievable Technical Potential | F12 | Industrial | Other Industrial | Existing | Space Heating | Natural Gas | Space Heating - Heat Recovery Ventilator | A | Cumulative Winter Peak Savings (MW) | Achievable Technical Potential | 0 | 0 | 0 | 0 | 0 | 0 | 0 | 0 | 0 | 0 | 0 | 0 | 0 | 0 | 0 | 0 | 0 | 0 | 0 | 0 | 0 | 0 | 0 | 0 | 0 | 0 | 0 | 0 | 0 | 0 | 0
F13_Industrial_Other Industrial_Existing_Space Heating_Natural Gas_Space Heating - Heat Recovery Ventilator_A_Achievable Technical Potential | F13 | Industrial | Other Industrial | Existing | Space Heating | Natural Gas | Space Heating - Heat Recovery Ventilator | A | Purchases (Incremental) | Achievable Technical Potential | 0 | 0 | 0 | 0 | 0 | 10391.6636 | 10385.9602 | 10324.7105 | 10330.2925 | 10338.8344 | 10207.5418 | 10179.648 | 10158.9789 | 9997.6578 | 10035.8292 | 9940.1245 | 9941.4145 | 9891.3789 | 9803.1484 | 9814.7608 | 9774.1744 | 9736.1594 | 9700.6842 | 9667.7182 | 9637.2315 | 0 | 0 | 0 | 0 | 0 | 0
F14_Industrial_Other Industrial_Existing_Space Heating_Natural Gas_Space Heating - Heat Recovery Ventilator_A_Achievable Technical Potential | F14 | Industrial | Other Industrial | Existing | Space Heating | Natural Gas | Space Heating - Heat Recovery Ventilator | A | Purchases (Cumulative) | Achievable Technical Potential | 0 | 0 | 0 | 0 | 0 | 10391.6636 | 20777.6238 | 31102.3343 | 41432.6268 | 51771.4612 | 61979.003 | 72158.651 | 82317.6299 | 92315.2877 | 102351.1169 | 112291.2414 | 122232.6559 | 132124.0348 | 141927.1832 | 151741.944 | 161516.1184 | 171252.2778 | 180952.962 | 190620.6803 | 200257.9118 | 200257.9118 | 200257.9118 | 200257.9118 | 200257.9118 | 200257.9118 | 200257.9118
F1_Industrial_Other Industrial_Existing_Space Heating_Natural Gas_Thermostat - Programmable_A_Achievable Technical Potential | F1 | Industrial | Other Industrial | Existing | Space Heating | Natural Gas | Thermostat - Programmable | A | Original Unit Energy Savings (kWh or therms) | Achievable Technical Potential | 0 | 0 | 0 | 0 | 0 | 0.00657 | 0.0065379 | 0.0064981 | 0.0064561 | 0.0064121 | 0.0063676 | 0.0063217 | 0.0062762 | 0.0062308 | 0.0061817 | 0.0061364 | 0.0060916 | 0.0060501 | 0.0060114 | 0.0059736 | 0.005938 | 0.0059015 | 0.0058686 | 0.0058376 | 0.005808 | 0.0057807 | 0.0057553 | 0.0057319 | 0 | 0 | 0
F2_Industrial_Other Industrial_Existing_Space Heating_Natural Gas_Thermostat - Programmable_A_Achievable Technical Potential | F2 | Industrial | Other Industrial | Existing | Space Heating | Natural Gas | Thermostat - Programmable | A | Original Unit Summer Peak Savings (kW) | Achievable Technical Potential | 0 | 0 | 0 | 0 | 0 | 0 | 0 | 0 | 0 | 0 | 0 | 0 | 0 | 0 | 0 | 0 | 0 | 0 | 0 | 0 | 0 | 0 | 0 | 0 | 0 | 0 | 0 | 0 | 0 | 0 | 0
F3_Industrial_Other Industrial_Existing_Space Heating_Natural Gas_Thermostat - Programmable_A_Achievable Technical Potential | F3 | Industrial | Other Industrial | Existing | Space Heating | Natural Gas | Thermostat - Programmable | A | Original Unit Winter Peak Savings (kW) | Achievable Technical Potential | 0 | 0 | 0 | 0 | 0 | 0 | 0 | 0 | 0 | 0 | 0 | 0 | 0 | 0 | 0 | 0 | 0 | 0 | 0 | 0 | 0 | 0 | 0 | 0 | 0 | 0 | 0 | 0 | 0 | 0 | 0
F4_Industrial_Other Industrial_Existing_Space Heating_Natural Gas_Thermostat - Programmable_A_Achievable Technical Potential | F4 | Industrial | Other Industrial | Existing | Space Heating | Natural Gas | Thermostat - Programmable | A | Standalone Impact on Baseline Energy (%) | Achievable Technical Potential | 0% | 0% | 0% | 0% | 0% | 0.02708% | 0.05418% | 0.08158% | 0.1086% | 0.1356% | 0.1644% | 0.192% | 0.2194% | 0.2501% | 0.2762% | 0.3059% | 0.333% | 0.3617% | 0.3921% | 0.4187% | 0.4475% | 0.4763% | 0.5052% | 0.534% | 0.0056274 | 0.0056438 | 0.0056589 | 0.0056726 | 0 | 0 | 0
F5_Industrial_Other Industrial_Existing_Space Heating_Natural Gas_Thermostat - Programmable_A_Achievable Technical Potential | F5 | Industrial | Other Industrial | Existing | Space Heating | Natural Gas | Thermostat - Programmable | A | Standalone Impact on Baseline Summer Peak (%) | Achievable Technical Potential | 0% | 0% | 0% | 0% | 0% | 0% | 0% | 0% | 0% | 0% | 0% | 0% | 0% | 0% | 0% | 0% | 0% | 0% | 0% | 0% | 0% | 0% | 0% | 0% | 0 | 0 | 0 | 0 | 0 | 0 | 0
F6_Industrial_Other Industrial_Existing_Space Heating_Natural Gas_Thermostat - Programmable_A_Achievable Technical Potential | F6 | Industrial | Other Industrial | Existing | Space Heating | Natural Gas | Thermostat - Programmable | A | Standalone Impact on Baseline Winter Peak (%) | Achievable Technical Potential | 0% | 0% | 0% | 0% | 0% | 0% | 0% | 0% | 0% | 0% | 0% | 0% | 0% | 0% | 0% | 0% | 0% | 0% | 0% | 0% | 0% | 0% | 0% | 0% | 0 | 0 | 0 | 0 | 0 | 0 | 0
F7_Industrial_Other Industrial_Existing_Space Heating_Natural Gas_Thermostat - Programmable_A_Achievable Technical Potential | F7 | Industrial | Other Industrial | Existing | Space Heating | Natural Gas | Thermostat - Programmable | A | Incremental Energy Savings (MWh or mTherms) | Achievable Technical Potential | 0 | 0 | 0 | 0 | 0 | 0.20482 | 0.20371 | 0.20127 | 0.20008 | 0.19888 | 0.19499 | 0.19306 | 0.19128 | 0.18688 | 0.18612 | 0.18299 | 0.18168 | 0.17953 | 0.17679 | 0.17589 | 0.17412 | 0.17237 | 0.17079 | 0.16931 | 0.16792 | 0 | 0 | 0 | 0 | 0 | 0
F8_Industrial_Other Industrial_Existing_Space Heating_Natural Gas_Thermostat - Programmable_A_Achievable Technical Potential | F8 | Industrial | Other Industrial | Existing | Space Heating | Natural Gas | Thermostat - Programmable | A | Incremental Summer Peak Savings (MW) | Achievable Technical Potential | 0 | 0 | 0 | 0 | 0 | 0 | 0 | 0 | 0 | 0 | 0 | 0 | 0 | 0 | 0 | 0 | 0 | 0 | 0 | 0 | 0 | 0 | 0 | 0 | 0 | 0 | 0 | 0 | 0 | 0 | 0
F9_Industrial_Other Industrial_Existing_Space Heating_Natural Gas_Thermostat - Programmable_A_Achievable Technical Potential | F9 | Industrial | Other Industrial | Existing | Space Heating | Natural Gas | Thermostat - Programmable | A | Incremental Winter Peak Savings (MW) | Achievable Technical Potential | 0 | 0 | 0 | 0 | 0 | 0 | 0 | 0 | 0 | 0 | 0 | 0 | 0 | 0 | 0 | 0 | 0 | 0 | 0 | 0 | 0 | 0 | 0 | 0 | 0 | 0 | 0 | 0 | 0 | 0 | 0
F10_Industrial_Other Industrial_Existing_Space Heating_Natural Gas_Thermostat - Programmable_A_Achievable Technical Potential | F10 | Industrial | Other Industrial | Existing | Space Heating | Natural Gas | Thermostat - Programmable | A | Cumulative Energy Savings (MWh or mTherms) | Achievable Technical Potential | 0 | 0 | 0 | 0 | 0 | 0.20482 | 0.40752 | 0.60632 | 0.80248 | 0.9959 | 1.184 | 1.3685 | 1.5499 | 1.7256 | 1.8981 | 2.0672 | 2.2338 | 2.3981 | 2.5595 | 2.7193 | 2.8772 | 3.032 | 3.1858 | 3.3383 | 3.4893 | 3.4729 | 3.4577 | 3.4436 | 0 | 0 | 0
F11_Industrial_Other Industrial_Existing_Space Heating_Natural Gas_Thermostat - Programmable_A_Achievable Technical Potential | F11 | Industrial | Other Industrial | Existing | Space Heating | Natural Gas | Thermostat - Programmable | A | Cumulative Summer Peak Savings (MW) | Achievable Technical Potential | 0 | 0 | 0 | 0 | 0 | 0 | 0 | 0 | 0 | 0 | 0 | 0 | 0 | 0 | 0 | 0 | 0 | 0 | 0 | 0 | 0 | 0 | 0 | 0 | 0 | 0 | 0 | 0 | 0 | 0 | 0
F12_Industrial_Other Industrial_Existing_Space Heating_Natural Gas_Thermostat - Programmable_A_Achievable Technical Potential | F12 | Industrial | Other Industrial | Existing | Space Heating | Natural Gas | Thermostat - Programmable | A | Cumulative Winter Peak Savings (MW) | Achievable Technical Potential | 0 | 0 | 0 | 0 | 0 | 0 | 0 | 0 | 0 | 0 | 0 | 0 | 0 | 0 | 0 | 0 | 0 | 0 | 0 | 0 | 0 | 0 | 0 | 0 | 0 | 0 | 0 | 0 | 0 | 0 | 0
F13_Industrial_Other Industrial_Existing_Space Heating_Natural Gas_Thermostat - Programmable_A_Achievable Technical Potential | F13 | Industrial | Other Industrial | Existing | Space Heating | Natural Gas | Thermostat - Programmable | A | Purchases (Incremental) | Achievable Technical Potential | 0 | 0 | 0 | 0 | 0 | 31174.9907 | 31157.8807 | 30974.1315 | 30990.8774 | 31016.5032 | 30622.6255 | 30538.9439 | 30476.9367 | 29992.9735 | 30107.4877 | 29820.3735 | 29824.2435 | 29674.1368 | 29409.4452 | 29444.2823 | 29322.5232 | 29208.4782 | 29102.0527 | 29003.1547 | 28911.6946 | 0 | 0 | 0 | 0 | 0 | 0
F14_Industrial_Other Industrial_Existing_Space Heating_Natural Gas_Thermostat - Programmable_A_Achievable Technical Potential | F14 | Industrial | Other Industrial | Existing | Space Heating | Natural Gas | Thermostat - Programmable | A | Purchases (Cumulative) | Achievable Technical Potential | 0 | 0 | 0 | 0 | 0 | 31174.9907 | 62332.8715 | 93307.003 | 124297.8804 | 155314.3835 | 185937.009 | 216475.9529 | 246952.8896 | 276945.8631 | 307053.3508 | 336873.7243 | 366697.9678 | 396372.1045 | 425781.5497 | 455225.832 | 484548.3552 | 513756.8334 | 542858.886 | 571862.0408 | 600773.7354 | 600773.7354 | 600773.7354 | 600773.7354 | 600773.7354 | 600773.7354 | 600773.7354
F1_Industrial_Other Industrial_Existing_Space Heating_Natural Gas_ENERGY STAR Connected Thermostat_A_Achievable Technical Potential | F1 | Industrial | Other Industrial | Existing | Space Heating | Natural Gas | ENERGY STAR Connected Thermostat | A | Original Unit Energy Savings (kWh or therms) | Achievable Technical Potential | 0 | 0 | 0 | 0 | 0 | 0.015466 | 0.01539 | 0.015297 | 0.015198 | 0.015094 | 0.014989 | 0.014881 | 0.014774 | 0.014667 | 0.014552 | 0.014445 | 0.01434 | 0.014242 | 0.014151 | 0.014062 | 0.013978 | 0.013892 | 0.013815 | 0.013742 | 0.013672 | 0.013608 | 0.013548 | 0.013493 | 0 | 0 | 0
F2_Industrial_Other Industrial_Existing_Space Heating_Natural Gas_ENERGY STAR Connected Thermostat_A_Achievable Technical Potential | F2 | Industrial | Other Industrial | Existing | Space Heating | Natural Gas | ENERGY STAR Connected Thermostat | A | Original Unit Summer Peak Savings (kW) | Achievable Technical Potential | 0 | 0 | 0 | 0 | 0 | 0 | 0 | 0 | 0 | 0 | 0 | 0 | 0 | 0 | 0 | 0 | 0 | 0 | 0 | 0 | 0 | 0 | 0 | 0 | 0 | 0 | 0 | 0 | 0 | 0 | 0
F3_Industrial_Other Industrial_Existing_Space Heating_Natural Gas_ENERGY STAR Connected Thermostat_A_Achievable Technical Potential | F3 | Industrial | Other Industrial | Existing | Space Heating | Natural Gas | ENERGY STAR Connected Thermostat | A | Original Unit Winter Peak Savings (kW) | Achievable Technical Potential | 0 | 0 | 0 | 0 | 0 | 0 | 0 | 0 | 0 | 0 | 0 | 0 | 0 | 0 | 0 | 0 | 0 | 0 | 0 | 0 | 0 | 0 | 0 | 0 | 0 | 0 | 0 | 0 | 0 | 0 | 0
F4_Industrial_Other Industrial_Existing_Space Heating_Natural Gas_ENERGY STAR Connected Thermostat_A_Achievable Technical Potential | F4 | Industrial | Other Industrial | Existing | Space Heating | Natural Gas | ENERGY STAR Connected Thermostat | A | Standalone Impact on Baseline Energy (%) | Achievable Technical Potential | 0% | 0% | 0% | 0% | 0% | 0.06375% | 0.1275% | 0.192% | 0.2557% | 0.3192% | 0.3871% | 0.4519% | 0.5166% | 0.5886% | 0.6502% | 0.7202% | 0.7838% | 0.8515% | 0.923% | 0.9856% | 1.053% | 1.121% | 1.189% | 1.257% | 0.013247 | 0.013286 | 0.013321 | 0.013354 | 0 | 0 | 0
F5_Industrial_Other Industrial_Existing_Space Heating_Natural Gas_ENERGY STAR Connected Thermostat_A_Achievable Technical Potential | F5 | Industrial | Other Industrial | Existing | Space Heating | Natural Gas | ENERGY STAR Connected Thermostat | A | Standalone Impact on Baseline Summer Peak (%) | Achievable Technical Potential | 0% | 0% | 0% | 0% | 0% | 0% | 0% | 0% | 0% | 0% | 0% | 0% | 0% | 0% | 0% | 0% | 0% | 0% | 0% | 0% | 0% | 0% | 0% | 0% | 0 | 0 | 0 | 0 | 0 | 0 | 0
F6_Industrial_Other Industrial_Existing_Space Heating_Natural Gas_ENERGY STAR Connected Thermostat_A_Achievable Technical Potential | F6 | Industrial | Other Industrial | Existing | Space Heating | Natural Gas | ENERGY STAR Connected Thermostat | A | Standalone Impact on Baseline Winter Peak (%) | Achievable Technical Potential | 0% | 0% | 0% | 0% | 0% | 0% | 0% | 0% | 0% | 0% | 0% | 0% | 0% | 0% | 0% | 0% | 0% | 0% | 0% | 0% | 0% | 0% | 0% | 0% | 0 | 0 | 0 | 0 | 0 | 0 | 0
F7_Industrial_Other Industrial_Existing_Space Heating_Natural Gas_ENERGY STAR Connected Thermostat_A_Achievable Technical Potential | F7 | Industrial | Other Industrial | Existing | Space Heating | Natural Gas | ENERGY STAR Connected Thermostat | A | Incremental Energy Savings (MWh or mTherms) | Achievable Technical Potential | 0 | 0 | 0 | 0 | 0 | 0.48215 | 0.47953 | 0.4738 | 0.47099 | 0.46817 | 0.45901 | 0.45446 | 0.45027 | 0.43992 | 0.43812 | 0.43076 | 0.42767 | 0.42262 | 0.41617 | 0.41405 | 0.40987 | 0.40577 | 0.40204 | 0.39855 | 0.39529 | 0 | 0 | 0 | 0 | 0 | 0
F8_Industrial_Other Industrial_Existing_Space Heating_Natural Gas_ENERGY STAR Connected Thermostat_A_Achievable Technical Potential | F8 | Industrial | Other Industrial | Existing | Space Heating | Natural Gas | ENERGY STAR Connected Thermostat | A | Incremental Summer Peak Savings (MW) | Achievable Technical Potential | 0 | 0 | 0 | 0 | 0 | 0 | 0 | 0 | 0 | 0 | 0 | 0 | 0 | 0 | 0 | 0 | 0 | 0 | 0 | 0 | 0 | 0 | 0 | 0 | 0 | 0 | 0 | 0 | 0 | 0 | 0
F9_Industrial_Other Industrial_Existing_Space Heating_Natural Gas_ENERGY STAR Connected Thermostat_A_Achievable Technical Potential | F9 | Industrial | Other Industrial | Existing | Space Heating | Natural Gas | ENERGY STAR Connected Thermostat | A | Incremental Winter Peak Savings (MW) | Achievable Technical Potential | 0 | 0 | 0 | 0 | 0 | 0 | 0 | 0 | 0 | 0 | 0 | 0 | 0 | 0 | 0 | 0 | 0 | 0 | 0 | 0 | 0 | 0 | 0 | 0 | 0 | 0 | 0 | 0 | 0 | 0 | 0
F10_Industrial_Other Industrial_Existing_Space Heating_Natural Gas_ENERGY STAR Connected Thermostat_A_Achievable Technical Potential | F10 | Industrial | Other Industrial | Existing | Space Heating | Natural Gas | ENERGY STAR Connected Thermostat | A | Cumulative Energy Savings (MWh or mTherms) | Achievable Technical Potential | 0 | 0 | 0 | 0 | 0 | 0.48215 | 0.95932 | 1.4273 | 1.8891 | 2.3444 | 2.7871 | 3.2215 | 3.6485 | 4.0621 | 4.4682 | 4.8662 | 5.2584 | 5.6451 | 6.0252 | 6.4014 | 6.7731 | 7.1373 | 7.4995 | 7.8584 | 8.2139 | 8.1752 | 8.1394 | 8.1062 | 0 | 0 | 0
F11_Industrial_Other Industrial_Existing_Space Heating_Natural Gas_ENERGY STAR Connected Thermostat_A_Achievable Technical Potential | F11 | Industrial | Other Industrial | Existing | Space Heating | Natural Gas | ENERGY STAR Connected Thermostat | A | Cumulative Summer Peak Savings (MW) | Achievable Technical Potential | 0 | 0 | 0 | 0 | 0 | 0 | 0 | 0 | 0 | 0 | 0 | 0 | 0 | 0 | 0 | 0 | 0 | 0 | 0 | 0 | 0 | 0 | 0 | 0 | 0 | 0 | 0 | 0 | 0 | 0 | 0
F12_Industrial_Other Industrial_Existing_Space Heating_Natural Gas_ENERGY STAR Connected Thermostat_A_Achievable Technical Potential | F12 | Industrial | Other Industrial | Existing | Space Heating | Natural Gas | ENERGY STAR Connected Thermostat | A | Cumulative Winter Peak Savings (MW) | Achievable Technical Potential | 0 | 0 | 0 | 0 | 0 | 0 | 0 | 0 | 0 | 0 | 0 | 0 | 0 | 0 | 0 | 0 | 0 | 0 | 0 | 0 | 0 | 0 | 0 | 0 | 0 | 0 | 0 | 0 | 0 | 0 | 0
F13_Industrial_Other Industrial_Existing_Space Heating_Natural Gas_ENERGY STAR Connected Thermostat_A_Achievable Technical Potential | F13 | Industrial | Other Industrial | Existing | Space Heating | Natural Gas | ENERGY STAR Connected Thermostat | A | Purchases (Incremental) | Achievable Technical Potential | 0 | 0 | 0 | 0 | 0 | 31174.9907 | 31157.8807 | 30974.1315 | 30990.8774 | 31016.5032 | 30622.6255 | 30538.9439 | 30476.9367 | 29992.9735 | 30107.4877 | 29820.3735 | 29824.2435 | 29674.1368 | 29409.4452 | 29444.2823 | 29322.5232 | 29208.4782 | 29102.0527 | 29003.1547 | 28911.6946 | 0 | 0 | 0 | 0 | 0 | 0
F14_Industrial_Other Industrial_Existing_Space Heating_Natural Gas_ENERGY STAR Connected Thermostat_A_Achievable Technical Potential | F14 | Industrial | Other Industrial | Existing | Space Heating | Natural Gas | ENERGY STAR Connected Thermostat | A | Purchases (Cumulative) | Achievable Technical Potential | 0 | 0 | 0 | 0 | 0 | 31174.9907 | 62332.8715 | 93307.003 | 124297.8804 | 155314.3835 | 185937.009 | 216475.9529 | 246952.8896 | 276945.8631 | 307053.3508 | 336873.7243 | 366697.9678 | 396372.1045 | 425781.5497 | 455225.832 | 484548.3552 | 513756.8334 | 542858.886 | 571862.0408 | 600773.7354 | 600773.7354 | 600773.7354 | 600773.7354 | 600773.7354 | 600773.7354 | 600773.7354
F1_Industrial_Other Industrial_Existing_Space Heating_Natural Gas_Destratification Fans (HVLS)_A_Achievable Technical Potential | F1 | Industrial | Other Industrial | Existing | Space Heating | Natural Gas | Destratification Fans (HVLS) | A | Original Unit Energy Savings (kWh or therms) | Achievable Technical Potential | 0 | 0 | 0 | 0 | 0 | 0.015466 | 0.01539 | 0.015297 | 0.015198 | 0.015094 | 0.014989 | 0.014881 | 0.014774 | 0.014667 | 0.014552 | 0.014445 | 0.01434 | 0.014242 | 0.014151 | 0.014062 | 0.013978 | 0.013892 | 0.013815 | 0.013742 | 0.013672 | 0.013608 | 0.013548 | 0.013493 | 0 | 0 | 0
F2_Industrial_Other Industrial_Existing_Space Heating_Natural Gas_Destratification Fans (HVLS)_A_Achievable Technical Potential | F2 | Industrial | Other Industrial | Existing | Space Heating | Natural Gas | Destratification Fans (HVLS) | A | Original Unit Summer Peak Savings (kW) | Achievable Technical Potential | 0 | 0 | 0 | 0 | 0 | 0 | 0 | 0 | 0 | 0 | 0 | 0 | 0 | 0 | 0 | 0 | 0 | 0 | 0 | 0 | 0 | 0 | 0 | 0 | 0 | 0 | 0 | 0 | 0 | 0 | 0
F3_Industrial_Other Industrial_Existing_Space Heating_Natural Gas_Destratification Fans (HVLS)_A_Achievable Technical Potential | F3 | Industrial | Other Industrial | Existing | Space Heating | Natural Gas | Destratification Fans (HVLS) | A | Original Unit Winter Peak Savings (kW) | Achievable Technical Potential | 0 | 0 | 0 | 0 | 0 | 0 | 0 | 0 | 0 | 0 | 0 | 0 | 0 | 0 | 0 | 0 | 0 | 0 | 0 | 0 | 0 | 0 | 0 | 0 | 0 | 0 | 0 | 0 | 0 | 0 | 0
F4_Industrial_Other Industrial_Existing_Space Heating_Natural Gas_Destratification Fans (HVLS)_A_Achievable Technical Potential | F4 | Industrial | Other Industrial | Existing | Space Heating | Natural Gas | Destratification Fans (HVLS) | A | Standalone Impact on Baseline Energy (%) | Achievable Technical Potential | 0% | 0% | 0% | 0% | 0% | 0.06375% | 0.1275% | 0.192% | 0.2557% | 0.3192% | 0.3871% | 0.4519% | 0.5166% | 0.5886% | 0.6502% | 0.7202% | 0.7838% | 0.8515% | 0.923% | 0.9856% | 1.053% | 1.121% | 1.189% | 1.257% | 0.013247 | 0.013286 | 0.013321 | 0.013354 | 0 | 0 | 0
F5_Industrial_Other Industrial_Existing_Space Heating_Natural Gas_Destratification Fans (HVLS)_A_Achievable Technical Potential | F5 | Industrial | Other Industrial | Existing | Space Heating | Natural Gas | Destratification Fans (HVLS) | A | Standalone Impact on Baseline Summer Peak (%) | Achievable Technical Potential | 0% | 0% | 0% | 0% | 0% | 0% | 0% | 0% | 0% | 0% | 0% | 0% | 0% | 0% | 0% | 0% | 0% | 0% | 0% | 0% | 0% | 0% | 0% | 0% | 0 | 0 | 0 | 0 | 0 | 0 | 0
F6_Industrial_Other Industrial_Existing_Space Heating_Natural Gas_Destratification Fans (HVLS)_A_Achievable Technical Potential | F6 | Industrial | Other Industrial | Existing | Space Heating | Natural Gas | Destratification Fans (HVLS) | A | Standalone Impact on Baseline Winter Peak (%) | Achievable Technical Potential | 0% | 0% | 0% | 0% | 0% | 0% | 0% | 0% | 0% | 0% | 0% | 0% | 0% | 0% | 0% | 0% | 0% | 0% | 0% | 0% | 0% | 0% | 0% | 0% | 0 | 0 | 0 | 0 | 0 | 0 | 0
F7_Industrial_Other Industrial_Existing_Space Heating_Natural Gas_Destratification Fans (HVLS)_A_Achievable Technical Potential | F7 | Industrial | Other Industrial | Existing | Space Heating | Natural Gas | Destratification Fans (HVLS) | A | Incremental Energy Savings (MWh or mTherms) | Achievable Technical Potential | 0 | 0 | 0 | 0 | 0 | 0.48215 | 0.47953 | 0.4738 | 0.47099 | 0.46817 | 0.45901 | 0.45446 | 0.45027 | 0.43992 | 0.43812 | 0.43076 | 0.42767 | 0.42262 | 0.41617 | 0.41405 | 0.40987 | 0.40577 | 0.40204 | 0.39855 | 0.39529 | 0 | 0 | 0 | 0 | 0 | 0
F8_Industrial_Other Industrial_Existing_Space Heating_Natural Gas_Destratification Fans (HVLS)_A_Achievable Technical Potential | F8 | Industrial | Other Industrial | Existing | Space Heating | Natural Gas | Destratification Fans (HVLS) | A | Incremental Summer Peak Savings (MW) | Achievable Technical Potential | 0 | 0 | 0 | 0 | 0 | 0 | 0 | 0 | 0 | 0 | 0 | 0 | 0 | 0 | 0 | 0 | 0 | 0 | 0 | 0 | 0 | 0 | 0 | 0 | 0 | 0 | 0 | 0 | 0 | 0 | 0
F9_Industrial_Other Industrial_Existing_Space Heating_Natural Gas_Destratification Fans (HVLS)_A_Achievable Technical Potential | F9 | Industrial | Other Industrial | Existing | Space Heating | Natural Gas | Destratification Fans (HVLS) | A | Incremental Winter Peak Savings (MW) | Achievable Technical Potential | 0 | 0 | 0 | 0 | 0 | 0 | 0 | 0 | 0 | 0 | 0 | 0 | 0 | 0 | 0 | 0 | 0 | 0 | 0 | 0 | 0 | 0 | 0 | 0 | 0 | 0 | 0 | 0 | 0 | 0 | 0
F10_Industrial_Other Industrial_Existing_Space Heating_Natural Gas_Destratification Fans (HVLS)_A_Achievable Technical Potential | F10 | Industrial | Other Industrial | Existing | Space Heating | Natural Gas | Destratification Fans (HVLS) | A | Cumulative Energy Savings (MWh or mTherms) | Achievable Technical Potential | 0 | 0 | 0 | 0 | 0 | 0.48215 | 0.95932 | 1.4273 | 1.8891 | 2.3444 | 2.7871 | 3.2215 | 3.6485 | 4.0621 | 4.4682 | 4.8662 | 5.2584 | 5.6451 | 6.0252 | 6.4014 | 6.7731 | 7.1373 | 7.4995 | 7.8584 | 8.2139 | 8.1752 | 8.1394 | 8.1062 | 0 | 0 | 0
F11_Industrial_Other Industrial_Existing_Space Heating_Natural Gas_Destratification Fans (HVLS)_A_Achievable Technical Potential | F11 | Industrial | Other Industrial | Existing | Space Heating | Natural Gas | Destratification Fans (HVLS) | A | Cumulative Summer Peak Savings (MW) | Achievable Technical Potential | 0 | 0 | 0 | 0 | 0 | 0 | 0 | 0 | 0 | 0 | 0 | 0 | 0 | 0 | 0 | 0 | 0 | 0 | 0 | 0 | 0 | 0 | 0 | 0 | 0 | 0 | 0 | 0 | 0 | 0 | 0
F12_Industrial_Other Industrial_Existing_Space Heating_Natural Gas_Destratification Fans (HVLS)_A_Achievable Technical Potential | F12 | Industrial | Other Industrial | Existing | Space Heating | Natural Gas | Destratification Fans (HVLS) | A | Cumulative Winter Peak Savings (MW) | Achievable Technical Potential | 0 | 0 | 0 | 0 | 0 | 0 | 0 | 0 | 0 | 0 | 0 | 0 | 0 | 0 | 0 | 0 | 0 | 0 | 0 | 0 | 0 | 0 | 0 | 0 | 0 | 0 | 0 | 0 | 0 | 0 | 0
F13_Industrial_Other Industrial_Existing_Space Heating_Natural Gas_Destratification Fans (HVLS)_A_Achievable Technical Potential | F13 | Industrial | Other Industrial | Existing | Space Heating | Natural Gas | Destratification Fans (HVLS) | A | Purchases (Incremental) | Achievable Technical Potential | 0 | 0 | 0 | 0 | 0 | 31174.9907 | 31157.8807 | 30974.1315 | 30990.8774 | 31016.5032 | 30622.6255 | 30538.9439 | 30476.9367 | 29992.9735 | 30107.4877 | 29820.3735 | 29824.2435 | 29674.1368 | 29409.4452 | 29444.2823 | 29322.5232 | 29208.4782 | 29102.0527 | 29003.1547 | 28911.6946 | 0 | 0 | 0 | 0 | 0 | 0
F14_Industrial_Other Industrial_Existing_Space Heating_Natural Gas_Destratification Fans (HVLS)_A_Achievable Technical Potential | F14 | Industrial | Other Industrial | Existing | Space Heating | Natural Gas | Destratification Fans (HVLS) | A | Purchases (Cumulative) | Achievable Technical Potential | 0 | 0 | 0 | 0 | 0 | 31174.9907 | 62332.8715 | 93307.003 | 124297.8804 | 155314.3835 | 185937.009 | 216475.9529 | 246952.8896 | 276945.8631 | 307053.3508 | 336873.7243 | 366697.9678 | 396372.1045 | 425781.5497 | 455225.832 | 484548.3552 | 513756.8334 | 542858.886 | 571862.0408 | 600773.7354 | 600773.7354 | 600773.7354 | 600773.7354 | 600773.7354 | 600773.7354 | 600773.7354
F1_Industrial_Other Industrial_Existing_Space Heating_Natural Gas_Gas Boiler - Insulate Steam Lines/Condensate Tank_A_Achievable Technical Potential | F1 | Industrial | Other Industrial | Existing | Space Heating | Natural Gas | Gas Boiler - Insulate Steam Lines/Condensate Tank | A | Original Unit Energy Savings (kWh or therms) | Achievable Technical Potential | 0 | 0 | 0 | 0 | 0 | 21.8568 | 21.7087 | 21.5615 | 21.4136 | 21.266 | 21.1227 | 20.9807 | 20.8403 | 20.7015 | 20.5545 | 20.4196 | 20.2863 | 20.1551 | 20.0259 | 19.8964 | 19.7713 | 19.6411 | 19.5155 | 19.3937 | 19.2712 | 19.1594 | 19.0574 | 18.9643 | 18.8794 | 18.8018 | 18.731
F2_Industrial_Other Industrial_Existing_Space Heating_Natural Gas_Gas Boiler - Insulate Steam Lines/Condensate Tank_A_Achievable Technical Potential | F2 | Industrial | Other Industrial | Existing | Space Heating | Natural Gas | Gas Boiler - Insulate Steam Lines/Condensate Tank | A | Original Unit Summer Peak Savings (kW) | Achievable Technical Potential | 0 | 0 | 0 | 0 | 0 | 0 | 0 | 0 | 0 | 0 | 0 | 0 | 0 | 0 | 0 | 0 | 0 | 0 | 0 | 0 | 0 | 0 | 0 | 0 | 0 | 0 | 0 | 0 | 0 | 0 | 0
F3_Industrial_Other Industrial_Existing_Space Heating_Natural Gas_Gas Boiler - Insulate Steam Lines/Condensate Tank_A_Achievable Technical Potential | F3 | Industrial | Other Industrial | Existing | Space Heating | Natural Gas | Gas Boiler - Insulate Steam Lines/Condensate Tank | A | Original Unit Winter Peak Savings (kW) | Achievable Technical Potential | 0 | 0 | 0 | 0 | 0 | 0 | 0 | 0 | 0 | 0 | 0 | 0 | 0 | 0 | 0 | 0 | 0 | 0 | 0 | 0 | 0 | 0 | 0 | 0 | 0 | 0 | 0 | 0 | 0 | 0 | 0
F4_Industrial_Other Industrial_Existing_Space Heating_Natural Gas_Gas Boiler - Insulate Steam Lines/Condensate Tank_A_Achievable Technical Potential | F4 | Industrial | Other Industrial | Existing | Space Heating | Natural Gas | Gas Boiler - Insulate Steam Lines/Condensate Tank | A | Standalone Impact on Baseline Energy (%) | Achievable Technical Potential | 0% | 0% | 0% | 0% | 0% | 0.005115% | 0.01021% | 0.01537% | 0.02045% | 0.02553% | 0.03097% | 0.03617% | 0.04137% | 0.04717% | 0.05214% | 0.0578% | 0.06296% | 0.06842% | 0.07416% | 0.07918% | 0.0846% | 0.09001% | 0.09538% | 0.1007% | 0.0010601 | 0.001062 | 0.0010639 | 0.0010656 | 0 | 0 | 0
F5_Industrial_Other Industrial_Existing_Space Heating_Natural Gas_Gas Boiler - Insulate Steam Lines/Condensate Tank_A_Achievable Technical Potential | F5 | Industrial | Other Industrial | Existing | Space Heating | Natural Gas | Gas Boiler - Insulate Steam Lines/Condensate Tank | A | Standalone Impact on Baseline Summer Peak (%) | Achievable Technical Potential | 0% | 0% | 0% | 0% | 0% | 0% | 0% | 0% | 0% | 0% | 0% | 0% | 0% | 0% | 0% | 0% | 0% | 0% | 0% | 0% | 0% | 0% | 0% | 0% | 0 | 0 | 0 | 0 | 0 | 0 | 0
F6_Industrial_Other Industrial_Existing_Space Heating_Natural Gas_Gas Boiler - Insulate Steam Lines/Condensate Tank_A_Achievable Technical Potential | F6 | Industrial | Other Industrial | Existing | Space Heating | Natural Gas | Gas Boiler - Insulate Steam Lines/Condensate Tank | A | Standalone Impact on Baseline Winter Peak (%) | Achievable Technical Potential | 0% | 0% | 0% | 0% | 0% | 0% | 0% | 0% | 0% | 0% | 0% | 0% | 0% | 0% | 0% | 0% | 0% | 0% | 0% | 0% | 0% | 0% | 0% | 0% | 0 | 0 | 0 | 0 | 0 | 0 | 0
F7_Industrial_Other Industrial_Existing_Space Heating_Natural Gas_Gas Boiler - Insulate Steam Lines/Condensate Tank_A_Achievable Technical Potential | F7 | Industrial | Other Industrial | Existing | Space Heating | Natural Gas | Gas Boiler - Insulate Steam Lines/Condensate Tank | A | Incremental Energy Savings (MWh or mTherms) | Achievable Technical Potential | 0 | 0 | 0 | 0 | 0 | 0.038686 | 0.038403 | 0.037917 | 0.037678 | 0.037449 | 0.036724 | 0.036378 | 0.036061 | 0.035252 | 0.035135 | 0.034572 | 0.034351 | 0.033957 | 0.033438 | 0.033261 | 0.032915 | 0.032571 | 0.032245 | 0.031935 | 0.031633 | 0 | 0 | 0 | 0 | 0 | 0
F8_Industrial_Other Industrial_Existing_Space Heating_Natural Gas_Gas Boiler - Insulate Steam Lines/Condensate Tank_A_Achievable Technical Potential | F8 | Industrial | Other Industrial | Existing | Space Heating | Natural Gas | Gas Boiler - Insulate Steam Lines/Condensate Tank | A | Incremental Summer Peak Savings (MW) | Achievable Technical Potential | 0 | 0 | 0 | 0 | 0 | 0 | 0 | 0 | 0 | 0 | 0 | 0 | 0 | 0 | 0 | 0 | 0 | 0 | 0 | 0 | 0 | 0 | 0 | 0 | 0 | 0 | 0 | 0 | 0 | 0 | 0
F9_Industrial_Other Industrial_Existing_Space Heating_Natural Gas_Gas Boiler - Insulate Steam Lines/Condensate Tank_A_Achievable Technical Potential | F9 | Industrial | Other Industrial | Existing | Space Heating | Natural Gas | Gas Boiler - Insulate Steam Lines/Condensate Tank | A | Incremental Winter Peak Savings (MW) | Achievable Technical Potential | 0 | 0 | 0 | 0 | 0 | 0 | 0 | 0 | 0 | 0 | 0 | 0 | 0 | 0 | 0 | 0 | 0 | 0 | 0 | 0 | 0 | 0 | 0 | 0 | 0 | 0 | 0 | 0 | 0 | 0 | 0
F10_Industrial_Other Industrial_Existing_Space Heating_Natural Gas_Gas Boiler - Insulate Steam Lines/Condensate Tank_A_Achievable Technical Potential | F10 | Industrial | Other Industrial | Existing | Space Heating | Natural Gas | Gas Boiler - Insulate Steam Lines/Condensate Tank | A | Cumulative Energy Savings (MWh or mTherms) | Achievable Technical Potential | 0 | 0 | 0 | 0 | 0 | 0.038686 | 0.076827 | 0.11422 | 0.15112 | 0.18753 | 0.22299 | 0.25786 | 0.2922 | 0.3255 | 0.35833 | 0.39055 | 0.42235 | 0.45358 | 0.48411 | 0.51424 | 0.54392 | 0.57291 | 0.60149 | 0.62967 | 0.65733 | 0.65351 | 0.65003 | 0.64686 | 0.64396 | 0.64132 | 0.6389
F11_Industrial_Other Industrial_Existing_Space Heating_Natural Gas_Gas Boiler - Insulate Steam Lines/Condensate Tank_A_Achievable Technical Potential | F11 | Industrial | Other Industrial | Existing | Space Heating | Natural Gas | Gas Boiler - Insulate Steam Lines/Condensate Tank | A | Cumulative Summer Peak Savings (MW) | Achievable Technical Potential | 0 | 0 | 0 | 0 | 0 | 0 | 0 | 0 | 0 | 0 | 0 | 0 | 0 | 0 | 0 | 0 | 0 | 0 | 0 | 0 | 0 | 0 | 0 | 0 | 0 | 0 | 0 | 0 | 0 | 0 | 0
F12_Industrial_Other Industrial_Existing_Space Heating_Natural Gas_Gas Boiler - Insulate Steam Lines/Condensate Tank_A_Achievable Technical Potential | F12 | Industrial | Other Industrial | Existing | Space Heating | Natural Gas | Gas Boiler - Insulate Steam Lines/Condensate Tank | A | Cumulative Winter Peak Savings (MW) | Achievable Technical Potential | 0 | 0 | 0 | 0 | 0 | 0 | 0 | 0 | 0 | 0 | 0 | 0 | 0 | 0 | 0 | 0 | 0 | 0 | 0 | 0 | 0 | 0 | 0 | 0 | 0 | 0 | 0 | 0 | 0 | 0 | 0
F13_Industrial_Other Industrial_Existing_Space Heating_Natural Gas_Gas Boiler - Insulate Steam Lines/Condensate Tank_A_Achievable Technical Potential | F13 | Industrial | Other Industrial | Existing | Space Heating | Natural Gas | Gas Boiler - Insulate Steam Lines/Condensate Tank | A | Purchases (Incremental) | Achievable Technical Potential | 0 | 0 | 0 | 0 | 0 | 1.77 | 1.769 | 1.7586 | 1.7595 | 1.761 | 1.7386 | 1.7339 | 1.7303 | 1.7029 | 1.7094 | 1.6931 | 1.6933 | 1.6848 | 1.6697 | 1.6717 | 1.6648 | 1.6583 | 1.6523 | 1.6467 | 1.6415 | 0 | 0 | 0 | 0 | 0 | 0
F14_Industrial_Other Industrial_Existing_Space Heating_Natural Gas_Gas Boiler - Insulate Steam Lines/Condensate Tank_A_Achievable Technical Potential | F14 | Industrial | Other Industrial | Existing | Space Heating | Natural Gas | Gas Boiler - Insulate Steam Lines/Condensate Tank | A | Purchases (Cumulative) | Achievable Technical Potential | 0 | 0 | 0 | 0 | 0 | 1.77 | 3.539 | 5.2976 | 7.0571 | 8.8181 | 10.5567 | 12.2905 | 14.0209 | 15.7238 | 17.4331 | 19.1262 | 20.8195 | 22.5042 | 24.174 | 25.8457 | 27.5105 | 29.1688 | 30.8211 | 32.4678 | 34.1093 | 34.1093 | 34.1093 | 34.1093 | 34.1093 | 34.1093 | 34.1093
F1_Industrial_Other Industrial_Existing_Process_Natural Gas_Gas Boiler - Insulate Steam Lines/Condensate Tank_A_Achievable Technical Potential | F1 | Industrial | Other Industrial | Existing | Process | Natural Gas | Gas Boiler - Insulate Steam Lines/Condensate Tank | A | Original Unit Energy Savings (kWh or therms) | Achievable Technical Potential | 0 | 0 | 0 | 0 | 0 | 16.8499 | 16.8499 | 16.8499 | 16.8499 | 16.8499 | 16.8499 | 16.8499 | 16.8499 | 16.8499 | 16.8499 | 16.8499 | 16.8499 | 16.8499 | 16.8499 | 16.8499 | 16.8499 | 16.8499 | 16.8499 | 16.8499 | 16.8499 | 16.8499 | 16.8499 | 16.8499 | 16.8499 | 16.8499 | 16.8499
F2_Industrial_Other Industrial_Existing_Process_Natural Gas_Gas Boiler - Insulate Steam Lines/Condensate Tank_A_Achievable Technical Potential | F2 | Industrial | Other Industrial | Existing | Process | Natural Gas | Gas Boiler - Insulate Steam Lines/Condensate Tank | A | Original Unit Summer Peak Savings (kW) | Achievable Technical Potential | 0 | 0 | 0 | 0 | 0 | 0 | 0 | 0 | 0 | 0 | 0 | 0 | 0 | 0 | 0 | 0 | 0 | 0 | 0 | 0 | 0 | 0 | 0 | 0 | 0 | 0 | 0 | 0 | 0 | 0 | 0
F3_Industrial_Other Industrial_Existing_Process_Natural Gas_Gas Boiler - Insulate Steam Lines/Condensate Tank_A_Achievable Technical Potential | F3 | Industrial | Other Industrial | Existing | Process | Natural Gas | Gas Boiler - Insulate Steam Lines/Condensate Tank | A | Original Unit Winter Peak Savings (kW) | Achievable Technical Potential | 0 | 0 | 0 | 0 | 0 | 0 | 0 | 0 | 0 | 0 | 0 | 0 | 0 | 0 | 0 | 0 | 0 | 0 | 0 | 0 | 0 | 0 | 0 | 0 | 0 | 0 | 0 | 0 | 0 | 0 | 0
F4_Industrial_Other Industrial_Existing_Process_Natural Gas_Gas Boiler - Insulate Steam Lines/Condensate Tank_A_Achievable Technical Potential | F4 | Industrial | Other Industrial | Existing | Process | Natural Gas | Gas Boiler - Insulate Steam Lines/Condensate Tank | A | Standalone Impact on Baseline Energy (%) | Achievable Technical Potential | 0% | 0% | 0% | 0% | 0% | 0.02737% | 0.05475% | 0.08244% | 0.1098% | 0.137% | 0.1662% | 0.194% | 0.2217% | 0.2527% | 0.2791% | 0.3091% | 0.3365% | 0.3655% | 0.3962% | 0.4231% | 0.4522% | 0.4813% | 0.5105% | 0.5396% | 0.0056865 | 0.0057031 | 0.0057183 | 0.0057322 | 0 | 0 | 0
F5_Industrial_Other Industrial_Existing_Process_Natural Gas_Gas Boiler - Insulate Steam Lines/Condensate Tank_A_Achievable Technical Potential | F5 | Industrial | Other Industrial | Existing | Process | Natural Gas | Gas Boiler - Insulate Steam Lines/Condensate Tank | A | Standalone Impact on Baseline Summer Peak (%) | Achievable Technical Potential | 0% | 0% | 0% | 0% | 0% | 0% | 0% | 0% | 0% | 0% | 0% | 0% | 0% | 0% | 0% | 0% | 0% | 0% | 0% | 0% | 0% | 0% | 0% | 0% | 0 | 0 | 0 | 0 | 0 | 0 | 0
F6_Industrial_Other Industrial_Existing_Process_Natural Gas_Gas Boiler - Insulate Steam Lines/Condensate Tank_A_Achievable Technical Potential | F6 | Industrial | Other Industrial | Existing | Process | Natural Gas | Gas Boiler - Insulate Steam Lines/Condensate Tank | A | Standalone Impact on Baseline Winter Peak (%) | Achievable Technical Potential | 0% | 0% | 0% | 0% | 0% | 0% | 0% | 0% | 0% | 0% | 0% | 0% | 0% | 0% | 0% | 0% | 0% | 0% | 0% | 0% | 0% | 0% | 0% | 0% | 0 | 0 | 0 | 0 | 0 | 0 | 0
F7_Industrial_Other Industrial_Existing_Process_Natural Gas_Gas Boiler - Insulate Steam Lines/Condensate Tank_A_Achievable Technical Potential | F7 | Industrial | Other Industrial | Existing | Process | Natural Gas | Gas Boiler - Insulate Steam Lines/Condensate Tank | A | Incremental Energy Savings (MWh or mTherms) | Achievable Technical Potential | 0 | 0 | 0 | 0 | 0 | 0.43183 | 0.43159 | 0.42905 | 0.42928 | 0.42963 | 0.42418 | 0.42302 | 0.42216 | 0.41545 | 0.41704 | 0.41306 | 0.41312 | 0.41104 | 0.40737 | 0.40785 | 0.40617 | 0.40459 | 0.40311 | 0.40174 | 0.40048 | 0 | 0 | 0 | 0 | 0 | 0
F8_Industrial_Other Industrial_Existing_Process_Natural Gas_Gas Boiler - Insulate Steam Lines/Condensate Tank_A_Achievable Technical Potential | F8 | Industrial | Other Industrial | Existing | Process | Natural Gas | Gas Boiler - Insulate Steam Lines/Condensate Tank | A | Incremental Summer Peak Savings (MW) | Achievable Technical Potential | 0 | 0 | 0 | 0 | 0 | 0 | 0 | 0 | 0 | 0 | 0 | 0 | 0 | 0 | 0 | 0 | 0 | 0 | 0 | 0 | 0 | 0 | 0 | 0 | 0 | 0 | 0 | 0 | 0 | 0 | 0
F9_Industrial_Other Industrial_Existing_Process_Natural Gas_Gas Boiler - Insulate Steam Lines/Condensate Tank_A_Achievable Technical Potential | F9 | Industrial | Other Industrial | Existing | Process | Natural Gas | Gas Boiler - Insulate Steam Lines/Condensate Tank | A | Incremental Winter Peak Savings (MW) | Achievable Technical Potential | 0 | 0 | 0 | 0 | 0 | 0 | 0 | 0 | 0 | 0 | 0 | 0 | 0 | 0 | 0 | 0 | 0 | 0 | 0 | 0 | 0 | 0 | 0 | 0 | 0 | 0 | 0 | 0 | 0 | 0 | 0
F10_Industrial_Other Industrial_Existing_Process_Natural Gas_Gas Boiler - Insulate Steam Lines/Condensate Tank_A_Achievable Technical Potential | F10 | Industrial | Other Industrial | Existing | Process | Natural Gas | Gas Boiler - Insulate Steam Lines/Condensate Tank | A | Cumulative Energy Savings (MWh or mTherms) | Achievable Technical Potential | 0 | 0 | 0 | 0 | 0 | 0.43183 | 0.86342 | 1.2925 | 1.7217 | 2.1514 | 2.5755 | 2.9986 | 3.4207 | 3.8362 | 4.2532 | 4.6663 | 5.0794 | 5.4904 | 5.8978 | 6.3057 | 6.7118 | 7.1164 | 7.5195 | 7.9213 | 8.3217 | 8.3217 | 8.3217 | 8.3217 | 8.3217 | 8.3217 | 8.3217
F11_Industrial_Other Industrial_Existing_Process_Natural Gas_Gas Boiler - Insulate Steam Lines/Condensate Tank_A_Achievable Technical Potential | F11 | Industrial | Other Industrial | Existing | Process | Natural Gas | Gas Boiler - Insulate Steam Lines/Condensate Tank | A | Cumulative Summer Peak Savings (MW) | Achievable Technical Potential | 0 | 0 | 0 | 0 | 0 | 0 | 0 | 0 | 0 | 0 | 0 | 0 | 0 | 0 | 0 | 0 | 0 | 0 | 0 | 0 | 0 | 0 | 0 | 0 | 0 | 0 | 0 | 0 | 0 | 0 | 0
F12_Industrial_Other Industrial_Existing_Process_Natural Gas_Gas Boiler - Insulate Steam Lines/Condensate Tank_A_Achievable Technical Potential | F12 | Industrial | Other Industrial | Existing | Process | Natural Gas | Gas Boiler - Insulate Steam Lines/Condensate Tank | A | Cumulative Winter Peak Savings (MW) | Achievable Technical Potential | 0 | 0 | 0 | 0 | 0 | 0 | 0 | 0 | 0 | 0 | 0 | 0 | 0 | 0 | 0 | 0 | 0 | 0 | 0 | 0 | 0 | 0 | 0 | 0 | 0 | 0 | 0 | 0 | 0 | 0 | 0
F13_Industrial_Other Industrial_Existing_Process_Natural Gas_Gas Boiler - Insulate Steam Lines/Condensate Tank_A_Achievable Technical Potential | F13 | Industrial | Other Industrial | Existing | Process | Natural Gas | Gas Boiler - Insulate Steam Lines/Condensate Tank | A | Purchases (Incremental) | Achievable Technical Potential | 0 | 0 | 0 | 0 | 0 | 25.6279 | 25.6138 | 25.4627 | 25.4765 | 25.4976 | 25.1738 | 25.105 | 25.054 | 24.6562 | 24.7503 | 24.5143 | 24.5175 | 24.3941 | 24.1765 | 24.2051 | 24.105 | 24.0113 | 23.9238 | 23.8425 | 23.7673 | 0 | 0 | 0 | 0 | 0 | 0
F14_Industrial_Other Industrial_Existing_Process_Natural Gas_Gas Boiler - Insulate Steam Lines/Condensate Tank_A_Achievable Technical Potential | F14 | Industrial | Other Industrial | Existing | Process | Natural Gas | Gas Boiler - Insulate Steam Lines/Condensate Tank | A | Purchases (Cumulative) | Achievable Technical Potential | 0 | 0 | 0 | 0 | 0 | 25.6279 | 51.2417 | 76.7044 | 102.1809 | 127.6785 | 152.8522 | 177.9572 | 203.0112 | 227.6674 | 252.4177 | 276.932 | 301.4494 | 325.8435 | 350.02 | 374.2251 | 398.3301 | 422.3413 | 446.2651 | 470.1076 | 493.8749 | 493.8749 | 493.8749 | 493.8749 | 493.8749 | 493.8749 | 493.8749
F1_Industrial_Other Industrial_Existing_Space Heating_Natural Gas_Gas Boiler - Insulate Hot Water Lines_A_Achievable Technical Potential | F1 | Industrial | Other Industrial | Existing | Space Heating | Natural Gas | Gas Boiler - Insulate Hot Water Lines | A | Original Unit Energy Savings (kWh or therms) | Achievable Technical Potential | 0 | 0 | 0 | 0 | 0 | 24.705 | 24.5376 | 24.3713 | 24.2041 | 24.0373 | 23.8752 | 23.7148 | 23.5561 | 23.3992 | 23.2331 | 23.0806 | 22.9299 | 22.7816 | 22.6356 | 22.4892 | 22.3478 | 22.2007 | 22.0586 | 21.921 | 21.7825 | 21.6562 | 21.5409 | 21.4356 | 21.3396 | 21.252 | 21.1719
F2_Industrial_Other Industrial_Existing_Space Heating_Natural Gas_Gas Boiler - Insulate Hot Water Lines_A_Achievable Technical Potential | F2 | Industrial | Other Industrial | Existing | Space Heating | Natural Gas | Gas Boiler - Insulate Hot Water Lines | A | Original Unit Summer Peak Savings (kW) | Achievable Technical Potential | 0 | 0 | 0 | 0 | 0 | 0 | 0 | 0 | 0 | 0 | 0 | 0 | 0 | 0 | 0 | 0 | 0 | 0 | 0 | 0 | 0 | 0 | 0 | 0 | 0 | 0 | 0 | 0 | 0 | 0 | 0
F3_Industrial_Other Industrial_Existing_Space Heating_Natural Gas_Gas Boiler - Insulate Hot Water Lines_A_Achievable Technical Potential | F3 | Industrial | Other Industrial | Existing | Space Heating | Natural Gas | Gas Boiler - Insulate Hot Water Lines | A | Original Unit Winter Peak Savings (kW) | Achievable Technical Potential | 0 | 0 | 0 | 0 | 0 | 0 | 0 | 0 | 0 | 0 | 0 | 0 | 0 | 0 | 0 | 0 | 0 | 0 | 0 | 0 | 0 | 0 | 0 | 0 | 0 | 0 | 0 | 0 | 0 | 0 | 0
F4_Industrial_Other Industrial_Existing_Space Heating_Natural Gas_Gas Boiler - Insulate Hot Water Lines_A_Achievable Technical Potential | F4 | Industrial | Other Industrial | Existing | Space Heating | Natural Gas | Gas Boiler - Insulate Hot Water Lines | A | Standalone Impact on Baseline Energy (%) | Achievable Technical Potential | 0% | 0% | 0% | 0% | 0% | 0.01156% | 0.02309% | 0.03474% | 0.04624% | 0.05772% | 0.07001% | 0.08177% | 0.09352% | 0.1066% | 0.1179% | 0.1307% | 0.1423% | 0.1547% | 0.1676% | 0.179% | 0.1912% | 0.2035% | 0.2156% | 0.2277% | 0.0023965 | 0.0024009 | 0.002405 | 0.0024089 | 0 | 0 | 0
F5_Industrial_Other Industrial_Existing_Space Heating_Natural Gas_Gas Boiler - Insulate Hot Water Lines_A_Achievable Technical Potential | F5 | Industrial | Other Industrial | Existing | Space Heating | Natural Gas | Gas Boiler - Insulate Hot Water Lines | A | Standalone Impact on Baseline Summer Peak (%) | Achievable Technical Potential | 0% | 0% | 0% | 0% | 0% | 0% | 0% | 0% | 0% | 0% | 0% | 0% | 0% | 0% | 0% | 0% | 0% | 0% | 0% | 0% | 0% | 0% | 0% | 0% | 0 | 0 | 0 | 0 | 0 | 0 | 0
F6_Industrial_Other Industrial_Existing_Space Heating_Natural Gas_Gas Boiler - Insulate Hot Water Lines_A_Achievable Technical Potential | F6 | Industrial | Other Industrial | Existing | Space Heating | Natural Gas | Gas Boiler - Insulate Hot Water Lines | A | Standalone Impact on Baseline Winter Peak (%) | Achievable Technical Potential | 0% | 0% | 0% | 0% | 0% | 0% | 0% | 0% | 0% | 0% | 0% | 0% | 0% | 0% | 0% | 0% | 0% | 0% | 0% | 0% | 0% | 0% | 0% | 0% | 0 | 0 | 0 | 0 | 0 | 0 | 0
F7_Industrial_Other Industrial_Existing_Space Heating_Natural Gas_Gas Boiler - Insulate Hot Water Lines_A_Achievable Technical Potential | F7 | Industrial | Other Industrial | Existing | Space Heating | Natural Gas | Gas Boiler - Insulate Hot Water Lines | A | Incremental Energy Savings (MWh or mTherms) | Achievable Technical Potential | 0 | 0 | 0 | 0 | 0 | 0.087455 | 0.086814 | 0.085717 | 0.085175 | 0.084658 | 0.08302 | 0.082237 | 0.08152 | 0.079691 | 0.079428 | 0.078154 | 0.077654 | 0.076763 | 0.075591 | 0.075191 | 0.074409 | 0.073632 | 0.072894 | 0.072193 | 0.071511 | 0 | 0 | 0 | 0 | 0 | 0
F8_Industrial_Other Industrial_Existing_Space Heating_Natural Gas_Gas Boiler - Insulate Hot Water Lines_A_Achievable Technical Potential | F8 | Industrial | Other Industrial | Existing | Space Heating | Natural Gas | Gas Boiler - Insulate Hot Water Lines | A | Incremental Summer Peak Savings (MW) | Achievable Technical Potential | 0 | 0 | 0 | 0 | 0 | 0 | 0 | 0 | 0 | 0 | 0 | 0 | 0 | 0 | 0 | 0 | 0 | 0 | 0 | 0 | 0 | 0 | 0 | 0 | 0 | 0 | 0 | 0 | 0 | 0 | 0
F9_Industrial_Other Industrial_Existing_Space Heating_Natural Gas_Gas Boiler - Insulate Hot Water Lines_A_Achievable Technical Potential | F9 | Industrial | Other Industrial | Existing | Space Heating | Natural Gas | Gas Boiler - Insulate Hot Water Lines | A | Incremental Winter Peak Savings (MW) | Achievable Technical Potential | 0 | 0 | 0 | 0 | 0 | 0 | 0 | 0 | 0 | 0 | 0 | 0 | 0 | 0 | 0 | 0 | 0 | 0 | 0 | 0 | 0 | 0 | 0 | 0 | 0 | 0 | 0 | 0 | 0 | 0 | 0
F10_Industrial_Other Industrial_Existing_Space Heating_Natural Gas_Gas Boiler - Insulate Hot Water Lines_A_Achievable Technical Potential | F10 | Industrial | Other Industrial | Existing | Space Heating | Natural Gas | Gas Boiler - Insulate Hot Water Lines | A | Cumulative Energy Savings (MWh or mTherms) | Achievable Technical Potential | 0 | 0 | 0 | 0 | 0 | 0.087455 | 0.17368 | 0.25822 | 0.34162 | 0.42392 | 0.50409 | 0.58294 | 0.66055 | 0.73585 | 0.81005 | 0.88289 | 0.95478 | 1.0254 | 1.0944 | 1.1625 | 1.2296 | 1.2951 | 1.3597 | 1.4235 | 1.486 | 1.4774 | 1.4695 | 1.4623 | 1.4558 | 1.4498 | 1.4443
F11_Industrial_Other Industrial_Existing_Space Heating_Natural Gas_Gas Boiler - Insulate Hot Water Lines_A_Achievable Technical Potential | F11 | Industrial | Other Industrial | Existing | Space Heating | Natural Gas | Gas Boiler - Insulate Hot Water Lines | A | Cumulative Summer Peak Savings (MW) | Achievable Technical Potential | 0 | 0 | 0 | 0 | 0 | 0 | 0 | 0 | 0 | 0 | 0 | 0 | 0 | 0 | 0 | 0 | 0 | 0 | 0 | 0 | 0 | 0 | 0 | 0 | 0 | 0 | 0 | 0 | 0 | 0 | 0
F12_Industrial_Other Industrial_Existing_Space Heating_Natural Gas_Gas Boiler - Insulate Hot Water Lines_A_Achievable Technical Potential | F12 | Industrial | Other Industrial | Existing | Space Heating | Natural Gas | Gas Boiler - Insulate Hot Water Lines | A | Cumulative Winter Peak Savings (MW) | Achievable Technical Potential | 0 | 0 | 0 | 0 | 0 | 0 | 0 | 0 | 0 | 0 | 0 | 0 | 0 | 0 | 0 | 0 | 0 | 0 | 0 | 0 | 0 | 0 | 0 | 0 | 0 | 0 | 0 | 0 | 0 | 0 | 0
F13_Industrial_Other Industrial_Existing_Space Heating_Natural Gas_Gas Boiler - Insulate Hot Water Lines_A_Achievable Technical Potential | F13 | Industrial | Other Industrial | Existing | Space Heating | Natural Gas | Gas Boiler - Insulate Hot Water Lines | A | Purchases (Incremental) | Achievable Technical Potential | 0 | 0 | 0 | 0 | 0 | 3.54 | 3.538 | 3.5171 | 3.519 | 3.522 | 3.4772 | 3.4677 | 3.4607 | 3.4057 | 3.4187 | 3.3861 | 3.3866 | 3.3695 | 3.3395 | 3.3434 | 3.3296 | 3.3167 | 3.3046 | 3.2933 | 3.283 | 0 | 0 | 0 | 0 | 0 | 0
F14_Industrial_Other Industrial_Existing_Space Heating_Natural Gas_Gas Boiler - Insulate Hot Water Lines_A_Achievable Technical Potential | F14 | Industrial | Other Industrial | Existing | Space Heating | Natural Gas | Gas Boiler - Insulate Hot Water Lines | A | Purchases (Cumulative) | Achievable Technical Potential | 0 | 0 | 0 | 0 | 0 | 3.54 | 7.078 | 10.5951 | 14.1142 | 17.6361 | 21.1134 | 24.5811 | 28.0418 | 31.4475 | 34.8662 | 38.2524 | 41.639 | 45.0085 | 48.348 | 51.6914 | 55.021 | 58.3377 | 61.6422 | 64.9356 | 68.2185 | 68.2185 | 68.2185 | 68.2185 | 68.2185 | 68.2185 | 68.2185
F1_Industrial_Other Industrial_Existing_Process_Natural Gas_Gas Boiler - Insulate Hot Water Lines_A_Achievable Technical Potential | F1 | Industrial | Other Industrial | Existing | Process | Natural Gas | Gas Boiler - Insulate Hot Water Lines | A | Original Unit Energy Savings (kWh or therms) | Achievable Technical Potential | 0 | 0 | 0 | 0 | 0 | 19.0457 | 19.0457 | 19.0457 | 19.0457 | 19.0457 | 19.0457 | 19.0457 | 19.0457 | 19.0457 | 19.0457 | 19.0457 | 19.0457 | 19.0457 | 19.0457 | 19.0457 | 19.0457 | 19.0457 | 19.0457 | 19.0457 | 19.0457 | 19.0457 | 19.0457 | 19.0457 | 19.0457 | 19.0457 | 19.0457
F2_Industrial_Other Industrial_Existing_Process_Natural Gas_Gas Boiler - Insulate Hot Water Lines_A_Achievable Technical Potential | F2 | Industrial | Other Industrial | Existing | Process | Natural Gas | Gas Boiler - Insulate Hot Water Lines | A | Original Unit Summer Peak Savings (kW) | Achievable Technical Potential | 0 | 0 | 0 | 0 | 0 | 0 | 0 | 0 | 0 | 0 | 0 | 0 | 0 | 0 | 0 | 0 | 0 | 0 | 0 | 0 | 0 | 0 | 0 | 0 | 0 | 0 | 0 | 0 | 0 | 0 | 0
F3_Industrial_Other Industrial_Existing_Process_Natural Gas_Gas Boiler - Insulate Hot Water Lines_A_Achievable Technical Potential | F3 | Industrial | Other Industrial | Existing | Process | Natural Gas | Gas Boiler - Insulate Hot Water Lines | A | Original Unit Winter Peak Savings (kW) | Achievable Technical Potential | 0 | 0 | 0 | 0 | 0 | 0 | 0 | 0 | 0 | 0 | 0 | 0 | 0 | 0 | 0 | 0 | 0 | 0 | 0 | 0 | 0 | 0 | 0 | 0 | 0 | 0 | 0 | 0 | 0 | 0 | 0
F4_Industrial_Other Industrial_Existing_Process_Natural Gas_Gas Boiler - Insulate Hot Water Lines_A_Achievable Technical Potential | F4 | Industrial | Other Industrial | Existing | Process | Natural Gas | Gas Boiler - Insulate Hot Water Lines | A | Standalone Impact on Baseline Energy (%) | Achievable Technical Potential | 0% | 0% | 0% | 0% | 0% | 0.06186% | 0.1238% | 0.1864% | 0.2481% | 0.3098% | 0.3756% | 0.4385% | 0.5013% | 0.5712% | 0.6309% | 0.6989% | 0.7606% | 0.8263% | 0.8956% | 0.9565% | 1.022% | 1.088% | 1.154% | 1.22% | 0.012855 | 0.012893 | 0.012927 | 0.012958 | 0 | 0 | 0
F5_Industrial_Other Industrial_Existing_Process_Natural Gas_Gas Boiler - Insulate Hot Water Lines_A_Achievable Technical Potential | F5 | Industrial | Other Industrial | Existing | Process | Natural Gas | Gas Boiler - Insulate Hot Water Lines | A | Standalone Impact on Baseline Summer Peak (%) | Achievable Technical Potential | 0% | 0% | 0% | 0% | 0% | 0% | 0% | 0% | 0% | 0% | 0% | 0% | 0% | 0% | 0% | 0% | 0% | 0% | 0% | 0% | 0% | 0% | 0% | 0% | 0 | 0 | 0 | 0 | 0 | 0 | 0
F6_Industrial_Other Industrial_Existing_Process_Natural Gas_Gas Boiler - Insulate Hot Water Lines_A_Achievable Technical Potential | F6 | Industrial | Other Industrial | Existing | Process | Natural Gas | Gas Boiler - Insulate Hot Water Lines | A | Standalone Impact on Baseline Winter Peak (%) | Achievable Technical Potential | 0% | 0% | 0% | 0% | 0% | 0% | 0% | 0% | 0% | 0% | 0% | 0% | 0% | 0% | 0% | 0% | 0% | 0% | 0% | 0% | 0% | 0% | 0% | 0% | 0 | 0 | 0 | 0 | 0 | 0 | 0
F7_Industrial_Other Industrial_Existing_Process_Natural Gas_Gas Boiler - Insulate Hot Water Lines_A_Achievable Technical Potential | F7 | Industrial | Other Industrial | Existing | Process | Natural Gas | Gas Boiler - Insulate Hot Water Lines | A | Incremental Energy Savings (MWh or mTherms) | Achievable Technical Potential | 0 | 0 | 0 | 0 | 0 | 0.9762 | 0.97567 | 0.96991 | 0.97044 | 0.97124 | 0.9589 | 0.95628 | 0.95434 | 0.93919 | 0.94277 | 0.93378 | 0.9339 | 0.9292 | 0.92092 | 0.92201 | 0.91819 | 0.91462 | 0.91129 | 0.90819 | 0.90533 | 0 | 0 | 0 | 0 | 0 | 0
F8_Industrial_Other Industrial_Existing_Process_Natural Gas_Gas Boiler - Insulate Hot Water Lines_A_Achievable Technical Potential | F8 | Industrial | Other Industrial | Existing | Process | Natural Gas | Gas Boiler - Insulate Hot Water Lines | A | Incremental Summer Peak Savings (MW) | Achievable Technical Potential | 0 | 0 | 0 | 0 | 0 | 0 | 0 | 0 | 0 | 0 | 0 | 0 | 0 | 0 | 0 | 0 | 0 | 0 | 0 | 0 | 0 | 0 | 0 | 0 | 0 | 0 | 0 | 0 | 0 | 0 | 0
F9_Industrial_Other Industrial_Existing_Process_Natural Gas_Gas Boiler - Insulate Hot Water Lines_A_Achievable Technical Potential | F9 | Industrial | Other Industrial | Existing | Process | Natural Gas | Gas Boiler - Insulate Hot Water Lines | A | Incremental Winter Peak Savings (MW) | Achievable Technical Potential | 0 | 0 | 0 | 0 | 0 | 0 | 0 | 0 | 0 | 0 | 0 | 0 | 0 | 0 | 0 | 0 | 0 | 0 | 0 | 0 | 0 | 0 | 0 | 0 | 0 | 0 | 0 | 0 | 0 | 0 | 0
F10_Industrial_Other Industrial_Existing_Process_Natural Gas_Gas Boiler - Insulate Hot Water Lines_A_Achievable Technical Potential | F10 | Industrial | Other Industrial | Existing | Process | Natural Gas | Gas Boiler - Insulate Hot Water Lines | A | Cumulative Energy Savings (MWh or mTherms) | Achievable Technical Potential | 0 | 0 | 0 | 0 | 0 | 0.9762 | 1.9519 | 2.9218 | 3.8922 | 4.8635 | 5.8224 | 6.7786 | 7.733 | 8.6722 | 9.6149 | 10.5487 | 11.4826 | 12.4118 | 13.3328 | 14.2548 | 15.173 | 16.0876 | 16.9989 | 17.9071 | 18.8124 | 18.8124 | 18.8124 | 18.8124 | 18.8124 | 18.8124 | 18.8124
F11_Industrial_Other Industrial_Existing_Process_Natural Gas_Gas Boiler - Insulate Hot Water Lines_A_Achievable Technical Potential | F11 | Industrial | Other Industrial | Existing | Process | Natural Gas | Gas Boiler - Insulate Hot Water Lines | A | Cumulative Summer Peak Savings (MW) | Achievable Technical Potential | 0 | 0 | 0 | 0 | 0 | 0 | 0 | 0 | 0 | 0 | 0 | 0 | 0 | 0 | 0 | 0 | 0 | 0 | 0 | 0 | 0 | 0 | 0 | 0 | 0 | 0 | 0 | 0 | 0 | 0 | 0
F12_Industrial_Other Industrial_Existing_Process_Natural Gas_Gas Boiler - Insulate Hot Water Lines_A_Achievable Technical Potential | F12 | Industrial | Other Industrial | Existing | Process | Natural Gas | Gas Boiler - Insulate Hot Water Lines | A | Cumulative Winter Peak Savings (MW) | Achievable Technical Potential | 0 | 0 | 0 | 0 | 0 | 0 | 0 | 0 | 0 | 0 | 0 | 0 | 0 | 0 | 0 | 0 | 0 | 0 | 0 | 0 | 0 | 0 | 0 | 0 | 0 | 0 | 0 | 0 | 0 | 0 | 0
F13_Industrial_Other Industrial_Existing_Process_Natural Gas_Gas Boiler - Insulate Hot Water Lines_A_Achievable Technical Potential | F13 | Industrial | Other Industrial | Existing | Process | Natural Gas | Gas Boiler - Insulate Hot Water Lines | A | Purchases (Incremental) | Achievable Technical Potential | 0 | 0 | 0 | 0 | 0 | 51.2557 | 51.2276 | 50.9255 | 50.953 | 50.9951 | 50.3476 | 50.21 | 50.108 | 49.3123 | 49.5006 | 49.0286 | 49.0349 | 48.7881 | 48.3529 | 48.4102 | 48.21 | 48.0225 | 47.8475 | 47.6849 | 47.5346 | 0 | 0 | 0 | 0 | 0 | 0
F14_Industrial_Other Industrial_Existing_Process_Natural Gas_Gas Boiler - Insulate Hot Water Lines_A_Achievable Technical Potential | F14 | Industrial | Other Industrial | Existing | Process | Natural Gas | Gas Boiler - Insulate Hot Water Lines | A | Purchases (Cumulative) | Achievable Technical Potential | 0 | 0 | 0 | 0 | 0 | 51.2557 | 102.4833 | 153.4088 | 204.3618 | 255.3569 | 305.7045 | 355.9145 | 406.0225 | 455.3348 | 504.8354 | 553.864 | 602.8989 | 651.687 | 700.0399 | 748.4501 | 796.6602 | 844.6827 | 892.5302 | 940.2152 | 987.7497 | 987.7497 | 987.7497 | 987.7497 | 987.7497 | 987.7497 | 987.7497
F1_Industrial_Other Industrial_Existing_Process_Natural Gas_Process - Insulate Heated Process Fluids_A_Achievable Technical Potential | F1 | Industrial | Other Industrial | Existing | Process | Natural Gas | Process - Insulate Heated Process Fluids | A | Original Unit Energy Savings (kWh or therms) | Achievable Technical Potential | 0 | 0 | 0 | 0 | 0 | 13.6092 | 13.6092 | 13.6092 | 13.6092 | 13.6092 | 13.6092 | 13.6092 | 13.6092 | 13.6092 | 13.6092 | 13.6092 | 13.6092 | 13.6092 | 13.6092 | 13.6092 | 13.6092 | 13.6092 | 13.6092 | 13.6092 | 13.6092 | 13.6092 | 13.6092 | 13.6092 | 13.6092 | 13.6092 | 13.6092
F2_Industrial_Other Industrial_Existing_Process_Natural Gas_Process - Insulate Heated Process Fluids_A_Achievable Technical Potential | F2 | Industrial | Other Industrial | Existing | Process | Natural Gas | Process - Insulate Heated Process Fluids | A | Original Unit Summer Peak Savings (kW) | Achievable Technical Potential | 0 | 0 | 0 | 0 | 0 | 0 | 0 | 0 | 0 | 0 | 0 | 0 | 0 | 0 | 0 | 0 | 0 | 0 | 0 | 0 | 0 | 0 | 0 | 0 | 0 | 0 | 0 | 0 | 0 | 0 | 0
F3_Industrial_Other Industrial_Existing_Process_Natural Gas_Process - Insulate Heated Process Fluids_A_Achievable Technical Potential | F3 | Industrial | Other Industrial | Existing | Process | Natural Gas | Process - Insulate Heated Process Fluids | A | Original Unit Winter Peak Savings (kW) | Achievable Technical Potential | 0 | 0 | 0 | 0 | 0 | 0 | 0 | 0 | 0 | 0 | 0 | 0 | 0 | 0 | 0 | 0 | 0 | 0 | 0 | 0 | 0 | 0 | 0 | 0 | 0 | 0 | 0 | 0 | 0 | 0 | 0
F4_Industrial_Other Industrial_Existing_Process_Natural Gas_Process - Insulate Heated Process Fluids_A_Achievable Technical Potential | F4 | Industrial | Other Industrial | Existing | Process | Natural Gas | Process - Insulate Heated Process Fluids | A | Standalone Impact on Baseline Energy (%) | Achievable Technical Potential | 0% | 0% | 0% | 0% | 0% | 0.04835% | 0.09672% | 0.1456% | 0.1939% | 0.2421% | 0.2887% | 0.3243% | 0.3528% | 0.3808% | 0.3972% | 0.4153% | 0.4266% | 0.4379% | 0.4492% | 0.4545% | 0.461% | 0.4629% | 0.4646% | 0.4661% | 0.0046762 | 0.0046899 | 0.0047024 | 0.0047139 | 0 | 0 | 0
F5_Industrial_Other Industrial_Existing_Process_Natural Gas_Process - Insulate Heated Process Fluids_A_Achievable Technical Potential | F5 | Industrial | Other Industrial | Existing | Process | Natural Gas | Process - Insulate Heated Process Fluids | A | Standalone Impact on Baseline Summer Peak (%) | Achievable Technical Potential | 0% | 0% | 0% | 0% | 0% | 0% | 0% | 0% | 0% | 0% | 0% | 0% | 0% | 0% | 0% | 0% | 0% | 0% | 0% | 0% | 0% | 0% | 0% | 0% | 0 | 0 | 0 | 0 | 0 | 0 | 0
F6_Industrial_Other Industrial_Existing_Process_Natural Gas_Process - Insulate Heated Process Fluids_A_Achievable Technical Potential | F6 | Industrial | Other Industrial | Existing | Process | Natural Gas | Process - Insulate Heated Process Fluids | A | Standalone Impact on Baseline Winter Peak (%) | Achievable Technical Potential | 0% | 0% | 0% | 0% | 0% | 0% | 0% | 0% | 0% | 0% | 0% | 0% | 0% | 0% | 0% | 0% | 0% | 0% | 0% | 0% | 0% | 0% | 0% | 0% | 0 | 0 | 0 | 0 | 0 | 0 | 0
F7_Industrial_Other Industrial_Existing_Process_Natural Gas_Process - Insulate Heated Process Fluids_A_Achievable Technical Potential | F7 | Industrial | Other Industrial | Existing | Process | Natural Gas | Process - Insulate Heated Process Fluids | A | Incremental Energy Savings (MWh or mTherms) | Achievable Technical Potential | 0 | 0 | 0 | 0 | 0 | 0.76294 | 0.76252 | 0.75803 | 0.75844 | 0.75906 | 0.67448 | 0.53811 | 0.42961 | 0.33823 | 0.27162 | 0.21522 | 0.1722 | 0.13707 | 0.10868 | 0.087044 | 0.069347 | 0.00047116 | 0.00016766 | 5.6962e-05 | 1.8516e-05 | 1.5693e-05 | 1.5651e-05 | 1.5613e-05 | 1.5579e-05 | 1.5549e-05 | 1.5522e-05
F8_Industrial_Other Industrial_Existing_Process_Natural Gas_Process - Insulate Heated Process Fluids_A_Achievable Technical Potential | F8 | Industrial | Other Industrial | Existing | Process | Natural Gas | Process - Insulate Heated Process Fluids | A | Incremental Summer Peak Savings (MW) | Achievable Technical Potential | 0 | 0 | 0 | 0 | 0 | 0 | 0 | 0 | 0 | 0 | 0 | 0 | 0 | 0 | 0 | 0 | 0 | 0 | 0 | 0 | 0 | 0 | 0 | 0 | 0 | 0 | 0 | 0 | 0 | 0 | 0
F9_Industrial_Other Industrial_Existing_Process_Natural Gas_Process - Insulate Heated Process Fluids_A_Achievable Technical Potential | F9 | Industrial | Other Industrial | Existing | Process | Natural Gas | Process - Insulate Heated Process Fluids | A | Incremental Winter Peak Savings (MW) | Achievable Technical Potential | 0 | 0 | 0 | 0 | 0 | 0 | 0 | 0 | 0 | 0 | 0 | 0 | 0 | 0 | 0 | 0 | 0 | 0 | 0 | 0 | 0 | 0 | 0 | 0 | 0 | 0 | 0 | 0 | 0 | 0 | 0
F10_Industrial_Other Industrial_Existing_Process_Natural Gas_Process - Insulate Heated Process Fluids_A_Achievable Technical Potential | F10 | Industrial | Other Industrial | Existing | Process | Natural Gas | Process - Insulate Heated Process Fluids | A | Cumulative Energy Savings (MWh or mTherms) | Achievable Technical Potential | 0 | 0 | 0 | 0 | 0 | 0.76294 | 1.5255 | 2.2835 | 3.0419 | 3.801 | 4.4755 | 5.0136 | 5.4432 | 5.7814 | 6.0531 | 6.2683 | 6.4405 | 6.5775 | 6.6862 | 6.7733 | 6.8426 | 6.8431 | 6.8433 | 6.8433 | 6.8433 | 6.8433 | 6.8434 | 6.8434 | 6.8434 | 6.8434 | 6.8434
F11_Industrial_Other Industrial_Existing_Process_Natural Gas_Process - Insulate Heated Process Fluids_A_Achievable Technical Potential | F11 | Industrial | Other Industrial | Existing | Process | Natural Gas | Process - Insulate Heated Process Fluids | A | Cumulative Summer Peak Savings (MW) | Achievable Technical Potential | 0 | 0 | 0 | 0 | 0 | 0 | 0 | 0 | 0 | 0 | 0 | 0 | 0 | 0 | 0 | 0 | 0 | 0 | 0 | 0 | 0 | 0 | 0 | 0 | 0 | 0 | 0 | 0 | 0 | 0 | 0
F12_Industrial_Other Industrial_Existing_Process_Natural Gas_Process - Insulate Heated Process Fluids_A_Achievable Technical Potential | F12 | Industrial | Other Industrial | Existing | Process | Natural Gas | Process - Insulate Heated Process Fluids | A | Cumulative Winter Peak Savings (MW) | Achievable Technical Potential | 0 | 0 | 0 | 0 | 0 | 0 | 0 | 0 | 0 | 0 | 0 | 0 | 0 | 0 | 0 | 0 | 0 | 0 | 0 | 0 | 0 | 0 | 0 | 0 | 0 | 0 | 0 | 0 | 0 | 0 | 0
F13_Industrial_Other Industrial_Existing_Process_Natural Gas_Process - Insulate Heated Process Fluids_A_Achievable Technical Potential | F13 | Industrial | Other Industrial | Existing | Process | Natural Gas | Process - Insulate Heated Process Fluids | A | Purchases (Incremental) | Achievable Technical Potential | 0 | 0 | 0 | 0 | 0 | 56.0607 | 56.03 | 55.6995 | 55.7296 | 55.7757 | 49.5607 | 39.5402 | 31.5679 | 24.8533 | 19.9586 | 15.8146 | 12.6533 | 10.0717 | 7.9855 | 6.396 | 5.0956 | 0.034621 | 0.01232 | 0.0041856 | 0.0013606 | 0.0011531 | 0.00115 | 0.0011472 | 0.0011447 | 0.0011425 | 0.0011406
F14_Industrial_Other Industrial_Existing_Process_Natural Gas_Process - Insulate Heated Process Fluids_A_Achievable Technical Potential | F14 | Industrial | Other Industrial | Existing | Process | Natural Gas | Process - Insulate Heated Process Fluids | A | Purchases (Cumulative) | Achievable Technical Potential | 0 | 0 | 0 | 0 | 0 | 56.0607 | 112.0907 | 167.7902 | 223.5199 | 279.2956 | 328.8563 | 368.3965 | 399.9645 | 424.8178 | 444.7763 | 460.5909 | 473.2442 | 483.316 | 491.3014 | 497.6974 | 502.793 | 502.8276 | 502.84 | 502.8441 | 502.8455 | 502.8467 | 502.8478 | 502.8489 | 502.8501 | 502.8512 | 502.8524
F1_Industrial_Other Industrial_Existing_Process_Natural Gas_Process Heat Recovery_A_Achievable Technical Potential | F1 | Industrial | Other Industrial | Existing | Process | Natural Gas | Process Heat Recovery | A | Original Unit Energy Savings (kWh or therms) | Achievable Technical Potential | 0 | 0 | 0 | 0 | 0 | 0.033147 | 0.033147 | 0.033147 | 0.033147 | 0.033147 | 0.033147 | 0.033147 | 0.033147 | 0.033147 | 0.033147 | 0.033147 | 0.033147 | 0.033147 | 0.033147 | 0.033147 | 0.033147 | 0.033147 | 0.033147 | 0.033147 | 0.033147 | 0.033147 | 0.033147 | 0.033147 | 0 | 0 | 0
F2_Industrial_Other Industrial_Existing_Process_Natural Gas_Process Heat Recovery_A_Achievable Technical Potential | F2 | Industrial | Other Industrial | Existing | Process | Natural Gas | Process Heat Recovery | A | Original Unit Summer Peak Savings (kW) | Achievable Technical Potential | 0 | 0 | 0 | 0 | 0 | 0 | 0 | 0 | 0 | 0 | 0 | 0 | 0 | 0 | 0 | 0 | 0 | 0 | 0 | 0 | 0 | 0 | 0 | 0 | 0 | 0 | 0 | 0 | 0 | 0 | 0
F3_Industrial_Other Industrial_Existing_Process_Natural Gas_Process Heat Recovery_A_Achievable Technical Potential | F3 | Industrial | Other Industrial | Existing | Process | Natural Gas | Process Heat Recovery | A | Original Unit Winter Peak Savings (kW) | Achievable Technical Potential | 0 | 0 | 0 | 0 | 0 | 0 | 0 | 0 | 0 | 0 | 0 | 0 | 0 | 0 | 0 | 0 | 0 | 0 | 0 | 0 | 0 | 0 | 0 | 0 | 0 | 0 | 0 | 0 | 0 | 0 | 0
F4_Industrial_Other Industrial_Existing_Process_Natural Gas_Process Heat Recovery_A_Achievable Technical Potential | F4 | Industrial | Other Industrial | Existing | Process | Natural Gas | Process Heat Recovery | A | Standalone Impact on Baseline Energy (%) | Achievable Technical Potential | 0% | 0% | 0% | 0% | 0% | 0.004239% | 0.008481% | 0.01277% | 0.017% | 0.02123% | 0.02532% | 0.02844% | 0.03094% | 0.03339% | 0.03483% | 0.03641% | 0.03741% | 0.0384% | 0.03938% | 0.03985% | 0.04042% | 0.04058% | 0.04073% | 0.04087% | 0.00041002 | 0.00041122 | 0.00041232 | 0.00041332 | 0 | 0 | 0
F5_Industrial_Other Industrial_Existing_Process_Natural Gas_Process Heat Recovery_A_Achievable Technical Potential | F5 | Industrial | Other Industrial | Existing | Process | Natural Gas | Process Heat Recovery | A | Standalone Impact on Baseline Summer Peak (%) | Achievable Technical Potential | 0% | 0% | 0% | 0% | 0% | 0% | 0% | 0% | 0% | 0% | 0% | 0% | 0% | 0% | 0% | 0% | 0% | 0% | 0% | 0% | 0% | 0% | 0% | 0% | 0 | 0 | 0 | 0 | 0 | 0 | 0
F6_Industrial_Other Industrial_Existing_Process_Natural Gas_Process Heat Recovery_A_Achievable Technical Potential | F6 | Industrial | Other Industrial | Existing | Process | Natural Gas | Process Heat Recovery | A | Standalone Impact on Baseline Winter Peak (%) | Achievable Technical Potential | 0% | 0% | 0% | 0% | 0% | 0% | 0% | 0% | 0% | 0% | 0% | 0% | 0% | 0% | 0% | 0% | 0% | 0% | 0% | 0% | 0% | 0% | 0% | 0% | 0 | 0 | 0 | 0 | 0 | 0 | 0
F7_Industrial_Other Industrial_Existing_Process_Natural Gas_Process Heat Recovery_A_Achievable Technical Potential | F7 | Industrial | Other Industrial | Existing | Process | Natural Gas | Process Heat Recovery | A | Incremental Energy Savings (MWh or mTherms) | Achievable Technical Potential | 0 | 0 | 0 | 0 | 0 | 0.066896 | 0.06686 | 0.066465 | 0.066501 | 0.066556 | 0.05914 | 0.047183 | 0.03767 | 0.029657 | 0.023816 | 0.018871 | 0.015099 | 0.012018 | 0.009529 | 0.0076322 | 0.0060805 | 4.1312e-05 | 1.4701e-05 | 4.9946e-06 | 1.6235e-06 | 1.376e-06 | 1.3723e-06 | 1.369e-06 | 0 | 0 | 0
F8_Industrial_Other Industrial_Existing_Process_Natural Gas_Process Heat Recovery_A_Achievable Technical Potential | F8 | Industrial | Other Industrial | Existing | Process | Natural Gas | Process Heat Recovery | A | Incremental Summer Peak Savings (MW) | Achievable Technical Potential | 0 | 0 | 0 | 0 | 0 | 0 | 0 | 0 | 0 | 0 | 0 | 0 | 0 | 0 | 0 | 0 | 0 | 0 | 0 | 0 | 0 | 0 | 0 | 0 | 0 | 0 | 0 | 0 | 0 | 0 | 0
F9_Industrial_Other Industrial_Existing_Process_Natural Gas_Process Heat Recovery_A_Achievable Technical Potential | F9 | Industrial | Other Industrial | Existing | Process | Natural Gas | Process Heat Recovery | A | Incremental Winter Peak Savings (MW) | Achievable Technical Potential | 0 | 0 | 0 | 0 | 0 | 0 | 0 | 0 | 0 | 0 | 0 | 0 | 0 | 0 | 0 | 0 | 0 | 0 | 0 | 0 | 0 | 0 | 0 | 0 | 0 | 0 | 0 | 0 | 0 | 0 | 0
F10_Industrial_Other Industrial_Existing_Process_Natural Gas_Process Heat Recovery_A_Achievable Technical Potential | F10 | Industrial | Other Industrial | Existing | Process | Natural Gas | Process Heat Recovery | A | Cumulative Energy Savings (MWh or mTherms) | Achievable Technical Potential | 0 | 0 | 0 | 0 | 0 | 0.066896 | 0.13376 | 0.20022 | 0.26672 | 0.33328 | 0.39242 | 0.4396 | 0.47727 | 0.50693 | 0.53075 | 0.54962 | 0.56472 | 0.57673 | 0.58626 | 0.5939 | 0.59998 | 0.60002 | 0.60003 | 0.60004 | 0.60004 | 0.60004 | 0.60004 | 0.60004 | 0 | 0 | 0
F11_Industrial_Other Industrial_Existing_Process_Natural Gas_Process Heat Recovery_A_Achievable Technical Potential | F11 | Industrial | Other Industrial | Existing | Process | Natural Gas | Process Heat Recovery | A | Cumulative Summer Peak Savings (MW) | Achievable Technical Potential | 0 | 0 | 0 | 0 | 0 | 0 | 0 | 0 | 0 | 0 | 0 | 0 | 0 | 0 | 0 | 0 | 0 | 0 | 0 | 0 | 0 | 0 | 0 | 0 | 0 | 0 | 0 | 0 | 0 | 0 | 0
F12_Industrial_Other Industrial_Existing_Process_Natural Gas_Process Heat Recovery_A_Achievable Technical Potential | F12 | Industrial | Other Industrial | Existing | Process | Natural Gas | Process Heat Recovery | A | Cumulative Winter Peak Savings (MW) | Achievable Technical Potential | 0 | 0 | 0 | 0 | 0 | 0 | 0 | 0 | 0 | 0 | 0 | 0 | 0 | 0 | 0 | 0 | 0 | 0 | 0 | 0 | 0 | 0 | 0 | 0 | 0 | 0 | 0 | 0 | 0 | 0 | 0
F13_Industrial_Other Industrial_Existing_Process_Natural Gas_Process Heat Recovery_A_Achievable Technical Potential | F13 | Industrial | Other Industrial | Existing | Process | Natural Gas | Process Heat Recovery | A | Purchases (Incremental) | Achievable Technical Potential | 0 | 0 | 0 | 0 | 0 | 2018.1864 | 2017.0787 | 2005.1833 | 2006.2674 | 2007.9263 | 1784.1849 | 1423.4475 | 1136.4458 | 894.7196 | 718.5085 | 569.3253 | 455.5193 | 362.5813 | 287.4777 | 230.2546 | 183.4419 | 1.2463 | 0.4435 | 0.15068 | 0.04898 | 0.041512 | 0.041401 | 0.041301 | 9.3059e-07 | 9.3059e-07 | 9.3059e-07
F14_Industrial_Other Industrial_Existing_Process_Natural Gas_Process Heat Recovery_A_Achievable Technical Potential | F14 | Industrial | Other Industrial | Existing | Process | Natural Gas | Process Heat Recovery | A | Purchases (Cumulative) | Achievable Technical Potential | 0 | 0 | 0 | 0 | 0 | 2018.1864 | 4035.2651 | 6040.4484 | 8046.7157 | 10054.642 | 11838.827 | 13262.2744 | 14398.7202 | 15293.4398 | 16011.9483 | 16581.2736 | 17036.7929 | 17399.3742 | 17686.8519 | 17917.1065 | 18100.5485 | 18101.7948 | 18102.2383 | 18102.389 | 18102.438 | 18102.4795 | 18102.5209 | 18102.5622 | 18102.5622 | 18102.5622 | 18102.5622
F1_Industrial_Other Industrial_Existing_Space Heating_Natural Gas_Building Automation System_A_Achievable Technical Potential | F1 | Industrial | Other Industrial | Existing | Space Heating | Natural Gas | Building Automation System | A | Original Unit Energy Savings (kWh or therms) | Achievable Technical Potential | 0 | 0 | 0 | 0 | 0 | 0.015466 | 0.01539 | 0.015297 | 0.015198 | 0.015094 | 0.014989 | 0.014881 | 0.014774 | 0.014667 | 0.014552 | 0.014445 | 0.01434 | 0.014242 | 0.014151 | 0.014062 | 0.013978 | 0.013892 | 0.013815 | 0.013742 | 0.013672 | 0.013608 | 0.013548 | 0.013493 | 0 | 0 | 0
F2_Industrial_Other Industrial_Existing_Space Heating_Natural Gas_Building Automation System_A_Achievable Technical Potential | F2 | Industrial | Other Industrial | Existing | Space Heating | Natural Gas | Building Automation System | A | Original Unit Summer Peak Savings (kW) | Achievable Technical Potential | 0 | 0 | 0 | 0 | 0 | 0 | 0 | 0 | 0 | 0 | 0 | 0 | 0 | 0 | 0 | 0 | 0 | 0 | 0 | 0 | 0 | 0 | 0 | 0 | 0 | 0 | 0 | 0 | 0 | 0 | 0
F3_Industrial_Other Industrial_Existing_Space Heating_Natural Gas_Building Automation System_A_Achievable Technical Potential | F3 | Industrial | Other Industrial | Existing | Space Heating | Natural Gas | Building Automation System | A | Original Unit Winter Peak Savings (kW) | Achievable Technical Potential | 0 | 0 | 0 | 0 | 0 | 0 | 0 | 0 | 0 | 0 | 0 | 0 | 0 | 0 | 0 | 0 | 0 | 0 | 0 | 0 | 0 | 0 | 0 | 0 | 0 | 0 | 0 | 0 | 0 | 0 | 0
F4_Industrial_Other Industrial_Existing_Space Heating_Natural Gas_Building Automation System_A_Achievable Technical Potential | F4 | Industrial | Other Industrial | Existing | Space Heating | Natural Gas | Building Automation System | A | Standalone Impact on Baseline Energy (%) | Achievable Technical Potential | 0% | 0% | 0% | 0% | 0% | 0.01308% | 0.03923% | 0.08588% | 0.1613% | 0.2758% | 0.4435% | 0.668% | 0.9588% | 1.332% | 1.749% | 2.24% | 2.743% | 3.263% | 3.77% | 4.184% | 4.549% | 4.832% | 5.033% | 5.167% | 0.052602 | 0.052755 | 0.052896 | 0.053025 | 0 | 0 | 0
F5_Industrial_Other Industrial_Existing_Space Heating_Natural Gas_Building Automation System_A_Achievable Technical Potential | F5 | Industrial | Other Industrial | Existing | Space Heating | Natural Gas | Building Automation System | A | Standalone Impact on Baseline Summer Peak (%) | Achievable Technical Potential | 0% | 0% | 0% | 0% | 0% | 0% | 0% | 0% | 0% | 0% | 0% | 0% | 0% | 0% | 0% | 0% | 0% | 0% | 0% | 0% | 0% | 0% | 0% | 0% | 0 | 0 | 0 | 0 | 0 | 0 | 0
F6_Industrial_Other Industrial_Existing_Space Heating_Natural Gas_Building Automation System_A_Achievable Technical Potential | F6 | Industrial | Other Industrial | Existing | Space Heating | Natural Gas | Building Automation System | A | Standalone Impact on Baseline Winter Peak (%) | Achievable Technical Potential | 0% | 0% | 0% | 0% | 0% | 0% | 0% | 0% | 0% | 0% | 0% | 0% | 0% | 0% | 0% | 0% | 0% | 0% | 0% | 0% | 0% | 0% | 0% | 0% | 0 | 0 | 0 | 0 | 0 | 0 | 0
F7_Industrial_Other Industrial_Existing_Space Heating_Natural Gas_Building Automation System_A_Achievable Technical Potential | F7 | Industrial | Other Industrial | Existing | Space Heating | Natural Gas | Building Automation System | A | Incremental Energy Savings (MWh or mTherms) | Achievable Technical Potential | 0 | 0 | 0 | 0 | 0 | 0.098913 | 0.19665 | 0.34499 | 0.55784 | 0.84165 | 1.1818 | 1.5917 | 2.0444 | 2.4704 | 2.9013 | 3.2004 | 3.3802 | 3.3542 | 3.1136 | 2.7236 | 2.2297 | 1.688 | 1.1579 | 0.73334 | 0.47434 | 0 | 0 | 0 | 0 | 0 | 0
F8_Industrial_Other Industrial_Existing_Space Heating_Natural Gas_Building Automation System_A_Achievable Technical Potential | F8 | Industrial | Other Industrial | Existing | Space Heating | Natural Gas | Building Automation System | A | Incremental Summer Peak Savings (MW) | Achievable Technical Potential | 0 | 0 | 0 | 0 | 0 | 0 | 0 | 0 | 0 | 0 | 0 | 0 | 0 | 0 | 0 | 0 | 0 | 0 | 0 | 0 | 0 | 0 | 0 | 0 | 0 | 0 | 0 | 0 | 0 | 0 | 0
F9_Industrial_Other Industrial_Existing_Space Heating_Natural Gas_Building Automation System_A_Achievable Technical Potential | F9 | Industrial | Other Industrial | Existing | Space Heating | Natural Gas | Building Automation System | A | Incremental Winter Peak Savings (MW) | Achievable Technical Potential | 0 | 0 | 0 | 0 | 0 | 0 | 0 | 0 | 0 | 0 | 0 | 0 | 0 | 0 | 0 | 0 | 0 | 0 | 0 | 0 | 0 | 0 | 0 | 0 | 0 | 0 | 0 | 0 | 0 | 0 | 0
F10_Industrial_Other Industrial_Existing_Space Heating_Natural Gas_Building Automation System_A_Achievable Technical Potential | F10 | Industrial | Other Industrial | Existing | Space Heating | Natural Gas | Building Automation System | A | Cumulative Energy Savings (MWh or mTherms) | Achievable Technical Potential | 0 | 0 | 0 | 0 | 0 | 0.098913 | 0.29508 | 0.63827 | 1.192 | 2.0255 | 3.1933 | 4.762 | 6.7721 | 9.1935 | 12.0225 | 15.1347 | 18.4045 | 21.6332 | 24.6083 | 27.1775 | 29.2449 | 30.7535 | 31.7401 | 32.3053 | 32.6161 | 32.4625 | 32.3203 | 32.1886 | 0 | 0 | 0
F11_Industrial_Other Industrial_Existing_Space Heating_Natural Gas_Building Automation System_A_Achievable Technical Potential | F11 | Industrial | Other Industrial | Existing | Space Heating | Natural Gas | Building Automation System | A | Cumulative Summer Peak Savings (MW) | Achievable Technical Potential | 0 | 0 | 0 | 0 | 0 | 0 | 0 | 0 | 0 | 0 | 0 | 0 | 0 | 0 | 0 | 0 | 0 | 0 | 0 | 0 | 0 | 0 | 0 | 0 | 0 | 0 | 0 | 0 | 0 | 0 | 0
F12_Industrial_Other Industrial_Existing_Space Heating_Natural Gas_Building Automation System_A_Achievable Technical Potential | F12 | Industrial | Other Industrial | Existing | Space Heating | Natural Gas | Building Automation System | A | Cumulative Winter Peak Savings (MW) | Achievable Technical Potential | 0 | 0 | 0 | 0 | 0 | 0 | 0 | 0 | 0 | 0 | 0 | 0 | 0 | 0 | 0 | 0 | 0 | 0 | 0 | 0 | 0 | 0 | 0 | 0 | 0 | 0 | 0 | 0 | 0 | 0 | 0
F13_Industrial_Other Industrial_Existing_Space Heating_Natural Gas_Building Automation System_A_Achievable Technical Potential | F13 | Industrial | Other Industrial | Existing | Space Heating | Natural Gas | Building Automation System | A | Purchases (Incremental) | Achievable Technical Potential | 0 | 0 | 0 | 0 | 0 | 6395.6044 | 12777.3772 | 22553.0195 | 36705.4111 | 55759.7558 | 78845.7466 | 106958.7841 | 138375.681 | 168429.1154 | 199376.2677 | 221554.0662 | 235722.3996 | 235515.1553 | 220032.4123 | 193686.8631 | 159514.5259 | 121507.2691 | 83813.9118 | 53365.8047 | 34694.0336 | 0 | 0 | 0 | 0 | 0 | 0
F14_Industrial_Other Industrial_Existing_Space Heating_Natural Gas_Building Automation System_A_Achievable Technical Potential | F14 | Industrial | Other Industrial | Existing | Space Heating | Natural Gas | Building Automation System | A | Purchases (Cumulative) | Achievable Technical Potential | 0 | 0 | 0 | 0 | 0 | 6395.6044 | 19172.9816 | 41726.001 | 78431.4121 | 134191.1679 | 213036.9145 | 319995.6986 | 458371.3796 | 626800.495 | 826176.7628 | 1047730.829 | 1283453.2286 | 1518968.3839 | 1739000.7962 | 1932687.6593 | 2092202.1853 | 2213709.4544 | 2297523.3662 | 2350889.1708 | 2385583.2044 | 2385583.2044 | 2385583.2044 | 2385583.2044 | 2385583.2044 | 2385583.2044 | 2385583.2044
F1_Industrial_Other Industrial_Existing_Space Heating_Natural Gas_Steam System Efficiency Improvements_A_Achievable Technical Potential | F1 | Industrial | Other Industrial | Existing | Space Heating | Natural Gas | Steam System Efficiency Improvements | A | Original Unit Energy Savings (kWh or therms) | Achievable Technical Potential | 0 | 0 | 0 | 0 | 0 | 0.13779 | 0.13686 | 0.13593 | 0.135 | 0.13407 | 0.13317 | 0.13227 | 0.13139 | 0.13051 | 0.12958 | 0.12873 | 0.12789 | 0.12707 | 0.12625 | 0.12544 | 0.12465 | 0.12383 | 0.12303 | 0.12227 | 0.12149 | 0.12079 | 0.12015 | 0.11956 | 0.11902 | 0.11854 | 0.11809
F2_Industrial_Other Industrial_Existing_Space Heating_Natural Gas_Steam System Efficiency Improvements_A_Achievable Technical Potential | F2 | Industrial | Other Industrial | Existing | Space Heating | Natural Gas | Steam System Efficiency Improvements | A | Original Unit Summer Peak Savings (kW) | Achievable Technical Potential | 0 | 0 | 0 | 0 | 0 | 0 | 0 | 0 | 0 | 0 | 0 | 0 | 0 | 0 | 0 | 0 | 0 | 0 | 0 | 0 | 0 | 0 | 0 | 0 | 0 | 0 | 0 | 0 | 0 | 0 | 0
F3_Industrial_Other Industrial_Existing_Space Heating_Natural Gas_Steam System Efficiency Improvements_A_Achievable Technical Potential | F3 | Industrial | Other Industrial | Existing | Space Heating | Natural Gas | Steam System Efficiency Improvements | A | Original Unit Winter Peak Savings (kW) | Achievable Technical Potential | 0 | 0 | 0 | 0 | 0 | 0 | 0 | 0 | 0 | 0 | 0 | 0 | 0 | 0 | 0 | 0 | 0 | 0 | 0 | 0 | 0 | 0 | 0 | 0 | 0 | 0 | 0 | 0 | 0 | 0 | 0
F4_Industrial_Other Industrial_Existing_Space Heating_Natural Gas_Steam System Efficiency Improvements_A_Achievable Technical Potential | F4 | Industrial | Other Industrial | Existing | Space Heating | Natural Gas | Steam System Efficiency Improvements | A | Standalone Impact on Baseline Energy (%) | Achievable Technical Potential | 0% | 0% | 0% | 0% | 0% | 0.0008258% | 0.002472% | 0.005409% | 0.01016% | 0.01736% | 0.02792% | 0.04208% | 0.06043% | 0.08401% | 0.1104% | 0.1415% | 0.1734% | 0.2063% | 0.2384% | 0.2645% | 0.2875% | 0.3052% | 0.3177% | 0.3258% | 0.0033128 | 0.0033188 | 0.0033245 | 0.0033299 | 0 | 0 | 0
F5_Industrial_Other Industrial_Existing_Space Heating_Natural Gas_Steam System Efficiency Improvements_A_Achievable Technical Potential | F5 | Industrial | Other Industrial | Existing | Space Heating | Natural Gas | Steam System Efficiency Improvements | A | Standalone Impact on Baseline Summer Peak (%) | Achievable Technical Potential | 0% | 0% | 0% | 0% | 0% | 0% | 0% | 0% | 0% | 0% | 0% | 0% | 0% | 0% | 0% | 0% | 0% | 0% | 0% | 0% | 0% | 0% | 0% | 0% | 0 | 0 | 0 | 0 | 0 | 0 | 0
F6_Industrial_Other Industrial_Existing_Space Heating_Natural Gas_Steam System Efficiency Improvements_A_Achievable Technical Potential | F6 | Industrial | Other Industrial | Existing | Space Heating | Natural Gas | Steam System Efficiency Improvements | A | Standalone Impact on Baseline Winter Peak (%) | Achievable Technical Potential | 0% | 0% | 0% | 0% | 0% | 0% | 0% | 0% | 0% | 0% | 0% | 0% | 0% | 0% | 0% | 0% | 0% | 0% | 0% | 0% | 0% | 0% | 0% | 0% | 0 | 0 | 0 | 0 | 0 | 0 | 0
F7_Industrial_Other Industrial_Existing_Space Heating_Natural Gas_Steam System Efficiency Improvements_A_Achievable Technical Potential | F7 | Industrial | Other Industrial | Existing | Space Heating | Natural Gas | Steam System Efficiency Improvements | A | Incremental Energy Savings (MWh or mTherms) | Achievable Technical Potential | 0 | 0 | 0 | 0 | 0 | 0.0062458 | 0.012393 | 0.021727 | 0.035119 | 0.052982 | 0.074412 | 0.10027 | 0.12885 | 0.15579 | 0.1831 | 0.20214 | 0.21366 | 0.21209 | 0.19688 | 0.17218 | 0.14091 | 0.10663 | 0.073082 | 0.046243 | 0.029873 | 0 | 0 | 0 | 0 | 0 | 0
F8_Industrial_Other Industrial_Existing_Space Heating_Natural Gas_Steam System Efficiency Improvements_A_Achievable Technical Potential | F8 | Industrial | Other Industrial | Existing | Space Heating | Natural Gas | Steam System Efficiency Improvements | A | Incremental Summer Peak Savings (MW) | Achievable Technical Potential | 0 | 0 | 0 | 0 | 0 | 0 | 0 | 0 | 0 | 0 | 0 | 0 | 0 | 0 | 0 | 0 | 0 | 0 | 0 | 0 | 0 | 0 | 0 | 0 | 0 | 0 | 0 | 0 | 0 | 0 | 0
F9_Industrial_Other Industrial_Existing_Space Heating_Natural Gas_Steam System Efficiency Improvements_A_Achievable Technical Potential | F9 | Industrial | Other Industrial | Existing | Space Heating | Natural Gas | Steam System Efficiency Improvements | A | Incremental Winter Peak Savings (MW) | Achievable Technical Potential | 0 | 0 | 0 | 0 | 0 | 0 | 0 | 0 | 0 | 0 | 0 | 0 | 0 | 0 | 0 | 0 | 0 | 0 | 0 | 0 | 0 | 0 | 0 | 0 | 0 | 0 | 0 | 0 | 0 | 0 | 0
F10_Industrial_Other Industrial_Existing_Space Heating_Natural Gas_Steam System Efficiency Improvements_A_Achievable Technical Potential | F10 | Industrial | Other Industrial | Existing | Space Heating | Natural Gas | Steam System Efficiency Improvements | A | Cumulative Energy Savings (MWh or mTherms) | Achievable Technical Potential | 0 | 0 | 0 | 0 | 0 | 0.0062458 | 0.018597 | 0.040198 | 0.075041 | 0.12751 | 0.20106 | 0.29997 | 0.42681 | 0.57976 | 0.75875 | 0.95591 | 1.1633 | 1.3679 | 1.556 | 1.7181 | 1.8482 | 1.9427 | 2.0033 | 2.0371 | 2.0541 | 2.0422 | 2.0313 | 2.0214 | 2.0123 | 2.0041 | 1.9965
F11_Industrial_Other Industrial_Existing_Space Heating_Natural Gas_Steam System Efficiency Improvements_A_Achievable Technical Potential | F11 | Industrial | Other Industrial | Existing | Space Heating | Natural Gas | Steam System Efficiency Improvements | A | Cumulative Summer Peak Savings (MW) | Achievable Technical Potential | 0 | 0 | 0 | 0 | 0 | 0 | 0 | 0 | 0 | 0 | 0 | 0 | 0 | 0 | 0 | 0 | 0 | 0 | 0 | 0 | 0 | 0 | 0 | 0 | 0 | 0 | 0 | 0 | 0 | 0 | 0
F12_Industrial_Other Industrial_Existing_Space Heating_Natural Gas_Steam System Efficiency Improvements_A_Achievable Technical Potential | F12 | Industrial | Other Industrial | Existing | Space Heating | Natural Gas | Steam System Efficiency Improvements | A | Cumulative Winter Peak Savings (MW) | Achievable Technical Potential | 0 | 0 | 0 | 0 | 0 | 0 | 0 | 0 | 0 | 0 | 0 | 0 | 0 | 0 | 0 | 0 | 0 | 0 | 0 | 0 | 0 | 0 | 0 | 0 | 0 | 0 | 0 | 0 | 0 | 0 | 0
F13_Industrial_Other Industrial_Existing_Space Heating_Natural Gas_Steam System Efficiency Improvements_A_Achievable Technical Potential | F13 | Industrial | Other Industrial | Existing | Space Heating | Natural Gas | Steam System Efficiency Improvements | A | Purchases (Incremental) | Achievable Technical Potential | 0 | 0 | 0 | 0 | 0 | 45.3264 | 90.5548 | 159.836 | 260.1357 | 395.1762 | 558.7895 | 758.03 | 980.6854 | 1193.6777 | 1413.004 | 1570.1808 | 1670.5935 | 1669.1247 | 1559.3966 | 1372.6825 | 1130.499 | 861.1369 | 593.9994 | 378.21 | 245.8809 | 0 | 0 | 0 | 0 | 0 | 0
F14_Industrial_Other Industrial_Existing_Space Heating_Natural Gas_Steam System Efficiency Improvements_A_Achievable Technical Potential | F14 | Industrial | Other Industrial | Existing | Space Heating | Natural Gas | Steam System Efficiency Improvements | A | Purchases (Cumulative) | Achievable Technical Potential | 0 | 0 | 0 | 0 | 0 | 45.3264 | 135.8813 | 295.7173 | 555.853 | 951.0292 | 1509.8187 | 2267.8487 | 3248.534 | 4442.2118 | 5855.2158 | 7425.3965 | 9095.99 | 10765.1147 | 12324.5114 | 13697.1938 | 14827.6928 | 15688.8297 | 16282.8291 | 16661.0391 | 16906.92 | 16906.92 | 16906.92 | 16906.92 | 16906.92 | 16906.92 | 16906.92
F1_Industrial_Other Industrial_Existing_Process_Natural Gas_Steam System Efficiency Improvements_A_Achievable Technical Potential | F1 | Industrial | Other Industrial | Existing | Process | Natural Gas | Steam System Efficiency Improvements | A | Original Unit Energy Savings (kWh or therms) | Achievable Technical Potential | 0 | 0 | 0 | 0 | 0 | 0.10623 | 0.10623 | 0.10623 | 0.10623 | 0.10623 | 0.10623 | 0.10623 | 0.10623 | 0.10623 | 0.10623 | 0.10623 | 0.10623 | 0.10623 | 0.10623 | 0.10623 | 0.10623 | 0.10623 | 0.10623 | 0.10623 | 0.10623 | 0.10623 | 0.10623 | 0.10623 | 0.10623 | 0.10623 | 0.10623
F2_Industrial_Other Industrial_Existing_Process_Natural Gas_Steam System Efficiency Improvements_A_Achievable Technical Potential | F2 | Industrial | Other Industrial | Existing | Process | Natural Gas | Steam System Efficiency Improvements | A | Original Unit Summer Peak Savings (kW) | Achievable Technical Potential | 0 | 0 | 0 | 0 | 0 | 0 | 0 | 0 | 0 | 0 | 0 | 0 | 0 | 0 | 0 | 0 | 0 | 0 | 0 | 0 | 0 | 0 | 0 | 0 | 0 | 0 | 0 | 0 | 0 | 0 | 0
F3_Industrial_Other Industrial_Existing_Process_Natural Gas_Steam System Efficiency Improvements_A_Achievable Technical Potential | F3 | Industrial | Other Industrial | Existing | Process | Natural Gas | Steam System Efficiency Improvements | A | Original Unit Winter Peak Savings (kW) | Achievable Technical Potential | 0 | 0 | 0 | 0 | 0 | 0 | 0 | 0 | 0 | 0 | 0 | 0 | 0 | 0 | 0 | 0 | 0 | 0 | 0 | 0 | 0 | 0 | 0 | 0 | 0 | 0 | 0 | 0 | 0 | 0 | 0
F4_Industrial_Other Industrial_Existing_Process_Natural Gas_Steam System Efficiency Improvements_A_Achievable Technical Potential | F4 | Industrial | Other Industrial | Existing | Process | Natural Gas | Steam System Efficiency Improvements | A | Standalone Impact on Baseline Energy (%) | Achievable Technical Potential | 0% | 0% | 0% | 0% | 0% | 5.309e-05% | 0.0001592% | 0.0003486% | 0.0006549% | 0.00112% | 0.0018% | 0.002712% | 0.003892% | 0.005408% | 0.007101% | 0.009092% | 0.01114% | 0.01325% | 0.0153% | 0.01699% | 0.01846% | 0.01961% | 0.02043% | 0.02098% | 0.00021353 | 0.00021416 | 0.00021473 | 0.00021525 | 0 | 0 | 0
F5_Industrial_Other Industrial_Existing_Process_Natural Gas_Steam System Efficiency Improvements_A_Achievable Technical Potential | F5 | Industrial | Other Industrial | Existing | Process | Natural Gas | Steam System Efficiency Improvements | A | Standalone Impact on Baseline Summer Peak (%) | Achievable Technical Potential | 0% | 0% | 0% | 0% | 0% | 0% | 0% | 0% | 0% | 0% | 0% | 0% | 0% | 0% | 0% | 0% | 0% | 0% | 0% | 0% | 0% | 0% | 0% | 0% | 0 | 0 | 0 | 0 | 0 | 0 | 0
F6_Industrial_Other Industrial_Existing_Process_Natural Gas_Steam System Efficiency Improvements_A_Achievable Technical Potential | F6 | Industrial | Other Industrial | Existing | Process | Natural Gas | Steam System Efficiency Improvements | A | Standalone Impact on Baseline Winter Peak (%) | Achievable Technical Potential | 0% | 0% | 0% | 0% | 0% | 0% | 0% | 0% | 0% | 0% | 0% | 0% | 0% | 0% | 0% | 0% | 0% | 0% | 0% | 0% | 0% | 0% | 0% | 0% | 0 | 0 | 0 | 0 | 0 | 0 | 0
F7_Industrial_Other Industrial_Existing_Process_Natural Gas_Steam System Efficiency Improvements_A_Achievable Technical Potential | F7 | Industrial | Other Industrial | Existing | Process | Natural Gas | Steam System Efficiency Improvements | A | Incremental Energy Savings (MWh or mTherms) | Achievable Technical Potential | 0 | 0 | 0 | 0 | 0 | 0.00083777 | 0.0016737 | 0.0029542 | 0.0048081 | 0.007304 | 0.010328 | 0.014011 | 0.018126 | 0.022063 | 0.026117 | 0.029022 | 0.030878 | 0.03085 | 0.028822 | 0.025371 | 0.020895 | 0.015916 | 0.010979 | 0.0069905 | 0.0045446 | 0 | 0 | 0 | 0 | 0 | 0
F8_Industrial_Other Industrial_Existing_Process_Natural Gas_Steam System Efficiency Improvements_A_Achievable Technical Potential | F8 | Industrial | Other Industrial | Existing | Process | Natural Gas | Steam System Efficiency Improvements | A | Incremental Summer Peak Savings (MW) | Achievable Technical Potential | 0 | 0 | 0 | 0 | 0 | 0 | 0 | 0 | 0 | 0 | 0 | 0 | 0 | 0 | 0 | 0 | 0 | 0 | 0 | 0 | 0 | 0 | 0 | 0 | 0 | 0 | 0 | 0 | 0 | 0 | 0
F9_Industrial_Other Industrial_Existing_Process_Natural Gas_Steam System Efficiency Improvements_A_Achievable Technical Potential | F9 | Industrial | Other Industrial | Existing | Process | Natural Gas | Steam System Efficiency Improvements | A | Incremental Winter Peak Savings (MW) | Achievable Technical Potential | 0 | 0 | 0 | 0 | 0 | 0 | 0 | 0 | 0 | 0 | 0 | 0 | 0 | 0 | 0 | 0 | 0 | 0 | 0 | 0 | 0 | 0 | 0 | 0 | 0 | 0 | 0 | 0 | 0 | 0 | 0
F10_Industrial_Other Industrial_Existing_Process_Natural Gas_Steam System Efficiency Improvements_A_Achievable Technical Potential | F10 | Industrial | Other Industrial | Existing | Process | Natural Gas | Steam System Efficiency Improvements | A | Cumulative Energy Savings (MWh or mTherms) | Achievable Technical Potential | 0 | 0 | 0 | 0 | 0 | 0.00083777 | 0.0025115 | 0.0054657 | 0.010274 | 0.017578 | 0.027906 | 0.041917 | 0.060043 | 0.082105 | 0.10822 | 0.13724 | 0.16812 | 0.19897 | 0.22779 | 0.25317 | 0.27406 | 0.28998 | 0.30096 | 0.30795 | 0.31249 | 0.31249 | 0.31249 | 0.31249 | 0.31249 | 0.31249 | 0.31249
F11_Industrial_Other Industrial_Existing_Process_Natural Gas_Steam System Efficiency Improvements_A_Achievable Technical Potential | F11 | Industrial | Other Industrial | Existing | Process | Natural Gas | Steam System Efficiency Improvements | A | Cumulative Summer Peak Savings (MW) | Achievable Technical Potential | 0 | 0 | 0 | 0 | 0 | 0 | 0 | 0 | 0 | 0 | 0 | 0 | 0 | 0 | 0 | 0 | 0 | 0 | 0 | 0 | 0 | 0 | 0 | 0 | 0 | 0 | 0 | 0 | 0 | 0 | 0
F12_Industrial_Other Industrial_Existing_Process_Natural Gas_Steam System Efficiency Improvements_A_Achievable Technical Potential | F12 | Industrial | Other Industrial | Existing | Process | Natural Gas | Steam System Efficiency Improvements | A | Cumulative Winter Peak Savings (MW) | Achievable Technical Potential | 0 | 0 | 0 | 0 | 0 | 0 | 0 | 0 | 0 | 0 | 0 | 0 | 0 | 0 | 0 | 0 | 0 | 0 | 0 | 0 | 0 | 0 | 0 | 0 | 0 | 0 | 0 | 0 | 0 | 0 | 0
F13_Industrial_Other Industrial_Existing_Process_Natural Gas_Steam System Efficiency Improvements_A_Achievable Technical Potential | F13 | Industrial | Other Industrial | Existing | Process | Natural Gas | Steam System Efficiency Improvements | A | Purchases (Incremental) | Achievable Technical Potential | 0 | 0 | 0 | 0 | 0 | 7.8864 | 15.7557 | 27.8101 | 45.2613 | 68.7572 | 97.2245 | 131.8906 | 170.6306 | 207.6894 | 245.8503 | 273.1977 | 290.6686 | 290.413 | 271.3213 | 238.8347 | 196.6969 | 149.8302 | 103.3507 | 65.8052 | 42.7811 | 0 | 0 | 0 | 0 | 0 | 0
F14_Industrial_Other Industrial_Existing_Process_Natural Gas_Steam System Efficiency Improvements_A_Achievable Technical Potential | F14 | Industrial | Other Industrial | Existing | Process | Natural Gas | Steam System Efficiency Improvements | A | Purchases (Cumulative) | Achievable Technical Potential | 0 | 0 | 0 | 0 | 0 | 7.8864 | 23.6421 | 51.4522 | 96.7135 | 165.4707 | 262.6952 | 394.5857 | 565.2164 | 772.9058 | 1018.7561 | 1291.9537 | 1582.6223 | 1873.0354 | 2144.3567 | 2383.1914 | 2579.8882 | 2729.7185 | 2833.0692 | 2898.8744 | 2941.6555 | 2941.6555 | 2941.6555 | 2941.6555 | 2941.6555 | 2941.6555 | 2941.6555
F1_Industrial_Other Industrial_Existing_Space Heating_Natural Gas_Strategic Energy Management_A_Achievable Technical Potential | F1 | Industrial | Other Industrial | Existing | Space Heating | Natural Gas | Strategic Energy Management | A | Original Unit Energy Savings (kWh or therms) | Achievable Technical Potential | 0 | 0 | 0 | 0 | 0 | 3.136 | 3.1207 | 3.1017 | 3.0817 | 3.0607 | 3.0394 | 3.0175 | 2.9958 | 2.9741 | 2.9507 | 2.9291 | 2.9077 | 2.8879 | 2.8694 | 2.8514 | 2.8343 | 2.817 | 2.8013 | 2.7864 | 2.7723 | 2.7593 | 2.7472 | 2.736 | 0 | 0 | 0
F2_Industrial_Other Industrial_Existing_Space Heating_Natural Gas_Strategic Energy Management_A_Achievable Technical Potential | F2 | Industrial | Other Industrial | Existing | Space Heating | Natural Gas | Strategic Energy Management | A | Original Unit Summer Peak Savings (kW) | Achievable Technical Potential | 0 | 0 | 0 | 0 | 0 | 0 | 0 | 0 | 0 | 0 | 0 | 0 | 0 | 0 | 0 | 0 | 0 | 0 | 0 | 0 | 0 | 0 | 0 | 0 | 0 | 0 | 0 | 0 | 0 | 0 | 0
F3_Industrial_Other Industrial_Existing_Space Heating_Natural Gas_Strategic Energy Management_A_Achievable Technical Potential | F3 | Industrial | Other Industrial | Existing | Space Heating | Natural Gas | Strategic Energy Management | A | Original Unit Winter Peak Savings (kW) | Achievable Technical Potential | 0 | 0 | 0 | 0 | 0 | 0 | 0 | 0 | 0 | 0 | 0 | 0 | 0 | 0 | 0 | 0 | 0 | 0 | 0 | 0 | 0 | 0 | 0 | 0 | 0 | 0 | 0 | 0 | 0 | 0 | 0
F4_Industrial_Other Industrial_Existing_Space Heating_Natural Gas_Strategic Energy Management_A_Achievable Technical Potential | F4 | Industrial | Other Industrial | Existing | Space Heating | Natural Gas | Strategic Energy Management | A | Standalone Impact on Baseline Energy (%) | Achievable Technical Potential | 0% | 0% | 0% | 0% | 0% | 0.08224% | 0.1645% | 0.2477% | 0.3298% | 0.4118% | 0.4993% | 0.5829% | 0.6664% | 0.7594% | 0.8387% | 0.929% | 1.011% | 1.098% | 1.191% | 1.271% | 1.359% | 1.447% | 1.534% | 1.621% | 0.017089 | 0.017138 | 0.017184 | 0.017226 | 0 | 0 | 0
F5_Industrial_Other Industrial_Existing_Space Heating_Natural Gas_Strategic Energy Management_A_Achievable Technical Potential | F5 | Industrial | Other Industrial | Existing | Space Heating | Natural Gas | Strategic Energy Management | A | Standalone Impact on Baseline Summer Peak (%) | Achievable Technical Potential | 0% | 0% | 0% | 0% | 0% | 0% | 0% | 0% | 0% | 0% | 0% | 0% | 0% | 0% | 0% | 0% | 0% | 0% | 0% | 0% | 0% | 0% | 0% | 0% | 0 | 0 | 0 | 0 | 0 | 0 | 0
F6_Industrial_Other Industrial_Existing_Space Heating_Natural Gas_Strategic Energy Management_A_Achievable Technical Potential | F6 | Industrial | Other Industrial | Existing | Space Heating | Natural Gas | Strategic Energy Management | A | Standalone Impact on Baseline Winter Peak (%) | Achievable Technical Potential | 0% | 0% | 0% | 0% | 0% | 0% | 0% | 0% | 0% | 0% | 0% | 0% | 0% | 0% | 0% | 0% | 0% | 0% | 0% | 0% | 0% | 0% | 0% | 0% | 0 | 0 | 0 | 0 | 0 | 0 | 0
F7_Industrial_Other Industrial_Existing_Space Heating_Natural Gas_Strategic Energy Management_A_Achievable Technical Potential | F7 | Industrial | Other Industrial | Existing | Space Heating | Natural Gas | Strategic Energy Management | A | Incremental Energy Savings (MWh or mTherms) | Achievable Technical Potential | 0 | 0 | 0 | 0 | 0 | 0.62197 | 0.61859 | 0.61121 | 0.60758 | 0.60394 | 0.59213 | 0.58626 | 0.58085 | 0.56749 | 0.56518 | 0.55568 | 0.5517 | 0.54518 | 0.53686 | 0.53412 | 0.52874 | 0.52345 | 0.51863 | 0.51413 | 0.50992 | 0 | 0 | 0 | 0 | 0 | 0
F8_Industrial_Other Industrial_Existing_Space Heating_Natural Gas_Strategic Energy Management_A_Achievable Technical Potential | F8 | Industrial | Other Industrial | Existing | Space Heating | Natural Gas | Strategic Energy Management | A | Incremental Summer Peak Savings (MW) | Achievable Technical Potential | 0 | 0 | 0 | 0 | 0 | 0 | 0 | 0 | 0 | 0 | 0 | 0 | 0 | 0 | 0 | 0 | 0 | 0 | 0 | 0 | 0 | 0 | 0 | 0 | 0 | 0 | 0 | 0 | 0 | 0 | 0
F9_Industrial_Other Industrial_Existing_Space Heating_Natural Gas_Strategic Energy Management_A_Achievable Technical Potential | F9 | Industrial | Other Industrial | Existing | Space Heating | Natural Gas | Strategic Energy Management | A | Incremental Winter Peak Savings (MW) | Achievable Technical Potential | 0 | 0 | 0 | 0 | 0 | 0 | 0 | 0 | 0 | 0 | 0 | 0 | 0 | 0 | 0 | 0 | 0 | 0 | 0 | 0 | 0 | 0 | 0 | 0 | 0 | 0 | 0 | 0 | 0 | 0 | 0
F10_Industrial_Other Industrial_Existing_Space Heating_Natural Gas_Strategic Energy Management_A_Achievable Technical Potential | F10 | Industrial | Other Industrial | Existing | Space Heating | Natural Gas | Strategic Energy Management | A | Cumulative Energy Savings (MWh or mTherms) | Achievable Technical Potential | 0 | 0 | 0 | 0 | 0 | 0.62197 | 1.2375 | 1.8412 | 2.4369 | 3.0242 | 3.5953 | 4.1557 | 4.7066 | 5.2401 | 5.764 | 6.2774 | 6.7833 | 7.2822 | 7.7725 | 8.2578 | 8.7372 | 9.2071 | 9.6744 | 10.1373 | 10.5959 | 10.546 | 10.4998 | 10.457 | 0 | 0 | 0
F11_Industrial_Other Industrial_Existing_Space Heating_Natural Gas_Strategic Energy Management_A_Achievable Technical Potential | F11 | Industrial | Other Industrial | Existing | Space Heating | Natural Gas | Strategic Energy Management | A | Cumulative Summer Peak Savings (MW) | Achievable Technical Potential | 0 | 0 | 0 | 0 | 0 | 0 | 0 | 0 | 0 | 0 | 0 | 0 | 0 | 0 | 0 | 0 | 0 | 0 | 0 | 0 | 0 | 0 | 0 | 0 | 0 | 0 | 0 | 0 | 0 | 0 | 0
F12_Industrial_Other Industrial_Existing_Space Heating_Natural Gas_Strategic Energy Management_A_Achievable Technical Potential | F12 | Industrial | Other Industrial | Existing | Space Heating | Natural Gas | Strategic Energy Management | A | Cumulative Winter Peak Savings (MW) | Achievable Technical Potential | 0 | 0 | 0 | 0 | 0 | 0 | 0 | 0 | 0 | 0 | 0 | 0 | 0 | 0 | 0 | 0 | 0 | 0 | 0 | 0 | 0 | 0 | 0 | 0 | 0 | 0 | 0 | 0 | 0 | 0 | 0
F13_Industrial_Other Industrial_Existing_Space Heating_Natural Gas_Strategic Energy Management_A_Achievable Technical Potential | F13 | Industrial | Other Industrial | Existing | Space Heating | Natural Gas | Strategic Energy Management | A | Purchases (Incremental) | Achievable Technical Potential | 0 | 0 | 0 | 0 | 0 | 198.3309 | 198.2221 | 197.0531 | 197.1596 | 197.3227 | 194.8169 | 194.2845 | 193.89 | 190.8111 | 191.5396 | 189.7131 | 189.7377 | 188.7827 | 187.0988 | 187.3204 | 186.5458 | 185.8203 | 185.1432 | 184.514 | 183.9322 | 0 | 0 | 0 | 0 | 0 | 0
F14_Industrial_Other Industrial_Existing_Space Heating_Natural Gas_Strategic Energy Management_A_Achievable Technical Potential | F14 | Industrial | Other Industrial | Existing | Space Heating | Natural Gas | Strategic Energy Management | A | Purchases (Cumulative) | Achievable Technical Potential | 0 | 0 | 0 | 0 | 0 | 198.3309 | 396.553 | 593.6061 | 790.7658 | 988.0884 | 1182.9053 | 1377.1898 | 1571.0798 | 1761.8909 | 1953.4305 | 2143.1436 | 2332.8813 | 2521.664 | 2708.7628 | 2896.0832 | 3082.629 | 3268.4492 | 3453.5924 | 3638.1065 | 3822.0386 | 3822.0386 | 3822.0386 | 3822.0386 | 3822.0386 | 3822.0386 | 3822.0386
F1_Industrial_Other Industrial_Existing_Process_Natural Gas_Strategic Energy Management_A_Achievable Technical Potential | F1 | Industrial | Other Industrial | Existing | Process | Natural Gas | Strategic Energy Management | A | Original Unit Energy Savings (kWh or therms) | Achievable Technical Potential | 0 | 0 | 0 | 0 | 0 | 1.4066 | 1.4066 | 1.4066 | 1.4066 | 1.4066 | 1.4066 | 1.4066 | 1.4066 | 1.4066 | 1.4066 | 1.4066 | 1.4066 | 1.4066 | 1.4066 | 1.4066 | 1.4066 | 1.4066 | 1.4066 | 1.4066 | 1.4066 | 1.4066 | 1.4066 | 1.4066 | 0 | 0 | 0
F2_Industrial_Other Industrial_Existing_Process_Natural Gas_Strategic Energy Management_A_Achievable Technical Potential | F2 | Industrial | Other Industrial | Existing | Process | Natural Gas | Strategic Energy Management | A | Original Unit Summer Peak Savings (kW) | Achievable Technical Potential | 0 | 0 | 0 | 0 | 0 | 0 | 0 | 0 | 0 | 0 | 0 | 0 | 0 | 0 | 0 | 0 | 0 | 0 | 0 | 0 | 0 | 0 | 0 | 0 | 0 | 0 | 0 | 0 | 0 | 0 | 0
F3_Industrial_Other Industrial_Existing_Process_Natural Gas_Strategic Energy Management_A_Achievable Technical Potential | F3 | Industrial | Other Industrial | Existing | Process | Natural Gas | Strategic Energy Management | A | Original Unit Winter Peak Savings (kW) | Achievable Technical Potential | 0 | 0 | 0 | 0 | 0 | 0 | 0 | 0 | 0 | 0 | 0 | 0 | 0 | 0 | 0 | 0 | 0 | 0 | 0 | 0 | 0 | 0 | 0 | 0 | 0 | 0 | 0 | 0 | 0 | 0 | 0
F4_Industrial_Other Industrial_Existing_Process_Natural Gas_Strategic Energy Management_A_Achievable Technical Potential | F4 | Industrial | Other Industrial | Existing | Process | Natural Gas | Strategic Energy Management | A | Standalone Impact on Baseline Energy (%) | Achievable Technical Potential | 0% | 0% | 0% | 0% | 0% | 0.08224% | 0.1645% | 0.2477% | 0.3298% | 0.4118% | 0.4993% | 0.5829% | 0.6664% | 0.7594% | 0.8387% | 0.929% | 1.011% | 1.098% | 1.191% | 1.271% | 1.359% | 1.447% | 1.534% | 1.621% | 0.017089 | 0.017138 | 0.017184 | 0.017226 | 0 | 0 | 0
F5_Industrial_Other Industrial_Existing_Process_Natural Gas_Strategic Energy Management_A_Achievable Technical Potential | F5 | Industrial | Other Industrial | Existing | Process | Natural Gas | Strategic Energy Management | A | Standalone Impact on Baseline Summer Peak (%) | Achievable Technical Potential | 0% | 0% | 0% | 0% | 0% | 0% | 0% | 0% | 0% | 0% | 0% | 0% | 0% | 0% | 0% | 0% | 0% | 0% | 0% | 0% | 0% | 0% | 0% | 0% | 0 | 0 | 0 | 0 | 0 | 0 | 0
F6_Industrial_Other Industrial_Existing_Process_Natural Gas_Strategic Energy Management_A_Achievable Technical Potential | F6 | Industrial | Other Industrial | Existing | Process | Natural Gas | Strategic Energy Management | A | Standalone Impact on Baseline Winter Peak (%) | Achievable Technical Potential | 0% | 0% | 0% | 0% | 0% | 0% | 0% | 0% | 0% | 0% | 0% | 0% | 0% | 0% | 0% | 0% | 0% | 0% | 0% | 0% | 0% | 0% | 0% | 0% | 0 | 0 | 0 | 0 | 0 | 0 | 0
F7_Industrial_Other Industrial_Existing_Process_Natural Gas_Strategic Energy Management_A_Achievable Technical Potential | F7 | Industrial | Other Industrial | Existing | Process | Natural Gas | Strategic Energy Management | A | Incremental Energy Savings (MWh or mTherms) | Achievable Technical Potential | 0 | 0 | 0 | 0 | 0 | 1.2977 | 1.297 | 1.2893 | 1.29 | 1.2911 | 1.2747 | 1.2712 | 1.2686 | 1.2485 | 1.2533 | 1.2413 | 1.2415 | 1.2352 | 1.2242 | 1.2257 | 1.2206 | 1.2158 | 1.2114 | 1.2073 | 1.2035 | 0 | 0 | 0 | 0 | 0 | 0
F8_Industrial_Other Industrial_Existing_Process_Natural Gas_Strategic Energy Management_A_Achievable Technical Potential | F8 | Industrial | Other Industrial | Existing | Process | Natural Gas | Strategic Energy Management | A | Incremental Summer Peak Savings (MW) | Achievable Technical Potential | 0 | 0 | 0 | 0 | 0 | 0 | 0 | 0 | 0 | 0 | 0 | 0 | 0 | 0 | 0 | 0 | 0 | 0 | 0 | 0 | 0 | 0 | 0 | 0 | 0 | 0 | 0 | 0 | 0 | 0 | 0
F9_Industrial_Other Industrial_Existing_Process_Natural Gas_Strategic Energy Management_A_Achievable Technical Potential | F9 | Industrial | Other Industrial | Existing | Process | Natural Gas | Strategic Energy Management | A | Incremental Winter Peak Savings (MW) | Achievable Technical Potential | 0 | 0 | 0 | 0 | 0 | 0 | 0 | 0 | 0 | 0 | 0 | 0 | 0 | 0 | 0 | 0 | 0 | 0 | 0 | 0 | 0 | 0 | 0 | 0 | 0 | 0 | 0 | 0 | 0 | 0 | 0
F10_Industrial_Other Industrial_Existing_Process_Natural Gas_Strategic Energy Management_A_Achievable Technical Potential | F10 | Industrial | Other Industrial | Existing | Process | Natural Gas | Strategic Energy Management | A | Cumulative Energy Savings (MWh or mTherms) | Achievable Technical Potential | 0 | 0 | 0 | 0 | 0 | 1.2977 | 2.5947 | 3.884 | 5.174 | 6.4651 | 7.7398 | 9.0111 | 10.2797 | 11.5282 | 12.7814 | 14.0228 | 15.2642 | 16.4994 | 17.7236 | 18.9493 | 20.1699 | 21.3857 | 22.5971 | 23.8044 | 25.0079 | 25.0079 | 25.0079 | 25.0079 | 0 | 0 | 0
F11_Industrial_Other Industrial_Existing_Process_Natural Gas_Strategic Energy Management_A_Achievable Technical Potential | F11 | Industrial | Other Industrial | Existing | Process | Natural Gas | Strategic Energy Management | A | Cumulative Summer Peak Savings (MW) | Achievable Technical Potential | 0 | 0 | 0 | 0 | 0 | 0 | 0 | 0 | 0 | 0 | 0 | 0 | 0 | 0 | 0 | 0 | 0 | 0 | 0 | 0 | 0 | 0 | 0 | 0 | 0 | 0 | 0 | 0 | 0 | 0 | 0
F12_Industrial_Other Industrial_Existing_Process_Natural Gas_Strategic Energy Management_A_Achievable Technical Potential | F12 | Industrial | Other Industrial | Existing | Process | Natural Gas | Strategic Energy Management | A | Cumulative Winter Peak Savings (MW) | Achievable Technical Potential | 0 | 0 | 0 | 0 | 0 | 0 | 0 | 0 | 0 | 0 | 0 | 0 | 0 | 0 | 0 | 0 | 0 | 0 | 0 | 0 | 0 | 0 | 0 | 0 | 0 | 0 | 0 | 0 | 0 | 0 | 0
F13_Industrial_Other Industrial_Existing_Process_Natural Gas_Strategic Energy Management_A_Achievable Technical Potential | F13 | Industrial | Other Industrial | Existing | Process | Natural Gas | Strategic Energy Management | A | Purchases (Incremental) | Achievable Technical Potential | 0 | 0 | 0 | 0 | 0 | 922.6029 | 922.0965 | 916.6586 | 917.1542 | 917.9126 | 906.256 | 903.7795 | 901.9445 | 887.6219 | 891.0109 | 882.5139 | 882.6284 | 878.1861 | 870.3528 | 871.3837 | 867.7804 | 864.4053 | 861.2557 | 858.3289 | 855.6222 | 0 | 0 | 0 | 0 | 0 | 0
F14_Industrial_Other Industrial_Existing_Process_Natural Gas_Strategic Energy Management_A_Achievable Technical Potential | F14 | Industrial | Other Industrial | Existing | Process | Natural Gas | Strategic Energy Management | A | Purchases (Cumulative) | Achievable Technical Potential | 0 | 0 | 0 | 0 | 0 | 922.6029 | 1844.6994 | 2761.3581 | 3678.5122 | 4596.4248 | 5502.6808 | 6406.4604 | 7308.4048 | 8196.0267 | 9087.0376 | 9969.5515 | 10852.1799 | 11730.3661 | 12600.7189 | 13472.1026 | 14339.883 | 15204.2883 | 16065.5439 | 16923.8728 | 17779.495 | 17779.495 | 17779.495 | 17779.495 | 17779.495 | 17779.495 | 17779.495
F1_Industrial_Other Industrial_Existing_Miscellaneous_Natural Gas_Strategic Energy Management_A_Achievable Technical Potential | F1 | Industrial | Other Industrial | Existing | Miscellaneous | Natural Gas | Strategic Energy Management | A | Original Unit Energy Savings (kWh or therms) | Achievable Technical Potential | 0 | 0 | 0 | 0 | 0 | 0.89787 | 0.89787 | 0.89787 | 0.89787 | 0.89787 | 0.89787 | 0.89787 | 0.89787 | 0.89787 | 0.89787 | 0.89787 | 0.89787 | 0.89787 | 0.89787 | 0.89787 | 0.89787 | 0.89787 | 0.89787 | 0.89787 | 0.89787 | 0.89787 | 0.89787 | 0.89787 | 0 | 0 | 0
F2_Industrial_Other Industrial_Existing_Miscellaneous_Natural Gas_Strategic Energy Management_A_Achievable Technical Potential | F2 | Industrial | Other Industrial | Existing | Miscellaneous | Natural Gas | Strategic Energy Management | A | Original Unit Summer Peak Savings (kW) | Achievable Technical Potential | 0 | 0 | 0 | 0 | 0 | 0 | 0 | 0 | 0 | 0 | 0 | 0 | 0 | 0 | 0 | 0 | 0 | 0 | 0 | 0 | 0 | 0 | 0 | 0 | 0 | 0 | 0 | 0 | 0 | 0 | 0
F3_Industrial_Other Industrial_Existing_Miscellaneous_Natural Gas_Strategic Energy Management_A_Achievable Technical Potential | F3 | Industrial | Other Industrial | Existing | Miscellaneous | Natural Gas | Strategic Energy Management | A | Original Unit Winter Peak Savings (kW) | Achievable Technical Potential | 0 | 0 | 0 | 0 | 0 | 0 | 0 | 0 | 0 | 0 | 0 | 0 | 0 | 0 | 0 | 0 | 0 | 0 | 0 | 0 | 0 | 0 | 0 | 0 | 0 | 0 | 0 | 0 | 0 | 0 | 0
F4_Industrial_Other Industrial_Existing_Miscellaneous_Natural Gas_Strategic Energy Management_A_Achievable Technical Potential | F4 | Industrial | Other Industrial | Existing | Miscellaneous | Natural Gas | Strategic Energy Management | A | Standalone Impact on Baseline Energy (%) | Achievable Technical Potential | 0% | 0% | 0% | 0% | 0% | 0.08224% | 0.1645% | 0.2477% | 0.3298% | 0.4118% | 0.4993% | 0.5829% | 0.6664% | 0.7594% | 0.8387% | 0.929% | 1.011% | 1.098% | 1.191% | 1.271% | 1.359% | 1.447% | 1.534% | 1.621% | 0.017089 | 0.017138 | 0.017184 | 0.017226 | 0 | 0 | 0
F5_Industrial_Other Industrial_Existing_Miscellaneous_Natural Gas_Strategic Energy Management_A_Achievable Technical Potential | F5 | Industrial | Other Industrial | Existing | Miscellaneous | Natural Gas | Strategic Energy Management | A | Standalone Impact on Baseline Summer Peak (%) | Achievable Technical Potential | 0% | 0% | 0% | 0% | 0% | 0% | 0% | 0% | 0% | 0% | 0% | 0% | 0% | 0% | 0% | 0% | 0% | 0% | 0% | 0% | 0% | 0% | 0% | 0% | 0 | 0 | 0 | 0 | 0 | 0 | 0
F6_Industrial_Other Industrial_Existing_Miscellaneous_Natural Gas_Strategic Energy Management_A_Achievable Technical Potential | F6 | Industrial | Other Industrial | Existing | Miscellaneous | Natural Gas | Strategic Energy Management | A | Standalone Impact on Baseline Winter Peak (%) | Achievable Technical Potential | 0% | 0% | 0% | 0% | 0% | 0% | 0% | 0% | 0% | 0% | 0% | 0% | 0% | 0% | 0% | 0% | 0% | 0% | 0% | 0% | 0% | 0% | 0% | 0% | 0 | 0 | 0 | 0 | 0 | 0 | 0
F7_Industrial_Other Industrial_Existing_Miscellaneous_Natural Gas_Strategic Energy Management_A_Achievable Technical Potential | F7 | Industrial | Other Industrial | Existing | Miscellaneous | Natural Gas | Strategic Energy Management | A | Incremental Energy Savings (MWh or mTherms) | Achievable Technical Potential | 0 | 0 | 0 | 0 | 0 | 0.20709 | 0.20698 | 0.20576 | 0.20587 | 0.20604 | 0.20343 | 0.20287 | 0.20246 | 0.19924 | 0.2 | 0.1981 | 0.19812 | 0.19712 | 0.19537 | 0.1956 | 0.19479 | 0.19403 | 0.19332 | 0.19267 | 0.19206 | 0 | 0 | 0 | 0 | 0 | 0
F8_Industrial_Other Industrial_Existing_Miscellaneous_Natural Gas_Strategic Energy Management_A_Achievable Technical Potential | F8 | Industrial | Other Industrial | Existing | Miscellaneous | Natural Gas | Strategic Energy Management | A | Incremental Summer Peak Savings (MW) | Achievable Technical Potential | 0 | 0 | 0 | 0 | 0 | 0 | 0 | 0 | 0 | 0 | 0 | 0 | 0 | 0 | 0 | 0 | 0 | 0 | 0 | 0 | 0 | 0 | 0 | 0 | 0 | 0 | 0 | 0 | 0 | 0 | 0
F9_Industrial_Other Industrial_Existing_Miscellaneous_Natural Gas_Strategic Energy Management_A_Achievable Technical Potential | F9 | Industrial | Other Industrial | Existing | Miscellaneous | Natural Gas | Strategic Energy Management | A | Incremental Winter Peak Savings (MW) | Achievable Technical Potential | 0 | 0 | 0 | 0 | 0 | 0 | 0 | 0 | 0 | 0 | 0 | 0 | 0 | 0 | 0 | 0 | 0 | 0 | 0 | 0 | 0 | 0 | 0 | 0 | 0 | 0 | 0 | 0 | 0 | 0 | 0
F10_Industrial_Other Industrial_Existing_Miscellaneous_Natural Gas_Strategic Energy Management_A_Achievable Technical Potential | F10 | Industrial | Other Industrial | Existing | Miscellaneous | Natural Gas | Strategic Energy Management | A | Cumulative Energy Savings (MWh or mTherms) | Achievable Technical Potential | 0 | 0 | 0 | 0 | 0 | 0.20709 | 0.41408 | 0.61984 | 0.82571 | 1.0317 | 1.2352 | 1.438 | 1.6405 | 1.8397 | 2.0397 | 2.2378 | 2.436 | 2.6331 | 2.8285 | 3.0241 | 3.2188 | 3.4129 | 3.6062 | 3.7989 | 3.9909 | 3.9909 | 3.9909 | 3.9909 | 0 | 0 | 0
F11_Industrial_Other Industrial_Existing_Miscellaneous_Natural Gas_Strategic Energy Management_A_Achievable Technical Potential | F11 | Industrial | Other Industrial | Existing | Miscellaneous | Natural Gas | Strategic Energy Management | A | Cumulative Summer Peak Savings (MW) | Achievable Technical Potential | 0 | 0 | 0 | 0 | 0 | 0 | 0 | 0 | 0 | 0 | 0 | 0 | 0 | 0 | 0 | 0 | 0 | 0 | 0 | 0 | 0 | 0 | 0 | 0 | 0 | 0 | 0 | 0 | 0 | 0 | 0
F12_Industrial_Other Industrial_Existing_Miscellaneous_Natural Gas_Strategic Energy Management_A_Achievable Technical Potential | F12 | Industrial | Other Industrial | Existing | Miscellaneous | Natural Gas | Strategic Energy Management | A | Cumulative Winter Peak Savings (MW) | Achievable Technical Potential | 0 | 0 | 0 | 0 | 0 | 0 | 0 | 0 | 0 | 0 | 0 | 0 | 0 | 0 | 0 | 0 | 0 | 0 | 0 | 0 | 0 | 0 | 0 | 0 | 0 | 0 | 0 | 0 | 0 | 0 | 0
F13_Industrial_Other Industrial_Existing_Miscellaneous_Natural Gas_Strategic Energy Management_A_Achievable Technical Potential | F13 | Industrial | Other Industrial | Existing | Miscellaneous | Natural Gas | Strategic Energy Management | A | Purchases (Incremental) | Achievable Technical Potential | 0 | 0 | 0 | 0 | 0 | 230.6507 | 230.5241 | 229.1647 | 229.2885 | 229.4781 | 226.564 | 225.9449 | 225.4861 | 221.9055 | 222.7527 | 220.6285 | 220.6571 | 219.5465 | 217.5882 | 217.8459 | 216.9451 | 216.1013 | 215.3139 | 214.5822 | 213.9055 | 0 | 0 | 0 | 0 | 0 | 0
F14_Industrial_Other Industrial_Existing_Miscellaneous_Natural Gas_Strategic Energy Management_A_Achievable Technical Potential | F14 | Industrial | Other Industrial | Existing | Miscellaneous | Natural Gas | Strategic Energy Management | A | Purchases (Cumulative) | Achievable Technical Potential | 0 | 0 | 0 | 0 | 0 | 230.6507 | 461.1749 | 690.3395 | 919.6281 | 1149.1062 | 1375.6702 | 1601.6151 | 1827.1012 | 2049.0067 | 2271.7594 | 2492.3879 | 2713.045 | 2932.5915 | 3150.1797 | 3368.0257 | 3584.9707 | 3801.0721 | 4016.386 | 4230.9682 | 4444.8737 | 4444.8737 | 4444.8737 | 4444.8737 | 4444.8737 | 4444.8737 | 4444.8737
F1_Industrial_Other Industrial_Existing_Space Heating_Natural Gas_Commissioning_A_Achievable Technical Potential | F1 | Industrial | Other Industrial | Existing | Space Heating | Natural Gas | Commissioning | A | Original Unit Energy Savings (kWh or therms) | Achievable Technical Potential | 0 | 0 | 0 | 0 | 0 | 3.7627 | 3.7443 | 3.7215 | 3.6975 | 3.6723 | 3.6468 | 3.6205 | 3.5944 | 3.5684 | 3.5403 | 3.5144 | 3.4887 | 3.4649 | 3.4428 | 3.4211 | 3.4007 | 3.3799 | 3.361 | 3.3432 | 3.3263 | 3.3106 | 3.2961 | 3.2827 | 0 | 0 | 0
F2_Industrial_Other Industrial_Existing_Space Heating_Natural Gas_Commissioning_A_Achievable Technical Potential | F2 | Industrial | Other Industrial | Existing | Space Heating | Natural Gas | Commissioning | A | Original Unit Summer Peak Savings (kW) | Achievable Technical Potential | 0 | 0 | 0 | 0 | 0 | 0 | 0 | 0 | 0 | 0 | 0 | 0 | 0 | 0 | 0 | 0 | 0 | 0 | 0 | 0 | 0 | 0 | 0 | 0 | 0 | 0 | 0 | 0 | 0 | 0 | 0
F3_Industrial_Other Industrial_Existing_Space Heating_Natural Gas_Commissioning_A_Achievable Technical Potential | F3 | Industrial | Other Industrial | Existing | Space Heating | Natural Gas | Commissioning | A | Original Unit Winter Peak Savings (kW) | Achievable Technical Potential | 0 | 0 | 0 | 0 | 0 | 0 | 0 | 0 | 0 | 0 | 0 | 0 | 0 | 0 | 0 | 0 | 0 | 0 | 0 | 0 | 0 | 0 | 0 | 0 | 0 | 0 | 0 | 0 | 0 | 0 | 0
F4_Industrial_Other Industrial_Existing_Space Heating_Natural Gas_Commissioning_A_Achievable Technical Potential | F4 | Industrial | Other Industrial | Existing | Space Heating | Natural Gas | Commissioning | A | Standalone Impact on Baseline Energy (%) | Achievable Technical Potential | 0% | 0% | 0% | 0% | 0% | 0% | 0% | 0% | 0% | 0% | 0% | 0% | 0% | 0% | 0% | 0% | 0% | 0% | 0% | 0% | 0% | 0% | 0% | 0% | 0 | 0 | 0 | 0 | 0 | 0 | 0
F5_Industrial_Other Industrial_Existing_Space Heating_Natural Gas_Commissioning_A_Achievable Technical Potential | F5 | Industrial | Other Industrial | Existing | Space Heating | Natural Gas | Commissioning | A | Standalone Impact on Baseline Summer Peak (%) | Achievable Technical Potential | 0% | 0% | 0% | 0% | 0% | 0% | 0% | 0% | 0% | 0% | 0% | 0% | 0% | 0% | 0% | 0% | 0% | 0% | 0% | 0% | 0% | 0% | 0% | 0% | 0 | 0 | 0 | 0 | 0 | 0 | 0
F6_Industrial_Other Industrial_Existing_Space Heating_Natural Gas_Commissioning_A_Achievable Technical Potential | F6 | Industrial | Other Industrial | Existing | Space Heating | Natural Gas | Commissioning | A | Standalone Impact on Baseline Winter Peak (%) | Achievable Technical Potential | 0% | 0% | 0% | 0% | 0% | 0% | 0% | 0% | 0% | 0% | 0% | 0% | 0% | 0% | 0% | 0% | 0% | 0% | 0% | 0% | 0% | 0% | 0% | 0% | 0 | 0 | 0 | 0 | 0 | 0 | 0
F7_Industrial_Other Industrial_Existing_Space Heating_Natural Gas_Commissioning_A_Achievable Technical Potential | F7 | Industrial | Other Industrial | Existing | Space Heating | Natural Gas | Commissioning | A | Incremental Energy Savings (MWh or mTherms) | Achievable Technical Potential | 0 | 0 | 0 | 0 | 0 | 0 | 0 | 0 | 0 | 0 | 0 | 0 | 0 | 0 | 0 | 0 | 0 | 0 | 0 | 0 | 0 | 0 | 0 | 0 | 0 | 0 | 0 | 0 | 0 | 0 | 0
F8_Industrial_Other Industrial_Existing_Space Heating_Natural Gas_Commissioning_A_Achievable Technical Potential | F8 | Industrial | Other Industrial | Existing | Space Heating | Natural Gas | Commissioning | A | Incremental Summer Peak Savings (MW) | Achievable Technical Potential | 0 | 0 | 0 | 0 | 0 | 0 | 0 | 0 | 0 | 0 | 0 | 0 | 0 | 0 | 0 | 0 | 0 | 0 | 0 | 0 | 0 | 0 | 0 | 0 | 0 | 0 | 0 | 0 | 0 | 0 | 0
F9_Industrial_Other Industrial_Existing_Space Heating_Natural Gas_Commissioning_A_Achievable Technical Potential | F9 | Industrial | Other Industrial | Existing | Space Heating | Natural Gas | Commissioning | A | Incremental Winter Peak Savings (MW) | Achievable Technical Potential | 0 | 0 | 0 | 0 | 0 | 0 | 0 | 0 | 0 | 0 | 0 | 0 | 0 | 0 | 0 | 0 | 0 | 0 | 0 | 0 | 0 | 0 | 0 | 0 | 0 | 0 | 0 | 0 | 0 | 0 | 0
F10_Industrial_Other Industrial_Existing_Space Heating_Natural Gas_Commissioning_A_Achievable Technical Potential | F10 | Industrial | Other Industrial | Existing | Space Heating | Natural Gas | Commissioning | A | Cumulative Energy Savings (MWh or mTherms) | Achievable Technical Potential | 0 | 0 | 0 | 0 | 0 | 0 | 0 | 0 | 0 | 0 | 0 | 0 | 0 | 0 | 0 | 0 | 0 | 0 | 0 | 0 | 0 | 0 | 0 | 0 | 0 | 0 | 0 | 0 | 0 | 0 | 0
F11_Industrial_Other Industrial_Existing_Space Heating_Natural Gas_Commissioning_A_Achievable Technical Potential | F11 | Industrial | Other Industrial | Existing | Space Heating | Natural Gas | Commissioning | A | Cumulative Summer Peak Savings (MW) | Achievable Technical Potential | 0 | 0 | 0 | 0 | 0 | 0 | 0 | 0 | 0 | 0 | 0 | 0 | 0 | 0 | 0 | 0 | 0 | 0 | 0 | 0 | 0 | 0 | 0 | 0 | 0 | 0 | 0 | 0 | 0 | 0 | 0
F12_Industrial_Other Industrial_Existing_Space Heating_Natural Gas_Commissioning_A_Achievable Technical Potential | F12 | Industrial | Other Industrial | Existing | Space Heating | Natural Gas | Commissioning | A | Cumulative Winter Peak Savings (MW) | Achievable Technical Potential | 0 | 0 | 0 | 0 | 0 | 0 | 0 | 0 | 0 | 0 | 0 | 0 | 0 | 0 | 0 | 0 | 0 | 0 | 0 | 0 | 0 | 0 | 0 | 0 | 0 | 0 | 0 | 0 | 0 | 0 | 0
F13_Industrial_Other Industrial_Existing_Space Heating_Natural Gas_Commissioning_A_Achievable Technical Potential | F13 | Industrial | Other Industrial | Existing | Space Heating | Natural Gas | Commissioning | A | Purchases (Incremental) | Achievable Technical Potential | 0 | 0 | 0 | 0 | 0 | 0 | 0 | 0 | 0 | 0 | 0 | 0 | 0 | 0 | 0 | 0 | 0 | 0 | 0 | 0 | 0 | 0 | 0 | 0 | 0 | 0 | 0 | 0 | 0 | 0 | 0
F14_Industrial_Other Industrial_Existing_Space Heating_Natural Gas_Commissioning_A_Achievable Technical Potential | F14 | Industrial | Other Industrial | Existing | Space Heating | Natural Gas | Commissioning | A | Purchases (Cumulative) | Achievable Technical Potential | 0 | 0 | 0 | 0 | 0 | 0 | 0 | 0 | 0 | 0 | 0 | 0 | 0 | 0 | 0 | 0 | 0 | 0 | 0 | 0 | 0 | 0 | 0 | 0 | 0 | 0 | 0 | 0 | 0 | 0 | 0
F1_Industrial_Other Industrial_Existing_Process_Natural Gas_Commissioning_A_Achievable Technical Potential | F1 | Industrial | Other Industrial | Existing | Process | Natural Gas | Commissioning | A | Original Unit Energy Savings (kWh or therms) | Achievable Technical Potential | 0 | 0 | 0 | 0 | 0 | 7.8506 | 7.8506 | 7.8506 | 7.8506 | 7.8506 | 7.8506 | 7.8506 | 7.8506 | 7.8506 | 7.8506 | 7.8506 | 7.8506 | 7.8506 | 7.8506 | 7.8506 | 7.8506 | 7.8506 | 7.8506 | 7.8506 | 7.8506 | 7.8506 | 7.8506 | 7.8506 | 0 | 0 | 0
F2_Industrial_Other Industrial_Existing_Process_Natural Gas_Commissioning_A_Achievable Technical Potential | F2 | Industrial | Other Industrial | Existing | Process | Natural Gas | Commissioning | A | Original Unit Summer Peak Savings (kW) | Achievable Technical Potential | 0 | 0 | 0 | 0 | 0 | 0 | 0 | 0 | 0 | 0 | 0 | 0 | 0 | 0 | 0 | 0 | 0 | 0 | 0 | 0 | 0 | 0 | 0 | 0 | 0 | 0 | 0 | 0 | 0 | 0 | 0
F3_Industrial_Other Industrial_Existing_Process_Natural Gas_Commissioning_A_Achievable Technical Potential | F3 | Industrial | Other Industrial | Existing | Process | Natural Gas | Commissioning | A | Original Unit Winter Peak Savings (kW) | Achievable Technical Potential | 0 | 0 | 0 | 0 | 0 | 0 | 0 | 0 | 0 | 0 | 0 | 0 | 0 | 0 | 0 | 0 | 0 | 0 | 0 | 0 | 0 | 0 | 0 | 0 | 0 | 0 | 0 | 0 | 0 | 0 | 0
F4_Industrial_Other Industrial_Existing_Process_Natural Gas_Commissioning_A_Achievable Technical Potential | F4 | Industrial | Other Industrial | Existing | Process | Natural Gas | Commissioning | A | Standalone Impact on Baseline Energy (%) | Achievable Technical Potential | 0% | 0% | 0% | 0% | 0% | 0% | 0% | 0% | 0% | 0% | 0% | 0% | 0% | 0% | 0% | 0% | 0% | 0% | 0% | 0% | 0% | 0% | 0% | 0% | 0 | 0 | 0 | 0 | 0 | 0 | 0
F5_Industrial_Other Industrial_Existing_Process_Natural Gas_Commissioning_A_Achievable Technical Potential | F5 | Industrial | Other Industrial | Existing | Process | Natural Gas | Commissioning | A | Standalone Impact on Baseline Summer Peak (%) | Achievable Technical Potential | 0% | 0% | 0% | 0% | 0% | 0% | 0% | 0% | 0% | 0% | 0% | 0% | 0% | 0% | 0% | 0% | 0% | 0% | 0% | 0% | 0% | 0% | 0% | 0% | 0 | 0 | 0 | 0 | 0 | 0 | 0
F6_Industrial_Other Industrial_Existing_Process_Natural Gas_Commissioning_A_Achievable Technical Potential | F6 | Industrial | Other Industrial | Existing | Process | Natural Gas | Commissioning | A | Standalone Impact on Baseline Winter Peak (%) | Achievable Technical Potential | 0% | 0% | 0% | 0% | 0% | 0% | 0% | 0% | 0% | 0% | 0% | 0% | 0% | 0% | 0% | 0% | 0% | 0% | 0% | 0% | 0% | 0% | 0% | 0% | 0 | 0 | 0 | 0 | 0 | 0 | 0
F7_Industrial_Other Industrial_Existing_Process_Natural Gas_Commissioning_A_Achievable Technical Potential | F7 | Industrial | Other Industrial | Existing | Process | Natural Gas | Commissioning | A | Incremental Energy Savings (MWh or mTherms) | Achievable Technical Potential | 0 | 0 | 0 | 0 | 0 | 0 | 0 | 0 | 0 | 0 | 0 | 0 | 0 | 0 | 0 | 0 | 0 | 0 | 0 | 0 | 0 | 0 | 0 | 0 | 0 | 0 | 0 | 0 | 0 | 0 | 0
F8_Industrial_Other Industrial_Existing_Process_Natural Gas_Commissioning_A_Achievable Technical Potential | F8 | Industrial | Other Industrial | Existing | Process | Natural Gas | Commissioning | A | Incremental Summer Peak Savings (MW) | Achievable Technical Potential | 0 | 0 | 0 | 0 | 0 | 0 | 0 | 0 | 0 | 0 | 0 | 0 | 0 | 0 | 0 | 0 | 0 | 0 | 0 | 0 | 0 | 0 | 0 | 0 | 0 | 0 | 0 | 0 | 0 | 0 | 0
F9_Industrial_Other Industrial_Existing_Process_Natural Gas_Commissioning_A_Achievable Technical Potential | F9 | Industrial | Other Industrial | Existing | Process | Natural Gas | Commissioning | A | Incremental Winter Peak Savings (MW) | Achievable Technical Potential | 0 | 0 | 0 | 0 | 0 | 0 | 0 | 0 | 0 | 0 | 0 | 0 | 0 | 0 | 0 | 0 | 0 | 0 | 0 | 0 | 0 | 0 | 0 | 0 | 0 | 0 | 0 | 0 | 0 | 0 | 0
F10_Industrial_Other Industrial_Existing_Process_Natural Gas_Commissioning_A_Achievable Technical Potential | F10 | Industrial | Other Industrial | Existing | Process | Natural Gas | Commissioning | A | Cumulative Energy Savings (MWh or mTherms) | Achievable Technical Potential | 0 | 0 | 0 | 0 | 0 | 0 | 0 | 0 | 0 | 0 | 0 | 0 | 0 | 0 | 0 | 0 | 0 | 0 | 0 | 0 | 0 | 0 | 0 | 0 | 0 | 0 | 0 | 0 | 0 | 0 | 0
F11_Industrial_Other Industrial_Existing_Process_Natural Gas_Commissioning_A_Achievable Technical Potential | F11 | Industrial | Other Industrial | Existing | Process | Natural Gas | Commissioning | A | Cumulative Summer Peak Savings (MW) | Achievable Technical Potential | 0 | 0 | 0 | 0 | 0 | 0 | 0 | 0 | 0 | 0 | 0 | 0 | 0 | 0 | 0 | 0 | 0 | 0 | 0 | 0 | 0 | 0 | 0 | 0 | 0 | 0 | 0 | 0 | 0 | 0 | 0
F12_Industrial_Other Industrial_Existing_Process_Natural Gas_Commissioning_A_Achievable Technical Potential | F12 | Industrial | Other Industrial | Existing | Process | Natural Gas | Commissioning | A | Cumulative Winter Peak Savings (MW) | Achievable Technical Potential | 0 | 0 | 0 | 0 | 0 | 0 | 0 | 0 | 0 | 0 | 0 | 0 | 0 | 0 | 0 | 0 | 0 | 0 | 0 | 0 | 0 | 0 | 0 | 0 | 0 | 0 | 0 | 0 | 0 | 0 | 0
F13_Industrial_Other Industrial_Existing_Process_Natural Gas_Commissioning_A_Achievable Technical Potential | F13 | Industrial | Other Industrial | Existing | Process | Natural Gas | Commissioning | A | Purchases (Incremental) | Achievable Technical Potential | 0 | 0 | 0 | 0 | 0 | 0 | 0 | 0 | 0 | 0 | 0 | 0 | 0 | 0 | 0 | 0 | 0 | 0 | 0 | 0 | 0 | 0 | 0 | 0 | 0 | 0 | 0 | 0 | 0 | 0 | 0
F14_Industrial_Other Industrial_Existing_Process_Natural Gas_Commissioning_A_Achievable Technical Potential | F14 | Industrial | Other Industrial | Existing | Process | Natural Gas | Commissioning | A | Purchases (Cumulative) | Achievable Technical Potential | 0 | 0 | 0 | 0 | 0 | 0 | 0 | 0 | 0 | 0 | 0 | 0 | 0 | 0 | 0 | 0 | 0 | 0 | 0 | 0 | 0 | 0 | 0 | 0 | 0 | 0 | 0 | 0 | 0 | 0 | 0
F1_Industrial_Other Industrial_Existing_Space Heating_Natural Gas_Retrocommissioning_A_Achievable Technical Potential | F1 | Industrial | Other Industrial | Existing | Space Heating | Natural Gas | Retrocommissioning | A | Original Unit Energy Savings (kWh or therms) | Achievable Technical Potential | 0 | 0 | 0 | 0 | 0 | 0.52261 | 0.52006 | 0.5169 | 0.51355 | 0.51006 | 0.50651 | 0.50286 | 0.49924 | 0.49563 | 0.49173 | 0.48812 | 0.48456 | 0.48126 | 0.47818 | 0.47517 | 0.47234 | 0.46944 | 0.46682 | 0.46435 | 0.462 | 0.45982 | 0.45781 | 0.45594 | 0 | 0 | 0
F2_Industrial_Other Industrial_Existing_Space Heating_Natural Gas_Retrocommissioning_A_Achievable Technical Potential | F2 | Industrial | Other Industrial | Existing | Space Heating | Natural Gas | Retrocommissioning | A | Original Unit Summer Peak Savings (kW) | Achievable Technical Potential | 0 | 0 | 0 | 0 | 0 | 0 | 0 | 0 | 0 | 0 | 0 | 0 | 0 | 0 | 0 | 0 | 0 | 0 | 0 | 0 | 0 | 0 | 0 | 0 | 0 | 0 | 0 | 0 | 0 | 0 | 0
F3_Industrial_Other Industrial_Existing_Space Heating_Natural Gas_Retrocommissioning_A_Achievable Technical Potential | F3 | Industrial | Other Industrial | Existing | Space Heating | Natural Gas | Retrocommissioning | A | Original Unit Winter Peak Savings (kW) | Achievable Technical Potential | 0 | 0 | 0 | 0 | 0 | 0 | 0 | 0 | 0 | 0 | 0 | 0 | 0 | 0 | 0 | 0 | 0 | 0 | 0 | 0 | 0 | 0 | 0 | 0 | 0 | 0 | 0 | 0 | 0 | 0 | 0
F4_Industrial_Other Industrial_Existing_Space Heating_Natural Gas_Retrocommissioning_A_Achievable Technical Potential | F4 | Industrial | Other Industrial | Existing | Space Heating | Natural Gas | Retrocommissioning | A | Standalone Impact on Baseline Energy (%) | Achievable Technical Potential | 0% | 0% | 0% | 0% | 0% | 0.0124% | 0.0248% | 0.03734% | 0.04972% | 0.06207% | 0.07527% | 0.08787% | 0.1004% | 0.1145% | 0.1264% | 0.14% | 0.1524% | 0.1656% | 0.1795% | 0.1917% | 0.2048% | 0.218% | 0.2312% | 0.2444% | 0.0025759 | 0.0025834 | 0.0025903 | 0.0025966 | 0 | 0 | 0
F5_Industrial_Other Industrial_Existing_Space Heating_Natural Gas_Retrocommissioning_A_Achievable Technical Potential | F5 | Industrial | Other Industrial | Existing | Space Heating | Natural Gas | Retrocommissioning | A | Standalone Impact on Baseline Summer Peak (%) | Achievable Technical Potential | 0% | 0% | 0% | 0% | 0% | 0% | 0% | 0% | 0% | 0% | 0% | 0% | 0% | 0% | 0% | 0% | 0% | 0% | 0% | 0% | 0% | 0% | 0% | 0% | 0 | 0 | 0 | 0 | 0 | 0 | 0
F6_Industrial_Other Industrial_Existing_Space Heating_Natural Gas_Retrocommissioning_A_Achievable Technical Potential | F6 | Industrial | Other Industrial | Existing | Space Heating | Natural Gas | Retrocommissioning | A | Standalone Impact on Baseline Winter Peak (%) | Achievable Technical Potential | 0% | 0% | 0% | 0% | 0% | 0% | 0% | 0% | 0% | 0% | 0% | 0% | 0% | 0% | 0% | 0% | 0% | 0% | 0% | 0% | 0% | 0% | 0% | 0% | 0 | 0 | 0 | 0 | 0 | 0 | 0
F7_Industrial_Other Industrial_Existing_Space Heating_Natural Gas_Retrocommissioning_A_Achievable Technical Potential | F7 | Industrial | Other Industrial | Existing | Space Heating | Natural Gas | Retrocommissioning | A | Incremental Energy Savings (MWh or mTherms) | Achievable Technical Potential | 0 | 0 | 0 | 0 | 0 | 0.093754 | 0.093244 | 0.092131 | 0.091585 | 0.091036 | 0.089255 | 0.088371 | 0.087555 | 0.085542 | 0.085193 | 0.083762 | 0.083161 | 0.082179 | 0.080924 | 0.080511 | 0.0797 | 0.078903 | 0.078177 | 0.077499 | 0.076863 | 0 | 0 | 0 | 0 | 0 | 0
F8_Industrial_Other Industrial_Existing_Space Heating_Natural Gas_Retrocommissioning_A_Achievable Technical Potential | F8 | Industrial | Other Industrial | Existing | Space Heating | Natural Gas | Retrocommissioning | A | Incremental Summer Peak Savings (MW) | Achievable Technical Potential | 0 | 0 | 0 | 0 | 0 | 0 | 0 | 0 | 0 | 0 | 0 | 0 | 0 | 0 | 0 | 0 | 0 | 0 | 0 | 0 | 0 | 0 | 0 | 0 | 0 | 0 | 0 | 0 | 0 | 0 | 0
F9_Industrial_Other Industrial_Existing_Space Heating_Natural Gas_Retrocommissioning_A_Achievable Technical Potential | F9 | Industrial | Other Industrial | Existing | Space Heating | Natural Gas | Retrocommissioning | A | Incremental Winter Peak Savings (MW) | Achievable Technical Potential | 0 | 0 | 0 | 0 | 0 | 0 | 0 | 0 | 0 | 0 | 0 | 0 | 0 | 0 | 0 | 0 | 0 | 0 | 0 | 0 | 0 | 0 | 0 | 0 | 0 | 0 | 0 | 0 | 0 | 0 | 0
F10_Industrial_Other Industrial_Existing_Space Heating_Natural Gas_Retrocommissioning_A_Achievable Technical Potential | F10 | Industrial | Other Industrial | Existing | Space Heating | Natural Gas | Retrocommissioning | A | Cumulative Energy Savings (MWh or mTherms) | Achievable Technical Potential | 0 | 0 | 0 | 0 | 0 | 0.093754 | 0.18654 | 0.27754 | 0.36733 | 0.45586 | 0.54195 | 0.62642 | 0.70946 | 0.78987 | 0.86885 | 0.94624 | 1.0225 | 1.0977 | 1.1716 | 1.2448 | 1.317 | 1.3878 | 1.4583 | 1.5281 | 1.5972 | 1.5897 | 1.5827 | 1.5763 | 0 | 0 | 0
F11_Industrial_Other Industrial_Existing_Space Heating_Natural Gas_Retrocommissioning_A_Achievable Technical Potential | F11 | Industrial | Other Industrial | Existing | Space Heating | Natural Gas | Retrocommissioning | A | Cumulative Summer Peak Savings (MW) | Achievable Technical Potential | 0 | 0 | 0 | 0 | 0 | 0 | 0 | 0 | 0 | 0 | 0 | 0 | 0 | 0 | 0 | 0 | 0 | 0 | 0 | 0 | 0 | 0 | 0 | 0 | 0 | 0 | 0 | 0 | 0 | 0 | 0
F12_Industrial_Other Industrial_Existing_Space Heating_Natural Gas_Retrocommissioning_A_Achievable Technical Potential | F12 | Industrial | Other Industrial | Existing | Space Heating | Natural Gas | Retrocommissioning | A | Cumulative Winter Peak Savings (MW) | Achievable Technical Potential | 0 | 0 | 0 | 0 | 0 | 0 | 0 | 0 | 0 | 0 | 0 | 0 | 0 | 0 | 0 | 0 | 0 | 0 | 0 | 0 | 0 | 0 | 0 | 0 | 0 | 0 | 0 | 0 | 0 | 0 | 0
F13_Industrial_Other Industrial_Existing_Space Heating_Natural Gas_Retrocommissioning_A_Achievable Technical Potential | F13 | Industrial | Other Industrial | Existing | Space Heating | Natural Gas | Retrocommissioning | A | Purchases (Incremental) | Achievable Technical Potential | 0 | 0 | 0 | 0 | 0 | 179.395 | 179.2966 | 178.2392 | 178.3355 | 178.483 | 176.2164 | 175.7349 | 175.3781 | 172.5931 | 173.2521 | 171.5999 | 171.6222 | 170.7584 | 169.2353 | 169.4357 | 168.7351 | 168.0788 | 167.4664 | 166.8973 | 166.371 | 0 | 0 | 0 | 0 | 0 | 0
F14_Industrial_Other Industrial_Existing_Space Heating_Natural Gas_Retrocommissioning_A_Achievable Technical Potential | F14 | Industrial | Other Industrial | Existing | Space Heating | Natural Gas | Retrocommissioning | A | Purchases (Cumulative) | Achievable Technical Potential | 0 | 0 | 0 | 0 | 0 | 179.395 | 358.6916 | 536.9307 | 715.2663 | 893.7493 | 1069.9657 | 1245.7006 | 1421.0787 | 1593.6719 | 1766.924 | 1938.5239 | 2110.1461 | 2280.9045 | 2450.1398 | 2619.5755 | 2788.3106 | 2956.3894 | 3123.8558 | 3290.753 | 3457.124 | 3457.124 | 3457.124 | 3457.124 | 3457.124 | 3457.124 | 3457.124
F1_Industrial_Other Industrial_Existing_Process_Natural Gas_Retrocommissioning_A_Achievable Technical Potential | F1 | Industrial | Other Industrial | Existing | Process | Natural Gas | Retrocommissioning | A | Original Unit Energy Savings (kWh or therms) | Achievable Technical Potential | 0 | 0 | 0 | 0 | 0 | 0 | 0 | 0 | 0 | 0 | 0 | 0 | 0 | 0 | 0 | 0 | 0 | 0 | 0 | 0 | 0 | 0 | 0 | 0 | 0 | 0 | 0 | 0 | 0 | 0 | 0
F2_Industrial_Other Industrial_Existing_Process_Natural Gas_Retrocommissioning_A_Achievable Technical Potential | F2 | Industrial | Other Industrial | Existing | Process | Natural Gas | Retrocommissioning | A | Original Unit Summer Peak Savings (kW) | Achievable Technical Potential | 0 | 0 | 0 | 0 | 0 | 0 | 0 | 0 | 0 | 0 | 0 | 0 | 0 | 0 | 0 | 0 | 0 | 0 | 0 | 0 | 0 | 0 | 0 | 0 | 0 | 0 | 0 | 0 | 0 | 0 | 0
F3_Industrial_Other Industrial_Existing_Process_Natural Gas_Retrocommissioning_A_Achievable Technical Potential | F3 | Industrial | Other Industrial | Existing | Process | Natural Gas | Retrocommissioning | A | Original Unit Winter Peak Savings (kW) | Achievable Technical Potential | 0 | 0 | 0 | 0 | 0 | 0 | 0 | 0 | 0 | 0 | 0 | 0 | 0 | 0 | 0 | 0 | 0 | 0 | 0 | 0 | 0 | 0 | 0 | 0 | 0 | 0 | 0 | 0 | 0 | 0 | 0
F4_Industrial_Other Industrial_Existing_Process_Natural Gas_Retrocommissioning_A_Achievable Technical Potential | F4 | Industrial | Other Industrial | Existing | Process | Natural Gas | Retrocommissioning | A | Standalone Impact on Baseline Energy (%) | Achievable Technical Potential | 0% | 0% | 0% | 0% | 0% | 0% | 0% | 0% | 0% | 0% | 0% | 0% | 0% | 0% | 0% | 0% | 0% | 0% | 0% | 0% | 0% | 0% | 0% | 0% | 0 | 0 | 0 | 0 | 0 | 0 | 0
F5_Industrial_Other Industrial_Existing_Process_Natural Gas_Retrocommissioning_A_Achievable Technical Potential | F5 | Industrial | Other Industrial | Existing | Process | Natural Gas | Retrocommissioning | A | Standalone Impact on Baseline Summer Peak (%) | Achievable Technical Potential | 0% | 0% | 0% | 0% | 0% | 0% | 0% | 0% | 0% | 0% | 0% | 0% | 0% | 0% | 0% | 0% | 0% | 0% | 0% | 0% | 0% | 0% | 0% | 0% | 0 | 0 | 0 | 0 | 0 | 0 | 0
F6_Industrial_Other Industrial_Existing_Process_Natural Gas_Retrocommissioning_A_Achievable Technical Potential | F6 | Industrial | Other Industrial | Existing | Process | Natural Gas | Retrocommissioning | A | Standalone Impact on Baseline Winter Peak (%) | Achievable Technical Potential | 0% | 0% | 0% | 0% | 0% | 0% | 0% | 0% | 0% | 0% | 0% | 0% | 0% | 0% | 0% | 0% | 0% | 0% | 0% | 0% | 0% | 0% | 0% | 0% | 0 | 0 | 0 | 0 | 0 | 0 | 0
F7_Industrial_Other Industrial_Existing_Process_Natural Gas_Retrocommissioning_A_Achievable Technical Potential | F7 | Industrial | Other Industrial | Existing | Process | Natural Gas | Retrocommissioning | A | Incremental Energy Savings (MWh or mTherms) | Achievable Technical Potential | 0 | 0 | 0 | 0 | 0 | 0 | 0 | 0 | 0 | 0 | 0 | 0 | 0 | 0 | 0 | 0 | 0 | 0 | 0 | 0 | 0 | 0 | 0 | 0 | 0 | 0 | 0 | 0 | 0 | 0 | 0
F8_Industrial_Other Industrial_Existing_Process_Natural Gas_Retrocommissioning_A_Achievable Technical Potential | F8 | Industrial | Other Industrial | Existing | Process | Natural Gas | Retrocommissioning | A | Incremental Summer Peak Savings (MW) | Achievable Technical Potential | 0 | 0 | 0 | 0 | 0 | 0 | 0 | 0 | 0 | 0 | 0 | 0 | 0 | 0 | 0 | 0 | 0 | 0 | 0 | 0 | 0 | 0 | 0 | 0 | 0 | 0 | 0 | 0 | 0 | 0 | 0
F9_Industrial_Other Industrial_Existing_Process_Natural Gas_Retrocommissioning_A_Achievable Technical Potential | F9 | Industrial | Other Industrial | Existing | Process | Natural Gas | Retrocommissioning | A | Incremental Winter Peak Savings (MW) | Achievable Technical Potential | 0 | 0 | 0 | 0 | 0 | 0 | 0 | 0 | 0 | 0 | 0 | 0 | 0 | 0 | 0 | 0 | 0 | 0 | 0 | 0 | 0 | 0 | 0 | 0 | 0 | 0 | 0 | 0 | 0 | 0 | 0
F10_Industrial_Other Industrial_Existing_Process_Natural Gas_Retrocommissioning_A_Achievable Technical Potential | F10 | Industrial | Other Industrial | Existing | Process | Natural Gas | Retrocommissioning | A | Cumulative Energy Savings (MWh or mTherms) | Achievable Technical Potential | 0 | 0 | 0 | 0 | 0 | 0 | 0 | 0 | 0 | 0 | 0 | 0 | 0 | 0 | 0 | 0 | 0 | 0 | 0 | 0 | 0 | 0 | 0 | 0 | 0 | 0 | 0 | 0 | 0 | 0 | 0
F11_Industrial_Other Industrial_Existing_Process_Natural Gas_Retrocommissioning_A_Achievable Technical Potential | F11 | Industrial | Other Industrial | Existing | Process | Natural Gas | Retrocommissioning | A | Cumulative Summer Peak Savings (MW) | Achievable Technical Potential | 0 | 0 | 0 | 0 | 0 | 0 | 0 | 0 | 0 | 0 | 0 | 0 | 0 | 0 | 0 | 0 | 0 | 0 | 0 | 0 | 0 | 0 | 0 | 0 | 0 | 0 | 0 | 0 | 0 | 0 | 0
F12_Industrial_Other Industrial_Existing_Process_Natural Gas_Retrocommissioning_A_Achievable Technical Potential | F12 | Industrial | Other Industrial | Existing | Process | Natural Gas | Retrocommissioning | A | Cumulative Winter Peak Savings (MW) | Achievable Technical Potential | 0 | 0 | 0 | 0 | 0 | 0 | 0 | 0 | 0 | 0 | 0 | 0 | 0 | 0 | 0 | 0 | 0 | 0 | 0 | 0 | 0 | 0 | 0 | 0 | 0 | 0 | 0 | 0 | 0 | 0 | 0
F13_Industrial_Other Industrial_Existing_Process_Natural Gas_Retrocommissioning_A_Achievable Technical Potential | F13 | Industrial | Other Industrial | Existing | Process | Natural Gas | Retrocommissioning | A | Purchases (Incremental) | Achievable Technical Potential | 0 | 0 | 0 | 0 | 0 | 179.395 | 179.2966 | 178.2392 | 178.3355 | 178.483 | 176.2164 | 175.7349 | 175.3781 | 172.5931 | 173.2521 | 171.5999 | 171.6222 | 170.7584 | 169.2353 | 169.4357 | 168.7351 | 168.0788 | 167.4664 | 166.8973 | 166.371 | 0 | 0 | 0 | 0 | 0 | 0
F14_Industrial_Other Industrial_Existing_Process_Natural Gas_Retrocommissioning_A_Achievable Technical Potential | F14 | Industrial | Other Industrial | Existing | Process | Natural Gas | Retrocommissioning | A | Purchases (Cumulative) | Achievable Technical Potential | 0 | 0 | 0 | 0 | 0 | 179.395 | 358.6916 | 536.9307 | 715.2663 | 893.7493 | 1069.9657 | 1245.7006 | 1421.0787 | 1593.6719 | 1766.924 | 1938.5239 | 2110.1461 | 2280.9045 | 2450.1398 | 2619.5755 | 2788.3106 | 2956.3894 | 3123.8558 | 3290.753 | 3457.124 | 3457.124 | 3457.124 | 3457.124 | 3457.124 | 3457.124 | 3457.124
F1_Industrial_Other Industrial_New_Space Heating_Natural Gas_Insulation - Roof/Ceiling_A_Achievable Technical Potential | F1 | Industrial | Other Industrial | New | Space Heating | Natural Gas | Insulation - Roof/Ceiling | A | Original Unit Energy Savings (kWh or therms) | Achievable Technical Potential | 0 | 0 | 0 | 0 | 0 | 0.093892 | 0.092679 | 0.091794 | 0.091122 | 0.090592 | 0.090164 | 0.089662 | 0.089136 | 0.088616 | 0.088114 | 0.08772 | 0.087409 | 0.087162 | 0.08677 | 0.086483 | 0.086275 | 0.086113 | 0.086113 | 0.086113 | 0.086113 | 0.086113 | 0.086113 | 0.086113 | 0 | 0 | 0
F2_Industrial_Other Industrial_New_Space Heating_Natural Gas_Insulation - Roof/Ceiling_A_Achievable Technical Potential | F2 | Industrial | Other Industrial | New | Space Heating | Natural Gas | Insulation - Roof/Ceiling | A | Original Unit Summer Peak Savings (kW) | Achievable Technical Potential | 0 | 0 | 0 | 0 | 0 | 0 | 0 | 0 | 0 | 0 | 0 | 0 | 0 | 0 | 0 | 0 | 0 | 0 | 0 | 0 | 0 | 0 | 0 | 0 | 0 | 0 | 0 | 0 | 0 | 0 | 0
F3_Industrial_Other Industrial_New_Space Heating_Natural Gas_Insulation - Roof/Ceiling_A_Achievable Technical Potential | F3 | Industrial | Other Industrial | New | Space Heating | Natural Gas | Insulation - Roof/Ceiling | A | Original Unit Winter Peak Savings (kW) | Achievable Technical Potential | 0 | 0 | 0 | 0 | 0 | 0 | 0 | 0 | 0 | 0 | 0 | 0 | 0 | 0 | 0 | 0 | 0 | 0 | 0 | 0 | 0 | 0 | 0 | 0 | 0 | 0 | 0 | 0 | 0 | 0 | 0
F4_Industrial_Other Industrial_New_Space Heating_Natural Gas_Insulation - Roof/Ceiling_A_Achievable Technical Potential | F4 | Industrial | Other Industrial | New | Space Heating | Natural Gas | Insulation - Roof/Ceiling | A | Standalone Impact on Baseline Energy (%) | Achievable Technical Potential | 0% | 0% | 0% | 0% | 0% | 0% | 0% | 0% | 0% | 0% | 0% | 0% | 0% | 0% | 0% | 0% | 0% | 0% | 0% | 0% | 0% | 0% | 0% | 0% | 0 | 0 | 0 | 0 | 0 | 0 | 0
F5_Industrial_Other Industrial_New_Space Heating_Natural Gas_Insulation - Roof/Ceiling_A_Achievable Technical Potential | F5 | Industrial | Other Industrial | New | Space Heating | Natural Gas | Insulation - Roof/Ceiling | A | Standalone Impact on Baseline Summer Peak (%) | Achievable Technical Potential | 0% | 0% | 0% | 0% | 0% | 0% | 0% | 0% | 0% | 0% | 0% | 0% | 0% | 0% | 0% | 0% | 0% | 0% | 0% | 0% | 0% | 0% | 0% | 0% | 0 | 0 | 0 | 0 | 0 | 0 | 0
F6_Industrial_Other Industrial_New_Space Heating_Natural Gas_Insulation - Roof/Ceiling_A_Achievable Technical Potential | F6 | Industrial | Other Industrial | New | Space Heating | Natural Gas | Insulation - Roof/Ceiling | A | Standalone Impact on Baseline Winter Peak (%) | Achievable Technical Potential | 0% | 0% | 0% | 0% | 0% | 0% | 0% | 0% | 0% | 0% | 0% | 0% | 0% | 0% | 0% | 0% | 0% | 0% | 0% | 0% | 0% | 0% | 0% | 0% | 0 | 0 | 0 | 0 | 0 | 0 | 0
F7_Industrial_Other Industrial_New_Space Heating_Natural Gas_Insulation - Roof/Ceiling_A_Achievable Technical Potential | F7 | Industrial | Other Industrial | New | Space Heating | Natural Gas | Insulation - Roof/Ceiling | A | Incremental Energy Savings (MWh or mTherms) | Achievable Technical Potential | 0 | 0 | 0 | 0 | 0 | 0 | 0 | 0 | 0 | 0 | 0 | 0 | 0 | 0 | 0 | 0 | 0 | 0 | 0 | 0 | 0 | 0 | 0 | 0 | 0 | 0 | 0 | 0 | 0 | 0 | 0
F8_Industrial_Other Industrial_New_Space Heating_Natural Gas_Insulation - Roof/Ceiling_A_Achievable Technical Potential | F8 | Industrial | Other Industrial | New | Space Heating | Natural Gas | Insulation - Roof/Ceiling | A | Incremental Summer Peak Savings (MW) | Achievable Technical Potential | 0 | 0 | 0 | 0 | 0 | 0 | 0 | 0 | 0 | 0 | 0 | 0 | 0 | 0 | 0 | 0 | 0 | 0 | 0 | 0 | 0 | 0 | 0 | 0 | 0 | 0 | 0 | 0 | 0 | 0 | 0
F9_Industrial_Other Industrial_New_Space Heating_Natural Gas_Insulation - Roof/Ceiling_A_Achievable Technical Potential | F9 | Industrial | Other Industrial | New | Space Heating | Natural Gas | Insulation - Roof/Ceiling | A | Incremental Winter Peak Savings (MW) | Achievable Technical Potential | 0 | 0 | 0 | 0 | 0 | 0 | 0 | 0 | 0 | 0 | 0 | 0 | 0 | 0 | 0 | 0 | 0 | 0 | 0 | 0 | 0 | 0 | 0 | 0 | 0 | 0 | 0 | 0 | 0 | 0 | 0
F10_Industrial_Other Industrial_New_Space Heating_Natural Gas_Insulation - Roof/Ceiling_A_Achievable Technical Potential | F10 | Industrial | Other Industrial | New | Space Heating | Natural Gas | Insulation - Roof/Ceiling | A | Cumulative Energy Savings (MWh or mTherms) | Achievable Technical Potential | 0 | 0 | 0 | 0 | 0 | 0 | 0 | 0 | 0 | 0 | 0 | 0 | 0 | 0 | 0 | 0 | 0 | 0 | 0 | 0 | 0 | 0 | 0 | 0 | 0 | 0 | 0 | 0 | 0 | 0 | 0
F11_Industrial_Other Industrial_New_Space Heating_Natural Gas_Insulation - Roof/Ceiling_A_Achievable Technical Potential | F11 | Industrial | Other Industrial | New | Space Heating | Natural Gas | Insulation - Roof/Ceiling | A | Cumulative Summer Peak Savings (MW) | Achievable Technical Potential | 0 | 0 | 0 | 0 | 0 | 0 | 0 | 0 | 0 | 0 | 0 | 0 | 0 | 0 | 0 | 0 | 0 | 0 | 0 | 0 | 0 | 0 | 0 | 0 | 0 | 0 | 0 | 0 | 0 | 0 | 0
F12_Industrial_Other Industrial_New_Space Heating_Natural Gas_Insulation - Roof/Ceiling_A_Achievable Technical Potential | F12 | Industrial | Other Industrial | New | Space Heating | Natural Gas | Insulation - Roof/Ceiling | A | Cumulative Winter Peak Savings (MW) | Achievable Technical Potential | 0 | 0 | 0 | 0 | 0 | 0 | 0 | 0 | 0 | 0 | 0 | 0 | 0 | 0 | 0 | 0 | 0 | 0 | 0 | 0 | 0 | 0 | 0 | 0 | 0 | 0 | 0 | 0 | 0 | 0 | 0
F13_Industrial_Other Industrial_New_Space Heating_Natural Gas_Insulation - Roof/Ceiling_A_Achievable Technical Potential | F13 | Industrial | Other Industrial | New | Space Heating | Natural Gas | Insulation - Roof/Ceiling | A | Purchases (Incremental) | Achievable Technical Potential | 0 | 0 | 0 | 0 | 0 | 0 | 0 | 0 | 0 | 0 | 0 | 0 | 0 | 0 | 0 | 0 | 0 | 0 | 0 | 0 | 0 | 0 | 0 | 0 | 0 | 0 | 0 | 0 | 0 | 0 | 0
F14_Industrial_Other Industrial_New_Space Heating_Natural Gas_Insulation - Roof/Ceiling_A_Achievable Technical Potential | F14 | Industrial | Other Industrial | New | Space Heating | Natural Gas | Insulation - Roof/Ceiling | A | Purchases (Cumulative) | Achievable Technical Potential | 0 | 0 | 0 | 0 | 0 | 0 | 0 | 0 | 0 | 0 | 0 | 0 | 0 | 0 | 0 | 0 | 0 | 0 | 0 | 0 | 0 | 0 | 0 | 0 | 0 | 0 | 0 | 0 | 0 | 0 | 0
F1_Industrial_Other Industrial_New_Space Heating_Natural Gas_Insulation - Wall Cavity_A_Achievable Technical Potential | F1 | Industrial | Other Industrial | New | Space Heating | Natural Gas | Insulation - Wall Cavity | A | Original Unit Energy Savings (kWh or therms) | Achievable Technical Potential | 0 | 0 | 0 | 0 | 0 | 0.016909 | 0.016691 | 0.016531 | 0.01641 | 0.016315 | 0.016238 | 0.016147 | 0.016053 | 0.015959 | 0.015869 | 0.015798 | 0.015742 | 0.015697 | 0.015627 | 0.015575 | 0.015537 | 0.015508 | 0.015508 | 0.015508 | 0.015508 | 0.015508 | 0.015508 | 0.015508 | 0 | 0 | 0
F2_Industrial_Other Industrial_New_Space Heating_Natural Gas_Insulation - Wall Cavity_A_Achievable Technical Potential | F2 | Industrial | Other Industrial | New | Space Heating | Natural Gas | Insulation - Wall Cavity | A | Original Unit Summer Peak Savings (kW) | Achievable Technical Potential | 0 | 0 | 0 | 0 | 0 | 0 | 0 | 0 | 0 | 0 | 0 | 0 | 0 | 0 | 0 | 0 | 0 | 0 | 0 | 0 | 0 | 0 | 0 | 0 | 0 | 0 | 0 | 0 | 0 | 0 | 0
F3_Industrial_Other Industrial_New_Space Heating_Natural Gas_Insulation - Wall Cavity_A_Achievable Technical Potential | F3 | Industrial | Other Industrial | New | Space Heating | Natural Gas | Insulation - Wall Cavity | A | Original Unit Winter Peak Savings (kW) | Achievable Technical Potential | 0 | 0 | 0 | 0 | 0 | 0 | 0 | 0 | 0 | 0 | 0 | 0 | 0 | 0 | 0 | 0 | 0 | 0 | 0 | 0 | 0 | 0 | 0 | 0 | 0 | 0 | 0 | 0 | 0 | 0 | 0
F4_Industrial_Other Industrial_New_Space Heating_Natural Gas_Insulation - Wall Cavity_A_Achievable Technical Potential | F4 | Industrial | Other Industrial | New | Space Heating | Natural Gas | Insulation - Wall Cavity | A | Standalone Impact on Baseline Energy (%) | Achievable Technical Potential | 0% | 0% | 0% | 0% | 0% | 0% | 0% | 0% | 0% | 0% | 0% | 0% | 0% | 0% | 0% | 0% | 0% | 0% | 0% | 0% | 0% | 0% | 0% | 0% | 0 | 0 | 0 | 0 | 0 | 0 | 0
F5_Industrial_Other Industrial_New_Space Heating_Natural Gas_Insulation - Wall Cavity_A_Achievable Technical Potential | F5 | Industrial | Other Industrial | New | Space Heating | Natural Gas | Insulation - Wall Cavity | A | Standalone Impact on Baseline Summer Peak (%) | Achievable Technical Potential | 0% | 0% | 0% | 0% | 0% | 0% | 0% | 0% | 0% | 0% | 0% | 0% | 0% | 0% | 0% | 0% | 0% | 0% | 0% | 0% | 0% | 0% | 0% | 0% | 0 | 0 | 0 | 0 | 0 | 0 | 0
F6_Industrial_Other Industrial_New_Space Heating_Natural Gas_Insulation - Wall Cavity_A_Achievable Technical Potential | F6 | Industrial | Other Industrial | New | Space Heating | Natural Gas | Insulation - Wall Cavity | A | Standalone Impact on Baseline Winter Peak (%) | Achievable Technical Potential | 0% | 0% | 0% | 0% | 0% | 0% | 0% | 0% | 0% | 0% | 0% | 0% | 0% | 0% | 0% | 0% | 0% | 0% | 0% | 0% | 0% | 0% | 0% | 0% | 0 | 0 | 0 | 0 | 0 | 0 | 0
F7_Industrial_Other Industrial_New_Space Heating_Natural Gas_Insulation - Wall Cavity_A_Achievable Technical Potential | F7 | Industrial | Other Industrial | New | Space Heating | Natural Gas | Insulation - Wall Cavity | A | Incremental Energy Savings (MWh or mTherms) | Achievable Technical Potential | 0 | 0 | 0 | 0 | 0 | 0 | 0 | 0 | 0 | 0 | 0 | 0 | 0 | 0 | 0 | 0 | 0 | 0 | 0 | 0 | 0 | 0 | 0 | 0 | 0 | 0 | 0 | 0 | 0 | 0 | 0
F8_Industrial_Other Industrial_New_Space Heating_Natural Gas_Insulation - Wall Cavity_A_Achievable Technical Potential | F8 | Industrial | Other Industrial | New | Space Heating | Natural Gas | Insulation - Wall Cavity | A | Incremental Summer Peak Savings (MW) | Achievable Technical Potential | 0 | 0 | 0 | 0 | 0 | 0 | 0 | 0 | 0 | 0 | 0 | 0 | 0 | 0 | 0 | 0 | 0 | 0 | 0 | 0 | 0 | 0 | 0 | 0 | 0 | 0 | 0 | 0 | 0 | 0 | 0
F9_Industrial_Other Industrial_New_Space Heating_Natural Gas_Insulation - Wall Cavity_A_Achievable Technical Potential | F9 | Industrial | Other Industrial | New | Space Heating | Natural Gas | Insulation - Wall Cavity | A | Incremental Winter Peak Savings (MW) | Achievable Technical Potential | 0 | 0 | 0 | 0 | 0 | 0 | 0 | 0 | 0 | 0 | 0 | 0 | 0 | 0 | 0 | 0 | 0 | 0 | 0 | 0 | 0 | 0 | 0 | 0 | 0 | 0 | 0 | 0 | 0 | 0 | 0
F10_Industrial_Other Industrial_New_Space Heating_Natural Gas_Insulation - Wall Cavity_A_Achievable Technical Potential | F10 | Industrial | Other Industrial | New | Space Heating | Natural Gas | Insulation - Wall Cavity | A | Cumulative Energy Savings (MWh or mTherms) | Achievable Technical Potential | 0 | 0 | 0 | 0 | 0 | 0 | 0 | 0 | 0 | 0 | 0 | 0 | 0 | 0 | 0 | 0 | 0 | 0 | 0 | 0 | 0 | 0 | 0 | 0 | 0 | 0 | 0 | 0 | 0 | 0 | 0
F11_Industrial_Other Industrial_New_Space Heating_Natural Gas_Insulation - Wall Cavity_A_Achievable Technical Potential | F11 | Industrial | Other Industrial | New | Space Heating | Natural Gas | Insulation - Wall Cavity | A | Cumulative Summer Peak Savings (MW) | Achievable Technical Potential | 0 | 0 | 0 | 0 | 0 | 0 | 0 | 0 | 0 | 0 | 0 | 0 | 0 | 0 | 0 | 0 | 0 | 0 | 0 | 0 | 0 | 0 | 0 | 0 | 0 | 0 | 0 | 0 | 0 | 0 | 0
F12_Industrial_Other Industrial_New_Space Heating_Natural Gas_Insulation - Wall Cavity_A_Achievable Technical Potential | F12 | Industrial | Other Industrial | New | Space Heating | Natural Gas | Insulation - Wall Cavity | A | Cumulative Winter Peak Savings (MW) | Achievable Technical Potential | 0 | 0 | 0 | 0 | 0 | 0 | 0 | 0 | 0 | 0 | 0 | 0 | 0 | 0 | 0 | 0 | 0 | 0 | 0 | 0 | 0 | 0 | 0 | 0 | 0 | 0 | 0 | 0 | 0 | 0 | 0
F13_Industrial_Other Industrial_New_Space Heating_Natural Gas_Insulation - Wall Cavity_A_Achievable Technical Potential | F13 | Industrial | Other Industrial | New | Space Heating | Natural Gas | Insulation - Wall Cavity | A | Purchases (Incremental) | Achievable Technical Potential | 0 | 0 | 0 | 0 | 0 | 0 | 0 | 0 | 0 | 0 | 0 | 0 | 0 | 0 | 0 | 0 | 0 | 0 | 0 | 0 | 0 | 0 | 0 | 0 | 0 | 0 | 0 | 0 | 0 | 0 | 0
F14_Industrial_Other Industrial_New_Space Heating_Natural Gas_Insulation - Wall Cavity_A_Achievable Technical Potential | F14 | Industrial | Other Industrial | New | Space Heating | Natural Gas | Insulation - Wall Cavity | A | Purchases (Cumulative) | Achievable Technical Potential | 0 | 0 | 0 | 0 | 0 | 0 | 0 | 0 | 0 | 0 | 0 | 0 | 0 | 0 | 0 | 0 | 0 | 0 | 0 | 0 | 0 | 0 | 0 | 0 | 0 | 0 | 0 | 0 | 0 | 0 | 0
F1_Industrial_Other Industrial_New_Space Heating_Natural Gas_Insulation - Ducting_A_Achievable Technical Potential | F1 | Industrial | Other Industrial | New | Space Heating | Natural Gas | Insulation - Ducting | A | Original Unit Energy Savings (kWh or therms) | Achievable Technical Potential | 0 | 0 | 0 | 0 | 0 | 0 | 0 | 0 | 0 | 0 | 0 | 0 | 0 | 0 | 0 | 0 | 0 | 0 | 0 | 0 | 0 | 0 | 0 | 0 | 0 | 0 | 0 | 0 | 0 | 0 | 0
F2_Industrial_Other Industrial_New_Space Heating_Natural Gas_Insulation - Ducting_A_Achievable Technical Potential | F2 | Industrial | Other Industrial | New | Space Heating | Natural Gas | Insulation - Ducting | A | Original Unit Summer Peak Savings (kW) | Achievable Technical Potential | 0 | 0 | 0 | 0 | 0 | 0 | 0 | 0 | 0 | 0 | 0 | 0 | 0 | 0 | 0 | 0 | 0 | 0 | 0 | 0 | 0 | 0 | 0 | 0 | 0 | 0 | 0 | 0 | 0 | 0 | 0
F3_Industrial_Other Industrial_New_Space Heating_Natural Gas_Insulation - Ducting_A_Achievable Technical Potential | F3 | Industrial | Other Industrial | New | Space Heating | Natural Gas | Insulation - Ducting | A | Original Unit Winter Peak Savings (kW) | Achievable Technical Potential | 0 | 0 | 0 | 0 | 0 | 0 | 0 | 0 | 0 | 0 | 0 | 0 | 0 | 0 | 0 | 0 | 0 | 0 | 0 | 0 | 0 | 0 | 0 | 0 | 0 | 0 | 0 | 0 | 0 | 0 | 0
F4_Industrial_Other Industrial_New_Space Heating_Natural Gas_Insulation - Ducting_A_Achievable Technical Potential | F4 | Industrial | Other Industrial | New | Space Heating | Natural Gas | Insulation - Ducting | A | Standalone Impact on Baseline Energy (%) | Achievable Technical Potential | 0% | 0% | 0% | 0% | 0% | 0% | 0% | 0% | 0% | 0% | 0% | 0% | 0% | 0% | 0% | 0% | 0% | 0% | 0% | 0% | 0% | 0% | 0% | 0% | 0 | 0 | 0 | 0 | 0 | 0 | 0
F5_Industrial_Other Industrial_New_Space Heating_Natural Gas_Insulation - Ducting_A_Achievable Technical Potential | F5 | Industrial | Other Industrial | New | Space Heating | Natural Gas | Insulation - Ducting | A | Standalone Impact on Baseline Summer Peak (%) | Achievable Technical Potential | 0% | 0% | 0% | 0% | 0% | 0% | 0% | 0% | 0% | 0% | 0% | 0% | 0% | 0% | 0% | 0% | 0% | 0% | 0% | 0% | 0% | 0% | 0% | 0% | 0 | 0 | 0 | 0 | 0 | 0 | 0
F6_Industrial_Other Industrial_New_Space Heating_Natural Gas_Insulation - Ducting_A_Achievable Technical Potential | F6 | Industrial | Other Industrial | New | Space Heating | Natural Gas | Insulation - Ducting | A | Standalone Impact on Baseline Winter Peak (%) | Achievable Technical Potential | 0% | 0% | 0% | 0% | 0% | 0% | 0% | 0% | 0% | 0% | 0% | 0% | 0% | 0% | 0% | 0% | 0% | 0% | 0% | 0% | 0% | 0% | 0% | 0% | 0 | 0 | 0 | 0 | 0 | 0 | 0
F7_Industrial_Other Industrial_New_Space Heating_Natural Gas_Insulation - Ducting_A_Achievable Technical Potential | F7 | Industrial | Other Industrial | New | Space Heating | Natural Gas | Insulation - Ducting | A | Incremental Energy Savings (MWh or mTherms) | Achievable Technical Potential | 0 | 0 | 0 | 0 | 0 | 0 | 0 | 0 | 0 | 0 | 0 | 0 | 0 | 0 | 0 | 0 | 0 | 0 | 0 | 0 | 0 | 0 | 0 | 0 | 0 | 0 | 0 | 0 | 0 | 0 | 0
F8_Industrial_Other Industrial_New_Space Heating_Natural Gas_Insulation - Ducting_A_Achievable Technical Potential | F8 | Industrial | Other Industrial | New | Space Heating | Natural Gas | Insulation - Ducting | A | Incremental Summer Peak Savings (MW) | Achievable Technical Potential | 0 | 0 | 0 | 0 | 0 | 0 | 0 | 0 | 0 | 0 | 0 | 0 | 0 | 0 | 0 | 0 | 0 | 0 | 0 | 0 | 0 | 0 | 0 | 0 | 0 | 0 | 0 | 0 | 0 | 0 | 0
F9_Industrial_Other Industrial_New_Space Heating_Natural Gas_Insulation - Ducting_A_Achievable Technical Potential | F9 | Industrial | Other Industrial | New | Space Heating | Natural Gas | Insulation - Ducting | A | Incremental Winter Peak Savings (MW) | Achievable Technical Potential | 0 | 0 | 0 | 0 | 0 | 0 | 0 | 0 | 0 | 0 | 0 | 0 | 0 | 0 | 0 | 0 | 0 | 0 | 0 | 0 | 0 | 0 | 0 | 0 | 0 | 0 | 0 | 0 | 0 | 0 | 0
F10_Industrial_Other Industrial_New_Space Heating_Natural Gas_Insulation - Ducting_A_Achievable Technical Potential | F10 | Industrial | Other Industrial | New | Space Heating | Natural Gas | Insulation - Ducting | A | Cumulative Energy Savings (MWh or mTherms) | Achievable Technical Potential | 0 | 0 | 0 | 0 | 0 | 0 | 0 | 0 | 0 | 0 | 0 | 0 | 0 | 0 | 0 | 0 | 0 | 0 | 0 | 0 | 0 | 0 | 0 | 0 | 0 | 0 | 0 | 0 | 0 | 0 | 0
F11_Industrial_Other Industrial_New_Space Heating_Natural Gas_Insulation - Ducting_A_Achievable Technical Potential | F11 | Industrial | Other Industrial | New | Space Heating | Natural Gas | Insulation - Ducting | A | Cumulative Summer Peak Savings (MW) | Achievable Technical Potential | 0 | 0 | 0 | 0 | 0 | 0 | 0 | 0 | 0 | 0 | 0 | 0 | 0 | 0 | 0 | 0 | 0 | 0 | 0 | 0 | 0 | 0 | 0 | 0 | 0 | 0 | 0 | 0 | 0 | 0 | 0
F12_Industrial_Other Industrial_New_Space Heating_Natural Gas_Insulation - Ducting_A_Achievable Technical Potential | F12 | Industrial | Other Industrial | New | Space Heating | Natural Gas | Insulation - Ducting | A | Cumulative Winter Peak Savings (MW) | Achievable Technical Potential | 0 | 0 | 0 | 0 | 0 | 0 | 0 | 0 | 0 | 0 | 0 | 0 | 0 | 0 | 0 | 0 | 0 | 0 | 0 | 0 | 0 | 0 | 0 | 0 | 0 | 0 | 0 | 0 | 0 | 0 | 0
F13_Industrial_Other Industrial_New_Space Heating_Natural Gas_Insulation - Ducting_A_Achievable Technical Potential | F13 | Industrial | Other Industrial | New | Space Heating | Natural Gas | Insulation - Ducting | A | Purchases (Incremental) | Achievable Technical Potential | 0 | 0 | 0 | 0 | 0 | 0 | 0 | 0 | 0 | 0 | 0 | 0 | 0 | 0 | 0 | 0 | 0 | 0 | 0 | 0 | 0 | 0 | 0 | 0 | 0 | 0 | 0 | 0 | 0 | 0 | 0
F14_Industrial_Other Industrial_New_Space Heating_Natural Gas_Insulation - Ducting_A_Achievable Technical Potential | F14 | Industrial | Other Industrial | New | Space Heating | Natural Gas | Insulation - Ducting | A | Purchases (Cumulative) | Achievable Technical Potential | 0 | 0 | 0 | 0 | 0 | 0 | 0 | 0 | 0 | 0 | 0 | 0 | 0 | 0 | 0 | 0 | 0 | 0 | 0 | 0 | 0 | 0 | 0 | 0 | 0 | 0 | 0 | 0 | 0 | 0 | 0
F1_Industrial_Other Industrial_New_Space Heating_Natural Gas_HVAC - Duct Repair and Sealing_A_Achievable Technical Potential | F1 | Industrial | Other Industrial | New | Space Heating | Natural Gas | HVAC - Duct Repair and Sealing | A | Original Unit Energy Savings (kWh or therms) | Achievable Technical Potential | 0 | 0 | 0 | 0 | 0 | 0 | 0 | 0 | 0 | 0 | 0 | 0 | 0 | 0 | 0 | 0 | 0 | 0 | 0 | 0 | 0 | 0 | 0 | 0 | 0 | 0 | 0 | 0 | 0 | 0 | 0
F2_Industrial_Other Industrial_New_Space Heating_Natural Gas_HVAC - Duct Repair and Sealing_A_Achievable Technical Potential | F2 | Industrial | Other Industrial | New | Space Heating | Natural Gas | HVAC - Duct Repair and Sealing | A | Original Unit Summer Peak Savings (kW) | Achievable Technical Potential | 0 | 0 | 0 | 0 | 0 | 0 | 0 | 0 | 0 | 0 | 0 | 0 | 0 | 0 | 0 | 0 | 0 | 0 | 0 | 0 | 0 | 0 | 0 | 0 | 0 | 0 | 0 | 0 | 0 | 0 | 0
F3_Industrial_Other Industrial_New_Space Heating_Natural Gas_HVAC - Duct Repair and Sealing_A_Achievable Technical Potential | F3 | Industrial | Other Industrial | New | Space Heating | Natural Gas | HVAC - Duct Repair and Sealing | A | Original Unit Winter Peak Savings (kW) | Achievable Technical Potential | 0 | 0 | 0 | 0 | 0 | 0 | 0 | 0 | 0 | 0 | 0 | 0 | 0 | 0 | 0 | 0 | 0 | 0 | 0 | 0 | 0 | 0 | 0 | 0 | 0 | 0 | 0 | 0 | 0 | 0 | 0
F4_Industrial_Other Industrial_New_Space Heating_Natural Gas_HVAC - Duct Repair and Sealing_A_Achievable Technical Potential | F4 | Industrial | Other Industrial | New | Space Heating | Natural Gas | HVAC - Duct Repair and Sealing | A | Standalone Impact on Baseline Energy (%) | Achievable Technical Potential | 0% | 0% | 0% | 0% | 0% | 0% | 0% | 0% | 0% | 0% | 0% | 0% | 0% | 0% | 0% | 0% | 0% | 0% | 0% | 0% | 0% | 0% | 0% | 0% | 0 | 0 | 0 | 0 | 0 | 0 | 0
F5_Industrial_Other Industrial_New_Space Heating_Natural Gas_HVAC - Duct Repair and Sealing_A_Achievable Technical Potential | F5 | Industrial | Other Industrial | New | Space Heating | Natural Gas | HVAC - Duct Repair and Sealing | A | Standalone Impact on Baseline Summer Peak (%) | Achievable Technical Potential | 0% | 0% | 0% | 0% | 0% | 0% | 0% | 0% | 0% | 0% | 0% | 0% | 0% | 0% | 0% | 0% | 0% | 0% | 0% | 0% | 0% | 0% | 0% | 0% | 0 | 0 | 0 | 0 | 0 | 0 | 0
F6_Industrial_Other Industrial_New_Space Heating_Natural Gas_HVAC - Duct Repair and Sealing_A_Achievable Technical Potential | F6 | Industrial | Other Industrial | New | Space Heating | Natural Gas | HVAC - Duct Repair and Sealing | A | Standalone Impact on Baseline Winter Peak (%) | Achievable Technical Potential | 0% | 0% | 0% | 0% | 0% | 0% | 0% | 0% | 0% | 0% | 0% | 0% | 0% | 0% | 0% | 0% | 0% | 0% | 0% | 0% | 0% | 0% | 0% | 0% | 0 | 0 | 0 | 0 | 0 | 0 | 0
F7_Industrial_Other Industrial_New_Space Heating_Natural Gas_HVAC - Duct Repair and Sealing_A_Achievable Technical Potential | F7 | Industrial | Other Industrial | New | Space Heating | Natural Gas | HVAC - Duct Repair and Sealing | A | Incremental Energy Savings (MWh or mTherms) | Achievable Technical Potential | 0 | 0 | 0 | 0 | 0 | 0 | 0 | 0 | 0 | 0 | 0 | 0 | 0 | 0 | 0 | 0 | 0 | 0 | 0 | 0 | 0 | 0 | 0 | 0 | 0 | 0 | 0 | 0 | 0 | 0 | 0
F8_Industrial_Other Industrial_New_Space Heating_Natural Gas_HVAC - Duct Repair and Sealing_A_Achievable Technical Potential | F8 | Industrial | Other Industrial | New | Space Heating | Natural Gas | HVAC - Duct Repair and Sealing | A | Incremental Summer Peak Savings (MW) | Achievable Technical Potential | 0 | 0 | 0 | 0 | 0 | 0 | 0 | 0 | 0 | 0 | 0 | 0 | 0 | 0 | 0 | 0 | 0 | 0 | 0 | 0 | 0 | 0 | 0 | 0 | 0 | 0 | 0 | 0 | 0 | 0 | 0
F9_Industrial_Other Industrial_New_Space Heating_Natural Gas_HVAC - Duct Repair and Sealing_A_Achievable Technical Potential | F9 | Industrial | Other Industrial | New | Space Heating | Natural Gas | HVAC - Duct Repair and Sealing | A | Incremental Winter Peak Savings (MW) | Achievable Technical Potential | 0 | 0 | 0 | 0 | 0 | 0 | 0 | 0 | 0 | 0 | 0 | 0 | 0 | 0 | 0 | 0 | 0 | 0 | 0 | 0 | 0 | 0 | 0 | 0 | 0 | 0 | 0 | 0 | 0 | 0 | 0
F10_Industrial_Other Industrial_New_Space Heating_Natural Gas_HVAC - Duct Repair and Sealing_A_Achievable Technical Potential | F10 | Industrial | Other Industrial | New | Space Heating | Natural Gas | HVAC - Duct Repair and Sealing | A | Cumulative Energy Savings (MWh or mTherms) | Achievable Technical Potential | 0 | 0 | 0 | 0 | 0 | 0 | 0 | 0 | 0 | 0 | 0 | 0 | 0 | 0 | 0 | 0 | 0 | 0 | 0 | 0 | 0 | 0 | 0 | 0 | 0 | 0 | 0 | 0 | 0 | 0 | 0
F11_Industrial_Other Industrial_New_Space Heating_Natural Gas_HVAC - Duct Repair and Sealing_A_Achievable Technical Potential | F11 | Industrial | Other Industrial | New | Space Heating | Natural Gas | HVAC - Duct Repair and Sealing | A | Cumulative Summer Peak Savings (MW) | Achievable Technical Potential | 0 | 0 | 0 | 0 | 0 | 0 | 0 | 0 | 0 | 0 | 0 | 0 | 0 | 0 | 0 | 0 | 0 | 0 | 0 | 0 | 0 | 0 | 0 | 0 | 0 | 0 | 0 | 0 | 0 | 0 | 0
F12_Industrial_Other Industrial_New_Space Heating_Natural Gas_HVAC - Duct Repair and Sealing_A_Achievable Technical Potential | F12 | Industrial | Other Industrial | New | Space Heating | Natural Gas | HVAC - Duct Repair and Sealing | A | Cumulative Winter Peak Savings (MW) | Achievable Technical Potential | 0 | 0 | 0 | 0 | 0 | 0 | 0 | 0 | 0 | 0 | 0 | 0 | 0 | 0 | 0 | 0 | 0 | 0 | 0 | 0 | 0 | 0 | 0 | 0 | 0 | 0 | 0 | 0 | 0 | 0 | 0
F13_Industrial_Other Industrial_New_Space Heating_Natural Gas_HVAC - Duct Repair and Sealing_A_Achievable Technical Potential | F13 | Industrial | Other Industrial | New | Space Heating | Natural Gas | HVAC - Duct Repair and Sealing | A | Purchases (Incremental) | Achievable Technical Potential | 0 | 0 | 0 | 0 | 0 | 0 | 0 | 0 | 0 | 0 | 0 | 0 | 0 | 0 | 0 | 0 | 0 | 0 | 0 | 0 | 0 | 0 | 0 | 0 | 0 | 0 | 0 | 0 | 0 | 0 | 0
F14_Industrial_Other Industrial_New_Space Heating_Natural Gas_HVAC - Duct Repair and Sealing_A_Achievable Technical Potential | F14 | Industrial | Other Industrial | New | Space Heating | Natural Gas | HVAC - Duct Repair and Sealing | A | Purchases (Cumulative) | Achievable Technical Potential | 0 | 0 | 0 | 0 | 0 | 0 | 0 | 0 | 0 | 0 | 0 | 0 | 0 | 0 | 0 | 0 | 0 | 0 | 0 | 0 | 0 | 0 | 0 | 0 | 0 | 0 | 0 | 0 | 0 | 0 | 0
F1_Industrial_Other Industrial_New_Space Heating_Natural Gas_Windows - High Efficiency_A_Achievable Technical Potential | F1 | Industrial | Other Industrial | New | Space Heating | Natural Gas | Windows - High Efficiency | A | Original Unit Energy Savings (kWh or therms) | Achievable Technical Potential | 0 | 0 | 0 | 0 | 0 | 0.0053664 | 0.005297 | 0.0052464 | 0.0052081 | 0.0051778 | 0.0051533 | 0.0051246 | 0.0050945 | 0.0050648 | 0.0050361 | 0.0050136 | 0.0049958 | 0.0049817 | 0.0049593 | 0.0049429 | 0.004931 | 0.0049217 | 0.0049217 | 0.0049217 | 0.0049217 | 0.0049217 | 0.0049217 | 0.0049217 | 0 | 0 | 0
F2_Industrial_Other Industrial_New_Space Heating_Natural Gas_Windows - High Efficiency_A_Achievable Technical Potential | F2 | Industrial | Other Industrial | New | Space Heating | Natural Gas | Windows - High Efficiency | A | Original Unit Summer Peak Savings (kW) | Achievable Technical Potential | 0 | 0 | 0 | 0 | 0 | 0 | 0 | 0 | 0 | 0 | 0 | 0 | 0 | 0 | 0 | 0 | 0 | 0 | 0 | 0 | 0 | 0 | 0 | 0 | 0 | 0 | 0 | 0 | 0 | 0 | 0
F3_Industrial_Other Industrial_New_Space Heating_Natural Gas_Windows - High Efficiency_A_Achievable Technical Potential | F3 | Industrial | Other Industrial | New | Space Heating | Natural Gas | Windows - High Efficiency | A | Original Unit Winter Peak Savings (kW) | Achievable Technical Potential | 0 | 0 | 0 | 0 | 0 | 0 | 0 | 0 | 0 | 0 | 0 | 0 | 0 | 0 | 0 | 0 | 0 | 0 | 0 | 0 | 0 | 0 | 0 | 0 | 0 | 0 | 0 | 0 | 0 | 0 | 0
F4_Industrial_Other Industrial_New_Space Heating_Natural Gas_Windows - High Efficiency_A_Achievable Technical Potential | F4 | Industrial | Other Industrial | New | Space Heating | Natural Gas | Windows - High Efficiency | A | Standalone Impact on Baseline Energy (%) | Achievable Technical Potential | 0% | 0% | 0% | 0% | 0% | 0% | 0% | 0% | 0% | 0% | 0% | 0% | 0% | 0% | 0% | 0% | 0% | 0% | 0% | 0% | 0% | 0% | 0% | 0% | 0 | 0 | 0 | 0 | 0 | 0 | 0
F5_Industrial_Other Industrial_New_Space Heating_Natural Gas_Windows - High Efficiency_A_Achievable Technical Potential | F5 | Industrial | Other Industrial | New | Space Heating | Natural Gas | Windows - High Efficiency | A | Standalone Impact on Baseline Summer Peak (%) | Achievable Technical Potential | 0% | 0% | 0% | 0% | 0% | 0% | 0% | 0% | 0% | 0% | 0% | 0% | 0% | 0% | 0% | 0% | 0% | 0% | 0% | 0% | 0% | 0% | 0% | 0% | 0 | 0 | 0 | 0 | 0 | 0 | 0
F6_Industrial_Other Industrial_New_Space Heating_Natural Gas_Windows - High Efficiency_A_Achievable Technical Potential | F6 | Industrial | Other Industrial | New | Space Heating | Natural Gas | Windows - High Efficiency | A | Standalone Impact on Baseline Winter Peak (%) | Achievable Technical Potential | 0% | 0% | 0% | 0% | 0% | 0% | 0% | 0% | 0% | 0% | 0% | 0% | 0% | 0% | 0% | 0% | 0% | 0% | 0% | 0% | 0% | 0% | 0% | 0% | 0 | 0 | 0 | 0 | 0 | 0 | 0
F7_Industrial_Other Industrial_New_Space Heating_Natural Gas_Windows - High Efficiency_A_Achievable Technical Potential | F7 | Industrial | Other Industrial | New | Space Heating | Natural Gas | Windows - High Efficiency | A | Incremental Energy Savings (MWh or mTherms) | Achievable Technical Potential | 0 | 0 | 0 | 0 | 0 | 0 | 0 | 0 | 0 | 0 | 0 | 0 | 0 | 0 | 0 | 0 | 0 | 0 | 0 | 0 | 0 | 0 | 0 | 0 | 0 | 0 | 0 | 0 | 0 | 0 | 0
F8_Industrial_Other Industrial_New_Space Heating_Natural Gas_Windows - High Efficiency_A_Achievable Technical Potential | F8 | Industrial | Other Industrial | New | Space Heating | Natural Gas | Windows - High Efficiency | A | Incremental Summer Peak Savings (MW) | Achievable Technical Potential | 0 | 0 | 0 | 0 | 0 | 0 | 0 | 0 | 0 | 0 | 0 | 0 | 0 | 0 | 0 | 0 | 0 | 0 | 0 | 0 | 0 | 0 | 0 | 0 | 0 | 0 | 0 | 0 | 0 | 0 | 0
F9_Industrial_Other Industrial_New_Space Heating_Natural Gas_Windows - High Efficiency_A_Achievable Technical Potential | F9 | Industrial | Other Industrial | New | Space Heating | Natural Gas | Windows - High Efficiency | A | Incremental Winter Peak Savings (MW) | Achievable Technical Potential | 0 | 0 | 0 | 0 | 0 | 0 | 0 | 0 | 0 | 0 | 0 | 0 | 0 | 0 | 0 | 0 | 0 | 0 | 0 | 0 | 0 | 0 | 0 | 0 | 0 | 0 | 0 | 0 | 0 | 0 | 0
F10_Industrial_Other Industrial_New_Space Heating_Natural Gas_Windows - High Efficiency_A_Achievable Technical Potential | F10 | Industrial | Other Industrial | New | Space Heating | Natural Gas | Windows - High Efficiency | A | Cumulative Energy Savings (MWh or mTherms) | Achievable Technical Potential | 0 | 0 | 0 | 0 | 0 | 0 | 0 | 0 | 0 | 0 | 0 | 0 | 0 | 0 | 0 | 0 | 0 | 0 | 0 | 0 | 0 | 0 | 0 | 0 | 0 | 0 | 0 | 0 | 0 | 0 | 0
F11_Industrial_Other Industrial_New_Space Heating_Natural Gas_Windows - High Efficiency_A_Achievable Technical Potential | F11 | Industrial | Other Industrial | New | Space Heating | Natural Gas | Windows - High Efficiency | A | Cumulative Summer Peak Savings (MW) | Achievable Technical Potential | 0 | 0 | 0 | 0 | 0 | 0 | 0 | 0 | 0 | 0 | 0 | 0 | 0 | 0 | 0 | 0 | 0 | 0 | 0 | 0 | 0 | 0 | 0 | 0 | 0 | 0 | 0 | 0 | 0 | 0 | 0
F12_Industrial_Other Industrial_New_Space Heating_Natural Gas_Windows - High Efficiency_A_Achievable Technical Potential | F12 | Industrial | Other Industrial | New | Space Heating | Natural Gas | Windows - High Efficiency | A | Cumulative Winter Peak Savings (MW) | Achievable Technical Potential | 0 | 0 | 0 | 0 | 0 | 0 | 0 | 0 | 0 | 0 | 0 | 0 | 0 | 0 | 0 | 0 | 0 | 0 | 0 | 0 | 0 | 0 | 0 | 0 | 0 | 0 | 0 | 0 | 0 | 0 | 0
F13_Industrial_Other Industrial_New_Space Heating_Natural Gas_Windows - High Efficiency_A_Achievable Technical Potential | F13 | Industrial | Other Industrial | New | Space Heating | Natural Gas | Windows - High Efficiency | A | Purchases (Incremental) | Achievable Technical Potential | 0 | 0 | 0 | 0 | 0 | 0 | 0 | 0 | 0 | 0 | 0 | 0 | 0 | 0 | 0 | 0 | 0 | 0 | 0 | 0 | 0 | 0 | 0 | 0 | 0 | 0 | 0 | 0 | 0 | 0 | 0
F14_Industrial_Other Industrial_New_Space Heating_Natural Gas_Windows - High Efficiency_A_Achievable Technical Potential | F14 | Industrial | Other Industrial | New | Space Heating | Natural Gas | Windows - High Efficiency | A | Purchases (Cumulative) | Achievable Technical Potential | 0 | 0 | 0 | 0 | 0 | 0 | 0 | 0 | 0 | 0 | 0 | 0 | 0 | 0 | 0 | 0 | 0 | 0 | 0 | 0 | 0 | 0 | 0 | 0 | 0 | 0 | 0 | 0 | 0 | 0 | 0
F1_Industrial_Other Industrial_New_Space Heating_Natural Gas_Gas Boiler - Maintenance_A_Achievable Technical Potential | F1 | Industrial | Other Industrial | New | Space Heating | Natural Gas | Gas Boiler - Maintenance | A | Original Unit Energy Savings (kWh or therms) | Achievable Technical Potential | 0 | 0 | 0 | 0 | 0 | 0 | 0 | 0 | 0 | 0 | 0 | 0 | 0 | 0 | 0 | 0 | 0 | 0 | 0 | 0 | 0 | 0 | 0 | 0 | 0 | 0 | 0 | 0 | 0 | 0 | 0
F2_Industrial_Other Industrial_New_Space Heating_Natural Gas_Gas Boiler - Maintenance_A_Achievable Technical Potential | F2 | Industrial | Other Industrial | New | Space Heating | Natural Gas | Gas Boiler - Maintenance | A | Original Unit Summer Peak Savings (kW) | Achievable Technical Potential | 0 | 0 | 0 | 0 | 0 | 0 | 0 | 0 | 0 | 0 | 0 | 0 | 0 | 0 | 0 | 0 | 0 | 0 | 0 | 0 | 0 | 0 | 0 | 0 | 0 | 0 | 0 | 0 | 0 | 0 | 0
F3_Industrial_Other Industrial_New_Space Heating_Natural Gas_Gas Boiler - Maintenance_A_Achievable Technical Potential | F3 | Industrial | Other Industrial | New | Space Heating | Natural Gas | Gas Boiler - Maintenance | A | Original Unit Winter Peak Savings (kW) | Achievable Technical Potential | 0 | 0 | 0 | 0 | 0 | 0 | 0 | 0 | 0 | 0 | 0 | 0 | 0 | 0 | 0 | 0 | 0 | 0 | 0 | 0 | 0 | 0 | 0 | 0 | 0 | 0 | 0 | 0 | 0 | 0 | 0
F4_Industrial_Other Industrial_New_Space Heating_Natural Gas_Gas Boiler - Maintenance_A_Achievable Technical Potential | F4 | Industrial | Other Industrial | New | Space Heating | Natural Gas | Gas Boiler - Maintenance | A | Standalone Impact on Baseline Energy (%) | Achievable Technical Potential | 0% | 0% | 0% | 0% | 0% | 0% | 0% | 0% | 0% | 0% | 0% | 0% | 0% | 0% | 0% | 0% | 0% | 0% | 0% | 0% | 0% | 0% | 0% | 0% | 0 | 0 | 0 | 0 | 0 | 0 | 0
F5_Industrial_Other Industrial_New_Space Heating_Natural Gas_Gas Boiler - Maintenance_A_Achievable Technical Potential | F5 | Industrial | Other Industrial | New | Space Heating | Natural Gas | Gas Boiler - Maintenance | A | Standalone Impact on Baseline Summer Peak (%) | Achievable Technical Potential | 0% | 0% | 0% | 0% | 0% | 0% | 0% | 0% | 0% | 0% | 0% | 0% | 0% | 0% | 0% | 0% | 0% | 0% | 0% | 0% | 0% | 0% | 0% | 0% | 0 | 0 | 0 | 0 | 0 | 0 | 0
F6_Industrial_Other Industrial_New_Space Heating_Natural Gas_Gas Boiler - Maintenance_A_Achievable Technical Potential | F6 | Industrial | Other Industrial | New | Space Heating | Natural Gas | Gas Boiler - Maintenance | A | Standalone Impact on Baseline Winter Peak (%) | Achievable Technical Potential | 0% | 0% | 0% | 0% | 0% | 0% | 0% | 0% | 0% | 0% | 0% | 0% | 0% | 0% | 0% | 0% | 0% | 0% | 0% | 0% | 0% | 0% | 0% | 0% | 0 | 0 | 0 | 0 | 0 | 0 | 0
F7_Industrial_Other Industrial_New_Space Heating_Natural Gas_Gas Boiler - Maintenance_A_Achievable Technical Potential | F7 | Industrial | Other Industrial | New | Space Heating | Natural Gas | Gas Boiler - Maintenance | A | Incremental Energy Savings (MWh or mTherms) | Achievable Technical Potential | 0 | 0 | 0 | 0 | 0 | 0 | 0 | 0 | 0 | 0 | 0 | 0 | 0 | 0 | 0 | 0 | 0 | 0 | 0 | 0 | 0 | 0 | 0 | 0 | 0 | 0 | 0 | 0 | 0 | 0 | 0
F8_Industrial_Other Industrial_New_Space Heating_Natural Gas_Gas Boiler - Maintenance_A_Achievable Technical Potential | F8 | Industrial | Other Industrial | New | Space Heating | Natural Gas | Gas Boiler - Maintenance | A | Incremental Summer Peak Savings (MW) | Achievable Technical Potential | 0 | 0 | 0 | 0 | 0 | 0 | 0 | 0 | 0 | 0 | 0 | 0 | 0 | 0 | 0 | 0 | 0 | 0 | 0 | 0 | 0 | 0 | 0 | 0 | 0 | 0 | 0 | 0 | 0 | 0 | 0
F9_Industrial_Other Industrial_New_Space Heating_Natural Gas_Gas Boiler - Maintenance_A_Achievable Technical Potential | F9 | Industrial | Other Industrial | New | Space Heating | Natural Gas | Gas Boiler - Maintenance | A | Incremental Winter Peak Savings (MW) | Achievable Technical Potential | 0 | 0 | 0 | 0 | 0 | 0 | 0 | 0 | 0 | 0 | 0 | 0 | 0 | 0 | 0 | 0 | 0 | 0 | 0 | 0 | 0 | 0 | 0 | 0 | 0 | 0 | 0 | 0 | 0 | 0 | 0
F10_Industrial_Other Industrial_New_Space Heating_Natural Gas_Gas Boiler - Maintenance_A_Achievable Technical Potential | F10 | Industrial | Other Industrial | New | Space Heating | Natural Gas | Gas Boiler - Maintenance | A | Cumulative Energy Savings (MWh or mTherms) | Achievable Technical Potential | 0 | 0 | 0 | 0 | 0 | 0 | 0 | 0 | 0 | 0 | 0 | 0 | 0 | 0 | 0 | 0 | 0 | 0 | 0 | 0 | 0 | 0 | 0 | 0 | 0 | 0 | 0 | 0 | 0 | 0 | 0
F11_Industrial_Other Industrial_New_Space Heating_Natural Gas_Gas Boiler - Maintenance_A_Achievable Technical Potential | F11 | Industrial | Other Industrial | New | Space Heating | Natural Gas | Gas Boiler - Maintenance | A | Cumulative Summer Peak Savings (MW) | Achievable Technical Potential | 0 | 0 | 0 | 0 | 0 | 0 | 0 | 0 | 0 | 0 | 0 | 0 | 0 | 0 | 0 | 0 | 0 | 0 | 0 | 0 | 0 | 0 | 0 | 0 | 0 | 0 | 0 | 0 | 0 | 0 | 0
F12_Industrial_Other Industrial_New_Space Heating_Natural Gas_Gas Boiler - Maintenance_A_Achievable Technical Potential | F12 | Industrial | Other Industrial | New | Space Heating | Natural Gas | Gas Boiler - Maintenance | A | Cumulative Winter Peak Savings (MW) | Achievable Technical Potential | 0 | 0 | 0 | 0 | 0 | 0 | 0 | 0 | 0 | 0 | 0 | 0 | 0 | 0 | 0 | 0 | 0 | 0 | 0 | 0 | 0 | 0 | 0 | 0 | 0 | 0 | 0 | 0 | 0 | 0 | 0
F13_Industrial_Other Industrial_New_Space Heating_Natural Gas_Gas Boiler - Maintenance_A_Achievable Technical Potential | F13 | Industrial | Other Industrial | New | Space Heating | Natural Gas | Gas Boiler - Maintenance | A | Purchases (Incremental) | Achievable Technical Potential | 0 | 0 | 0 | 0 | 0 | 0 | 0 | 0 | 0 | 0 | 0 | 0 | 0 | 0 | 0 | 0 | 0 | 0 | 0 | 0 | 0 | 0 | 0 | 0 | 0 | 0 | 0 | 0 | 0 | 0 | 0
F14_Industrial_Other Industrial_New_Space Heating_Natural Gas_Gas Boiler - Maintenance_A_Achievable Technical Potential | F14 | Industrial | Other Industrial | New | Space Heating | Natural Gas | Gas Boiler - Maintenance | A | Purchases (Cumulative) | Achievable Technical Potential | 0 | 0 | 0 | 0 | 0 | 0 | 0 | 0 | 0 | 0 | 0 | 0 | 0 | 0 | 0 | 0 | 0 | 0 | 0 | 0 | 0 | 0 | 0 | 0 | 0 | 0 | 0 | 0 | 0 | 0 | 0
F1_Industrial_Other Industrial_New_Process_Natural Gas_Gas Boiler - Maintenance_A_Achievable Technical Potential | F1 | Industrial | Other Industrial | New | Process | Natural Gas | Gas Boiler - Maintenance | A | Original Unit Energy Savings (kWh or therms) | Achievable Technical Potential | 0 | 0 | 0 | 0 | 0 | 1.5559 | 1.5559 | 1.5559 | 1.5559 | 1.5559 | 1.5559 | 1.5559 | 1.5559 | 1.5559 | 1.5559 | 1.5559 | 1.5559 | 1.5559 | 1.5559 | 1.5559 | 1.5559 | 1.5559 | 1.5559 | 1.5559 | 1.5559 | 1.5559 | 1.5559 | 1.5559 | 1.5559 | 1.5559 | 1.5559
F2_Industrial_Other Industrial_New_Process_Natural Gas_Gas Boiler - Maintenance_A_Achievable Technical Potential | F2 | Industrial | Other Industrial | New | Process | Natural Gas | Gas Boiler - Maintenance | A | Original Unit Summer Peak Savings (kW) | Achievable Technical Potential | 0 | 0 | 0 | 0 | 0 | 0 | 0 | 0 | 0 | 0 | 0 | 0 | 0 | 0 | 0 | 0 | 0 | 0 | 0 | 0 | 0 | 0 | 0 | 0 | 0 | 0 | 0 | 0 | 0 | 0 | 0
F3_Industrial_Other Industrial_New_Process_Natural Gas_Gas Boiler - Maintenance_A_Achievable Technical Potential | F3 | Industrial | Other Industrial | New | Process | Natural Gas | Gas Boiler - Maintenance | A | Original Unit Winter Peak Savings (kW) | Achievable Technical Potential | 0 | 0 | 0 | 0 | 0 | 0 | 0 | 0 | 0 | 0 | 0 | 0 | 0 | 0 | 0 | 0 | 0 | 0 | 0 | 0 | 0 | 0 | 0 | 0 | 0 | 0 | 0 | 0 | 0 | 0 | 0
F4_Industrial_Other Industrial_New_Process_Natural Gas_Gas Boiler - Maintenance_A_Achievable Technical Potential | F4 | Industrial | Other Industrial | New | Process | Natural Gas | Gas Boiler - Maintenance | A | Standalone Impact on Baseline Energy (%) | Achievable Technical Potential | 0% | 0% | 0% | 0% | 0% | 0.01118% | 0.01727% | 0.02037% | 0.01796% | 0.01606% | 0.01452% | 0.01327% | 0.01222% | 0.01132% | 0.01056% | 0.009892% | 0.009308% | 0.00879% | 0.008328% | 0.007916% | 0.007543% | 0.007204% | 0.006896% | 0.006614% | 6.3551e-05 | 6.1163e-05 | 5.8954e-05 | 5.6905e-05 | 0 | 0 | 0
F5_Industrial_Other Industrial_New_Process_Natural Gas_Gas Boiler - Maintenance_A_Achievable Technical Potential | F5 | Industrial | Other Industrial | New | Process | Natural Gas | Gas Boiler - Maintenance | A | Standalone Impact on Baseline Summer Peak (%) | Achievable Technical Potential | 0% | 0% | 0% | 0% | 0% | 0% | 0% | 0% | 0% | 0% | 0% | 0% | 0% | 0% | 0% | 0% | 0% | 0% | 0% | 0% | 0% | 0% | 0% | 0% | 0 | 0 | 0 | 0 | 0 | 0 | 0
F6_Industrial_Other Industrial_New_Process_Natural Gas_Gas Boiler - Maintenance_A_Achievable Technical Potential | F6 | Industrial | Other Industrial | New | Process | Natural Gas | Gas Boiler - Maintenance | A | Standalone Impact on Baseline Winter Peak (%) | Achievable Technical Potential | 0% | 0% | 0% | 0% | 0% | 0% | 0% | 0% | 0% | 0% | 0% | 0% | 0% | 0% | 0% | 0% | 0% | 0% | 0% | 0% | 0% | 0% | 0% | 0% | 0 | 0 | 0 | 0 | 0 | 0 | 0
F7_Industrial_Other Industrial_New_Process_Natural Gas_Gas Boiler - Maintenance_A_Achievable Technical Potential | F7 | Industrial | Other Industrial | New | Process | Natural Gas | Gas Boiler - Maintenance | A | Incremental Energy Savings (MWh or mTherms) | Achievable Technical Potential | 0 | 0 | 0 | 0 | 0 | 0.019099 | 0.015859 | 0.01269 | 0.019099 | 0.015859 | 0.01269 | 0.019099 | 0.015859 | 0.01269 | 0.019099 | 0.015859 | 0.01269 | 0.019099 | 0.015859 | 0.01269 | 0.019099 | 0.015859 | 0.01269 | 0.019099 | 0.015859 | 0.01269 | 0.019099 | 0.015859 | 0.01269 | 0.019099 | 0.015859
F8_Industrial_Other Industrial_New_Process_Natural Gas_Gas Boiler - Maintenance_A_Achievable Technical Potential | F8 | Industrial | Other Industrial | New | Process | Natural Gas | Gas Boiler - Maintenance | A | Incremental Summer Peak Savings (MW) | Achievable Technical Potential | 0 | 0 | 0 | 0 | 0 | 0 | 0 | 0 | 0 | 0 | 0 | 0 | 0 | 0 | 0 | 0 | 0 | 0 | 0 | 0 | 0 | 0 | 0 | 0 | 0 | 0 | 0 | 0 | 0 | 0 | 0
F9_Industrial_Other Industrial_New_Process_Natural Gas_Gas Boiler - Maintenance_A_Achievable Technical Potential | F9 | Industrial | Other Industrial | New | Process | Natural Gas | Gas Boiler - Maintenance | A | Incremental Winter Peak Savings (MW) | Achievable Technical Potential | 0 | 0 | 0 | 0 | 0 | 0 | 0 | 0 | 0 | 0 | 0 | 0 | 0 | 0 | 0 | 0 | 0 | 0 | 0 | 0 | 0 | 0 | 0 | 0 | 0 | 0 | 0 | 0 | 0 | 0 | 0
F10_Industrial_Other Industrial_New_Process_Natural Gas_Gas Boiler - Maintenance_A_Achievable Technical Potential | F10 | Industrial | Other Industrial | New | Process | Natural Gas | Gas Boiler - Maintenance | A | Cumulative Energy Savings (MWh or mTherms) | Achievable Technical Potential | 0 | 0 | 0 | 0 | 0 | 0.019099 | 0.034958 | 0.047648 | 0.047648 | 0.047648 | 0.047648 | 0.047648 | 0.047648 | 0.047648 | 0.047648 | 0.047648 | 0.047648 | 0.047648 | 0.047648 | 0.047648 | 0.047648 | 0.047648 | 0.047648 | 0.047648 | 0.047648 | 0.047648 | 0.047648 | 0.047648 | 0.047648 | 0.047648 | 0.047648
F11_Industrial_Other Industrial_New_Process_Natural Gas_Gas Boiler - Maintenance_A_Achievable Technical Potential | F11 | Industrial | Other Industrial | New | Process | Natural Gas | Gas Boiler - Maintenance | A | Cumulative Summer Peak Savings (MW) | Achievable Technical Potential | 0 | 0 | 0 | 0 | 0 | 0 | 0 | 0 | 0 | 0 | 0 | 0 | 0 | 0 | 0 | 0 | 0 | 0 | 0 | 0 | 0 | 0 | 0 | 0 | 0 | 0 | 0 | 0 | 0 | 0 | 0
F12_Industrial_Other Industrial_New_Process_Natural Gas_Gas Boiler - Maintenance_A_Achievable Technical Potential | F12 | Industrial | Other Industrial | New | Process | Natural Gas | Gas Boiler - Maintenance | A | Cumulative Winter Peak Savings (MW) | Achievable Technical Potential | 0 | 0 | 0 | 0 | 0 | 0 | 0 | 0 | 0 | 0 | 0 | 0 | 0 | 0 | 0 | 0 | 0 | 0 | 0 | 0 | 0 | 0 | 0 | 0 | 0 | 0 | 0 | 0 | 0 | 0 | 0
F13_Industrial_Other Industrial_New_Process_Natural Gas_Gas Boiler - Maintenance_A_Achievable Technical Potential | F13 | Industrial | Other Industrial | New | Process | Natural Gas | Gas Boiler - Maintenance | A | Purchases (Incremental) | Achievable Technical Potential | 0 | 0 | 0 | 0 | 0 | 12.2751 | 10.1932 | 8.1561 | 12.2751 | 10.1932 | 8.1561 | 12.2751 | 10.1932 | 8.1561 | 12.2751 | 10.1932 | 8.1561 | 12.2751 | 10.1932 | 8.1561 | 12.2751 | 10.1932 | 8.1561 | 12.2751 | 10.1932 | 8.1561 | 12.2751 | 10.1932 | 8.1561 | 12.2751 | 10.1932
F14_Industrial_Other Industrial_New_Process_Natural Gas_Gas Boiler - Maintenance_A_Achievable Technical Potential | F14 | Industrial | Other Industrial | New | Process | Natural Gas | Gas Boiler - Maintenance | A | Purchases (Cumulative) | Achievable Technical Potential | 0 | 0 | 0 | 0 | 0 | 12.2751 | 22.4683 | 30.6245 | 30.6245 | 30.6245 | 30.6245 | 30.6245 | 30.6245 | 30.6245 | 30.6245 | 30.6245 | 30.6245 | 30.6245 | 30.6245 | 30.6245 | 30.6245 | 30.6245 | 30.6245 | 30.6245 | 30.6245 | 30.6245 | 30.6245 | 30.6245 | 30.6245 | 30.6245 | 30.6245
F1_Industrial_Other Industrial_New_Space Heating_Natural Gas_Gas Furnace - Maintenance_A_Achievable Technical Potential | F1 | Industrial | Other Industrial | New | Space Heating | Natural Gas | Gas Furnace - Maintenance | A | Original Unit Energy Savings (kWh or therms) | Achievable Technical Potential | 0 | 0 | 0 | 0 | 0 | 0 | 0 | 0 | 0 | 0 | 0 | 0 | 0 | 0 | 0 | 0 | 0 | 0 | 0 | 0 | 0 | 0 | 0 | 0 | 0 | 0 | 0 | 0 | 0 | 0 | 0
F2_Industrial_Other Industrial_New_Space Heating_Natural Gas_Gas Furnace - Maintenance_A_Achievable Technical Potential | F2 | Industrial | Other Industrial | New | Space Heating | Natural Gas | Gas Furnace - Maintenance | A | Original Unit Summer Peak Savings (kW) | Achievable Technical Potential | 0 | 0 | 0 | 0 | 0 | 0 | 0 | 0 | 0 | 0 | 0 | 0 | 0 | 0 | 0 | 0 | 0 | 0 | 0 | 0 | 0 | 0 | 0 | 0 | 0 | 0 | 0 | 0 | 0 | 0 | 0
F3_Industrial_Other Industrial_New_Space Heating_Natural Gas_Gas Furnace - Maintenance_A_Achievable Technical Potential | F3 | Industrial | Other Industrial | New | Space Heating | Natural Gas | Gas Furnace - Maintenance | A | Original Unit Winter Peak Savings (kW) | Achievable Technical Potential | 0 | 0 | 0 | 0 | 0 | 0 | 0 | 0 | 0 | 0 | 0 | 0 | 0 | 0 | 0 | 0 | 0 | 0 | 0 | 0 | 0 | 0 | 0 | 0 | 0 | 0 | 0 | 0 | 0 | 0 | 0
F4_Industrial_Other Industrial_New_Space Heating_Natural Gas_Gas Furnace - Maintenance_A_Achievable Technical Potential | F4 | Industrial | Other Industrial | New | Space Heating | Natural Gas | Gas Furnace - Maintenance | A | Standalone Impact on Baseline Energy (%) | Achievable Technical Potential | 0% | 0% | 0% | 0% | 0% | 0% | 0% | 0% | 0% | 0% | 0% | 0% | 0% | 0% | 0% | 0% | 0% | 0% | 0% | 0% | 0% | 0% | 0% | 0% | 0 | 0 | 0 | 0 | 0 | 0 | 0
F5_Industrial_Other Industrial_New_Space Heating_Natural Gas_Gas Furnace - Maintenance_A_Achievable Technical Potential | F5 | Industrial | Other Industrial | New | Space Heating | Natural Gas | Gas Furnace - Maintenance | A | Standalone Impact on Baseline Summer Peak (%) | Achievable Technical Potential | 0% | 0% | 0% | 0% | 0% | 0% | 0% | 0% | 0% | 0% | 0% | 0% | 0% | 0% | 0% | 0% | 0% | 0% | 0% | 0% | 0% | 0% | 0% | 0% | 0 | 0 | 0 | 0 | 0 | 0 | 0
F6_Industrial_Other Industrial_New_Space Heating_Natural Gas_Gas Furnace - Maintenance_A_Achievable Technical Potential | F6 | Industrial | Other Industrial | New | Space Heating | Natural Gas | Gas Furnace - Maintenance | A | Standalone Impact on Baseline Winter Peak (%) | Achievable Technical Potential | 0% | 0% | 0% | 0% | 0% | 0% | 0% | 0% | 0% | 0% | 0% | 0% | 0% | 0% | 0% | 0% | 0% | 0% | 0% | 0% | 0% | 0% | 0% | 0% | 0 | 0 | 0 | 0 | 0 | 0 | 0
F7_Industrial_Other Industrial_New_Space Heating_Natural Gas_Gas Furnace - Maintenance_A_Achievable Technical Potential | F7 | Industrial | Other Industrial | New | Space Heating | Natural Gas | Gas Furnace - Maintenance | A | Incremental Energy Savings (MWh or mTherms) | Achievable Technical Potential | 0 | 0 | 0 | 0 | 0 | 0 | 0 | 0 | 0 | 0 | 0 | 0 | 0 | 0 | 0 | 0 | 0 | 0 | 0 | 0 | 0 | 0 | 0 | 0 | 0 | 0 | 0 | 0 | 0 | 0 | 0
F8_Industrial_Other Industrial_New_Space Heating_Natural Gas_Gas Furnace - Maintenance_A_Achievable Technical Potential | F8 | Industrial | Other Industrial | New | Space Heating | Natural Gas | Gas Furnace - Maintenance | A | Incremental Summer Peak Savings (MW) | Achievable Technical Potential | 0 | 0 | 0 | 0 | 0 | 0 | 0 | 0 | 0 | 0 | 0 | 0 | 0 | 0 | 0 | 0 | 0 | 0 | 0 | 0 | 0 | 0 | 0 | 0 | 0 | 0 | 0 | 0 | 0 | 0 | 0
F9_Industrial_Other Industrial_New_Space Heating_Natural Gas_Gas Furnace - Maintenance_A_Achievable Technical Potential | F9 | Industrial | Other Industrial | New | Space Heating | Natural Gas | Gas Furnace - Maintenance | A | Incremental Winter Peak Savings (MW) | Achievable Technical Potential | 0 | 0 | 0 | 0 | 0 | 0 | 0 | 0 | 0 | 0 | 0 | 0 | 0 | 0 | 0 | 0 | 0 | 0 | 0 | 0 | 0 | 0 | 0 | 0 | 0 | 0 | 0 | 0 | 0 | 0 | 0
F10_Industrial_Other Industrial_New_Space Heating_Natural Gas_Gas Furnace - Maintenance_A_Achievable Technical Potential | F10 | Industrial | Other Industrial | New | Space Heating | Natural Gas | Gas Furnace - Maintenance | A | Cumulative Energy Savings (MWh or mTherms) | Achievable Technical Potential | 0 | 0 | 0 | 0 | 0 | 0 | 0 | 0 | 0 | 0 | 0 | 0 | 0 | 0 | 0 | 0 | 0 | 0 | 0 | 0 | 0 | 0 | 0 | 0 | 0 | 0 | 0 | 0 | 0 | 0 | 0
F11_Industrial_Other Industrial_New_Space Heating_Natural Gas_Gas Furnace - Maintenance_A_Achievable Technical Potential | F11 | Industrial | Other Industrial | New | Space Heating | Natural Gas | Gas Furnace - Maintenance | A | Cumulative Summer Peak Savings (MW) | Achievable Technical Potential | 0 | 0 | 0 | 0 | 0 | 0 | 0 | 0 | 0 | 0 | 0 | 0 | 0 | 0 | 0 | 0 | 0 | 0 | 0 | 0 | 0 | 0 | 0 | 0 | 0 | 0 | 0 | 0 | 0 | 0 | 0
F12_Industrial_Other Industrial_New_Space Heating_Natural Gas_Gas Furnace - Maintenance_A_Achievable Technical Potential | F12 | Industrial | Other Industrial | New | Space Heating | Natural Gas | Gas Furnace - Maintenance | A | Cumulative Winter Peak Savings (MW) | Achievable Technical Potential | 0 | 0 | 0 | 0 | 0 | 0 | 0 | 0 | 0 | 0 | 0 | 0 | 0 | 0 | 0 | 0 | 0 | 0 | 0 | 0 | 0 | 0 | 0 | 0 | 0 | 0 | 0 | 0 | 0 | 0 | 0
F13_Industrial_Other Industrial_New_Space Heating_Natural Gas_Gas Furnace - Maintenance_A_Achievable Technical Potential | F13 | Industrial | Other Industrial | New | Space Heating | Natural Gas | Gas Furnace - Maintenance | A | Purchases (Incremental) | Achievable Technical Potential | 0 | 0 | 0 | 0 | 0 | 0 | 0 | 0 | 0 | 0 | 0 | 0 | 0 | 0 | 0 | 0 | 0 | 0 | 0 | 0 | 0 | 0 | 0 | 0 | 0 | 0 | 0 | 0 | 0 | 0 | 0
F14_Industrial_Other Industrial_New_Space Heating_Natural Gas_Gas Furnace - Maintenance_A_Achievable Technical Potential | F14 | Industrial | Other Industrial | New | Space Heating | Natural Gas | Gas Furnace - Maintenance | A | Purchases (Cumulative) | Achievable Technical Potential | 0 | 0 | 0 | 0 | 0 | 0 | 0 | 0 | 0 | 0 | 0 | 0 | 0 | 0 | 0 | 0 | 0 | 0 | 0 | 0 | 0 | 0 | 0 | 0 | 0 | 0 | 0 | 0 | 0 | 0 | 0
F1_Industrial_Other Industrial_New_Space Heating_Natural Gas_Gas Boiler - Hot Water Reset_A_Achievable Technical Potential | F1 | Industrial | Other Industrial | New | Space Heating | Natural Gas | Gas Boiler - Hot Water Reset | A | Original Unit Energy Savings (kWh or therms) | Achievable Technical Potential | 0 | 0 | 0 | 0 | 0 | 0 | 0 | 0 | 0 | 0 | 0 | 0 | 0 | 0 | 0 | 0 | 0 | 0 | 0 | 0 | 0 | 0 | 0 | 0 | 0 | 0 | 0 | 0 | 0 | 0 | 0
F2_Industrial_Other Industrial_New_Space Heating_Natural Gas_Gas Boiler - Hot Water Reset_A_Achievable Technical Potential | F2 | Industrial | Other Industrial | New | Space Heating | Natural Gas | Gas Boiler - Hot Water Reset | A | Original Unit Summer Peak Savings (kW) | Achievable Technical Potential | 0 | 0 | 0 | 0 | 0 | 0 | 0 | 0 | 0 | 0 | 0 | 0 | 0 | 0 | 0 | 0 | 0 | 0 | 0 | 0 | 0 | 0 | 0 | 0 | 0 | 0 | 0 | 0 | 0 | 0 | 0
F3_Industrial_Other Industrial_New_Space Heating_Natural Gas_Gas Boiler - Hot Water Reset_A_Achievable Technical Potential | F3 | Industrial | Other Industrial | New | Space Heating | Natural Gas | Gas Boiler - Hot Water Reset | A | Original Unit Winter Peak Savings (kW) | Achievable Technical Potential | 0 | 0 | 0 | 0 | 0 | 0 | 0 | 0 | 0 | 0 | 0 | 0 | 0 | 0 | 0 | 0 | 0 | 0 | 0 | 0 | 0 | 0 | 0 | 0 | 0 | 0 | 0 | 0 | 0 | 0 | 0
F4_Industrial_Other Industrial_New_Space Heating_Natural Gas_Gas Boiler - Hot Water Reset_A_Achievable Technical Potential | F4 | Industrial | Other Industrial | New | Space Heating | Natural Gas | Gas Boiler - Hot Water Reset | A | Standalone Impact on Baseline Energy (%) | Achievable Technical Potential | 0% | 0% | 0% | 0% | 0% | 0% | 0% | 0% | 0% | 0% | 0% | 0% | 0% | 0% | 0% | 0% | 0% | 0% | 0% | 0% | 0% | 0% | 0% | 0% | 0 | 0 | 0 | 0 | 0 | 0 | 0
F5_Industrial_Other Industrial_New_Space Heating_Natural Gas_Gas Boiler - Hot Water Reset_A_Achievable Technical Potential | F5 | Industrial | Other Industrial | New | Space Heating | Natural Gas | Gas Boiler - Hot Water Reset | A | Standalone Impact on Baseline Summer Peak (%) | Achievable Technical Potential | 0% | 0% | 0% | 0% | 0% | 0% | 0% | 0% | 0% | 0% | 0% | 0% | 0% | 0% | 0% | 0% | 0% | 0% | 0% | 0% | 0% | 0% | 0% | 0% | 0 | 0 | 0 | 0 | 0 | 0 | 0
F6_Industrial_Other Industrial_New_Space Heating_Natural Gas_Gas Boiler - Hot Water Reset_A_Achievable Technical Potential | F6 | Industrial | Other Industrial | New | Space Heating | Natural Gas | Gas Boiler - Hot Water Reset | A | Standalone Impact on Baseline Winter Peak (%) | Achievable Technical Potential | 0% | 0% | 0% | 0% | 0% | 0% | 0% | 0% | 0% | 0% | 0% | 0% | 0% | 0% | 0% | 0% | 0% | 0% | 0% | 0% | 0% | 0% | 0% | 0% | 0 | 0 | 0 | 0 | 0 | 0 | 0
F7_Industrial_Other Industrial_New_Space Heating_Natural Gas_Gas Boiler - Hot Water Reset_A_Achievable Technical Potential | F7 | Industrial | Other Industrial | New | Space Heating | Natural Gas | Gas Boiler - Hot Water Reset | A | Incremental Energy Savings (MWh or mTherms) | Achievable Technical Potential | 0 | 0 | 0 | 0 | 0 | 0 | 0 | 0 | 0 | 0 | 0 | 0 | 0 | 0 | 0 | 0 | 0 | 0 | 0 | 0 | 0 | 0 | 0 | 0 | 0 | 0 | 0 | 0 | 0 | 0 | 0
F8_Industrial_Other Industrial_New_Space Heating_Natural Gas_Gas Boiler - Hot Water Reset_A_Achievable Technical Potential | F8 | Industrial | Other Industrial | New | Space Heating | Natural Gas | Gas Boiler - Hot Water Reset | A | Incremental Summer Peak Savings (MW) | Achievable Technical Potential | 0 | 0 | 0 | 0 | 0 | 0 | 0 | 0 | 0 | 0 | 0 | 0 | 0 | 0 | 0 | 0 | 0 | 0 | 0 | 0 | 0 | 0 | 0 | 0 | 0 | 0 | 0 | 0 | 0 | 0 | 0
F9_Industrial_Other Industrial_New_Space Heating_Natural Gas_Gas Boiler - Hot Water Reset_A_Achievable Technical Potential | F9 | Industrial | Other Industrial | New | Space Heating | Natural Gas | Gas Boiler - Hot Water Reset | A | Incremental Winter Peak Savings (MW) | Achievable Technical Potential | 0 | 0 | 0 | 0 | 0 | 0 | 0 | 0 | 0 | 0 | 0 | 0 | 0 | 0 | 0 | 0 | 0 | 0 | 0 | 0 | 0 | 0 | 0 | 0 | 0 | 0 | 0 | 0 | 0 | 0 | 0
F10_Industrial_Other Industrial_New_Space Heating_Natural Gas_Gas Boiler - Hot Water Reset_A_Achievable Technical Potential | F10 | Industrial | Other Industrial | New | Space Heating | Natural Gas | Gas Boiler - Hot Water Reset | A | Cumulative Energy Savings (MWh or mTherms) | Achievable Technical Potential | 0 | 0 | 0 | 0 | 0 | 0 | 0 | 0 | 0 | 0 | 0 | 0 | 0 | 0 | 0 | 0 | 0 | 0 | 0 | 0 | 0 | 0 | 0 | 0 | 0 | 0 | 0 | 0 | 0 | 0 | 0
F11_Industrial_Other Industrial_New_Space Heating_Natural Gas_Gas Boiler - Hot Water Reset_A_Achievable Technical Potential | F11 | Industrial | Other Industrial | New | Space Heating | Natural Gas | Gas Boiler - Hot Water Reset | A | Cumulative Summer Peak Savings (MW) | Achievable Technical Potential | 0 | 0 | 0 | 0 | 0 | 0 | 0 | 0 | 0 | 0 | 0 | 0 | 0 | 0 | 0 | 0 | 0 | 0 | 0 | 0 | 0 | 0 | 0 | 0 | 0 | 0 | 0 | 0 | 0 | 0 | 0
F12_Industrial_Other Industrial_New_Space Heating_Natural Gas_Gas Boiler - Hot Water Reset_A_Achievable Technical Potential | F12 | Industrial | Other Industrial | New | Space Heating | Natural Gas | Gas Boiler - Hot Water Reset | A | Cumulative Winter Peak Savings (MW) | Achievable Technical Potential | 0 | 0 | 0 | 0 | 0 | 0 | 0 | 0 | 0 | 0 | 0 | 0 | 0 | 0 | 0 | 0 | 0 | 0 | 0 | 0 | 0 | 0 | 0 | 0 | 0 | 0 | 0 | 0 | 0 | 0 | 0
F13_Industrial_Other Industrial_New_Space Heating_Natural Gas_Gas Boiler - Hot Water Reset_A_Achievable Technical Potential | F13 | Industrial | Other Industrial | New | Space Heating | Natural Gas | Gas Boiler - Hot Water Reset | A | Purchases (Incremental) | Achievable Technical Potential | 0 | 0 | 0 | 0 | 0 | 0 | 0 | 0 | 0 | 0 | 0 | 0 | 0 | 0 | 0 | 0 | 0 | 0 | 0 | 0 | 0 | 0 | 0 | 0 | 0 | 0 | 0 | 0 | 0 | 0 | 0
F14_Industrial_Other Industrial_New_Space Heating_Natural Gas_Gas Boiler - Hot Water Reset_A_Achievable Technical Potential | F14 | Industrial | Other Industrial | New | Space Heating | Natural Gas | Gas Boiler - Hot Water Reset | A | Purchases (Cumulative) | Achievable Technical Potential | 0 | 0 | 0 | 0 | 0 | 0 | 0 | 0 | 0 | 0 | 0 | 0 | 0 | 0 | 0 | 0 | 0 | 0 | 0 | 0 | 0 | 0 | 0 | 0 | 0 | 0 | 0 | 0 | 0 | 0 | 0
F1_Industrial_Other Industrial_New_Process_Natural Gas_Gas Boiler - Hot Water Reset_A_Achievable Technical Potential | F1 | Industrial | Other Industrial | New | Process | Natural Gas | Gas Boiler - Hot Water Reset | A | Original Unit Energy Savings (kWh or therms) | Achievable Technical Potential | 0 | 0 | 0 | 0 | 0 | 2.8289 | 2.8289 | 2.8289 | 2.8289 | 2.8289 | 2.8289 | 2.8289 | 2.8289 | 2.8289 | 2.8289 | 2.8289 | 2.8289 | 2.8289 | 2.8289 | 2.8289 | 2.8289 | 2.8289 | 2.8289 | 2.8289 | 2.8289 | 2.8289 | 2.8289 | 2.8289 | 2.8289 | 2.8289 | 2.8289
F2_Industrial_Other Industrial_New_Process_Natural Gas_Gas Boiler - Hot Water Reset_A_Achievable Technical Potential | F2 | Industrial | Other Industrial | New | Process | Natural Gas | Gas Boiler - Hot Water Reset | A | Original Unit Summer Peak Savings (kW) | Achievable Technical Potential | 0 | 0 | 0 | 0 | 0 | 0 | 0 | 0 | 0 | 0 | 0 | 0 | 0 | 0 | 0 | 0 | 0 | 0 | 0 | 0 | 0 | 0 | 0 | 0 | 0 | 0 | 0 | 0 | 0 | 0 | 0
F3_Industrial_Other Industrial_New_Process_Natural Gas_Gas Boiler - Hot Water Reset_A_Achievable Technical Potential | F3 | Industrial | Other Industrial | New | Process | Natural Gas | Gas Boiler - Hot Water Reset | A | Original Unit Winter Peak Savings (kW) | Achievable Technical Potential | 0 | 0 | 0 | 0 | 0 | 0 | 0 | 0 | 0 | 0 | 0 | 0 | 0 | 0 | 0 | 0 | 0 | 0 | 0 | 0 | 0 | 0 | 0 | 0 | 0 | 0 | 0 | 0 | 0 | 0 | 0
F4_Industrial_Other Industrial_New_Process_Natural Gas_Gas Boiler - Hot Water Reset_A_Achievable Technical Potential | F4 | Industrial | Other Industrial | New | Process | Natural Gas | Gas Boiler - Hot Water Reset | A | Standalone Impact on Baseline Energy (%) | Achievable Technical Potential | 0% | 0% | 0% | 0% | 0% | 0.01976% | 0.04093% | 0.0651% | 0.09186% | 0.1214% | 0.1558% | 0.1927% | 0.229% | 0.2607% | 0.2849% | 0.2991% | 0.3028% | 0.2984% | 0.2887% | 0.2769% | 0.2648% | 0.2529% | 0.2421% | 0.2322% | 0.0022308 | 0.002147 | 0.0020695 | 0.0019976 | 0 | 0 | 0
F5_Industrial_Other Industrial_New_Process_Natural Gas_Gas Boiler - Hot Water Reset_A_Achievable Technical Potential | F5 | Industrial | Other Industrial | New | Process | Natural Gas | Gas Boiler - Hot Water Reset | A | Standalone Impact on Baseline Summer Peak (%) | Achievable Technical Potential | 0% | 0% | 0% | 0% | 0% | 0% | 0% | 0% | 0% | 0% | 0% | 0% | 0% | 0% | 0% | 0% | 0% | 0% | 0% | 0% | 0% | 0% | 0% | 0% | 0 | 0 | 0 | 0 | 0 | 0 | 0
F6_Industrial_Other Industrial_New_Process_Natural Gas_Gas Boiler - Hot Water Reset_A_Achievable Technical Potential | F6 | Industrial | Other Industrial | New | Process | Natural Gas | Gas Boiler - Hot Water Reset | A | Standalone Impact on Baseline Winter Peak (%) | Achievable Technical Potential | 0% | 0% | 0% | 0% | 0% | 0% | 0% | 0% | 0% | 0% | 0% | 0% | 0% | 0% | 0% | 0% | 0% | 0% | 0% | 0% | 0% | 0% | 0% | 0% | 0 | 0 | 0 | 0 | 0 | 0 | 0
F7_Industrial_Other Industrial_New_Process_Natural Gas_Gas Boiler - Hot Water Reset_A_Achievable Technical Potential | F7 | Industrial | Other Industrial | New | Process | Natural Gas | Gas Boiler - Hot Water Reset | A | Incremental Energy Savings (MWh or mTherms) | Achievable Technical Potential | 0 | 0 | 0 | 0 | 0 | 0.033751 | 0.049097 | 0.069443 | 0.091417 | 0.1166 | 0.15075 | 0.181 | 0.20083 | 0.20423 | 0.18822 | 0.15549 | 0.10936 | 0.067242 | 0.03417 | 0.015209 | 0.0058044 | 0.033751 | 0.049097 | 0.069443 | 0.091417 | 0.1166 | 0.15075 | 0.181 | 0.20083 | 0.20423 | 0.18822
F8_Industrial_Other Industrial_New_Process_Natural Gas_Gas Boiler - Hot Water Reset_A_Achievable Technical Potential | F8 | Industrial | Other Industrial | New | Process | Natural Gas | Gas Boiler - Hot Water Reset | A | Incremental Summer Peak Savings (MW) | Achievable Technical Potential | 0 | 0 | 0 | 0 | 0 | 0 | 0 | 0 | 0 | 0 | 0 | 0 | 0 | 0 | 0 | 0 | 0 | 0 | 0 | 0 | 0 | 0 | 0 | 0 | 0 | 0 | 0 | 0 | 0 | 0 | 0
F9_Industrial_Other Industrial_New_Process_Natural Gas_Gas Boiler - Hot Water Reset_A_Achievable Technical Potential | F9 | Industrial | Other Industrial | New | Process | Natural Gas | Gas Boiler - Hot Water Reset | A | Incremental Winter Peak Savings (MW) | Achievable Technical Potential | 0 | 0 | 0 | 0 | 0 | 0 | 0 | 0 | 0 | 0 | 0 | 0 | 0 | 0 | 0 | 0 | 0 | 0 | 0 | 0 | 0 | 0 | 0 | 0 | 0 | 0 | 0 | 0 | 0 | 0 | 0
F10_Industrial_Other Industrial_New_Process_Natural Gas_Gas Boiler - Hot Water Reset_A_Achievable Technical Potential | F10 | Industrial | Other Industrial | New | Process | Natural Gas | Gas Boiler - Hot Water Reset | A | Cumulative Energy Savings (MWh or mTherms) | Achievable Technical Potential | 0 | 0 | 0 | 0 | 0 | 0.033751 | 0.082848 | 0.15229 | 0.24371 | 0.36031 | 0.51106 | 0.69206 | 0.89289 | 1.0971 | 1.2853 | 1.4408 | 1.5502 | 1.6174 | 1.6516 | 1.6668 | 1.6726 | 1.6726 | 1.6726 | 1.6726 | 1.6726 | 1.6726 | 1.6726 | 1.6726 | 1.6726 | 1.6726 | 1.6726
F11_Industrial_Other Industrial_New_Process_Natural Gas_Gas Boiler - Hot Water Reset_A_Achievable Technical Potential | F11 | Industrial | Other Industrial | New | Process | Natural Gas | Gas Boiler - Hot Water Reset | A | Cumulative Summer Peak Savings (MW) | Achievable Technical Potential | 0 | 0 | 0 | 0 | 0 | 0 | 0 | 0 | 0 | 0 | 0 | 0 | 0 | 0 | 0 | 0 | 0 | 0 | 0 | 0 | 0 | 0 | 0 | 0 | 0 | 0 | 0 | 0 | 0 | 0 | 0
F12_Industrial_Other Industrial_New_Process_Natural Gas_Gas Boiler - Hot Water Reset_A_Achievable Technical Potential | F12 | Industrial | Other Industrial | New | Process | Natural Gas | Gas Boiler - Hot Water Reset | A | Cumulative Winter Peak Savings (MW) | Achievable Technical Potential | 0 | 0 | 0 | 0 | 0 | 0 | 0 | 0 | 0 | 0 | 0 | 0 | 0 | 0 | 0 | 0 | 0 | 0 | 0 | 0 | 0 | 0 | 0 | 0 | 0 | 0 | 0 | 0 | 0 | 0 | 0
F13_Industrial_Other Industrial_New_Process_Natural Gas_Gas Boiler - Hot Water Reset_A_Achievable Technical Potential | F13 | Industrial | Other Industrial | New | Process | Natural Gas | Gas Boiler - Hot Water Reset | A | Purchases (Incremental) | Achievable Technical Potential | 0 | 0 | 0 | 0 | 0 | 11.9311 | 17.3556 | 24.5479 | 32.3157 | 41.219 | 53.2903 | 63.9843 | 70.9922 | 72.1943 | 66.5344 | 54.9651 | 38.6569 | 23.7699 | 12.079 | 5.3763 | 2.0518 | 11.9311 | 17.3556 | 24.5479 | 32.3157 | 41.219 | 53.2903 | 63.9843 | 70.9922 | 72.1943 | 66.5344
F14_Industrial_Other Industrial_New_Process_Natural Gas_Gas Boiler - Hot Water Reset_A_Achievable Technical Potential | F14 | Industrial | Other Industrial | New | Process | Natural Gas | Gas Boiler - Hot Water Reset | A | Purchases (Cumulative) | Achievable Technical Potential | 0 | 0 | 0 | 0 | 0 | 11.9311 | 29.2867 | 53.8347 | 86.1503 | 127.3694 | 180.6596 | 244.6439 | 315.6361 | 387.8304 | 454.3648 | 509.3299 | 547.9868 | 571.7567 | 583.8357 | 589.212 | 591.2638 | 591.2638 | 591.2638 | 591.2638 | 591.2638 | 591.2638 | 591.2638 | 591.2638 | 591.2638 | 591.2638 | 591.2638
F1_Industrial_Other Industrial_New_Space Heating_Natural Gas_Steam Trap Maintenance_A_Achievable Technical Potential | F1 | Industrial | Other Industrial | New | Space Heating | Natural Gas | Steam Trap Maintenance | A | Original Unit Energy Savings (kWh or therms) | Achievable Technical Potential | 0 | 0 | 0 | 0 | 0 | 0 | 0 | 0 | 0 | 0 | 0 | 0 | 0 | 0 | 0 | 0 | 0 | 0 | 0 | 0 | 0 | 0 | 0 | 0 | 0 | 0 | 0 | 0 | 0 | 0 | 0
F2_Industrial_Other Industrial_New_Space Heating_Natural Gas_Steam Trap Maintenance_A_Achievable Technical Potential | F2 | Industrial | Other Industrial | New | Space Heating | Natural Gas | Steam Trap Maintenance | A | Original Unit Summer Peak Savings (kW) | Achievable Technical Potential | 0 | 0 | 0 | 0 | 0 | 0 | 0 | 0 | 0 | 0 | 0 | 0 | 0 | 0 | 0 | 0 | 0 | 0 | 0 | 0 | 0 | 0 | 0 | 0 | 0 | 0 | 0 | 0 | 0 | 0 | 0
F3_Industrial_Other Industrial_New_Space Heating_Natural Gas_Steam Trap Maintenance_A_Achievable Technical Potential | F3 | Industrial | Other Industrial | New | Space Heating | Natural Gas | Steam Trap Maintenance | A | Original Unit Winter Peak Savings (kW) | Achievable Technical Potential | 0 | 0 | 0 | 0 | 0 | 0 | 0 | 0 | 0 | 0 | 0 | 0 | 0 | 0 | 0 | 0 | 0 | 0 | 0 | 0 | 0 | 0 | 0 | 0 | 0 | 0 | 0 | 0 | 0 | 0 | 0
F4_Industrial_Other Industrial_New_Space Heating_Natural Gas_Steam Trap Maintenance_A_Achievable Technical Potential | F4 | Industrial | Other Industrial | New | Space Heating | Natural Gas | Steam Trap Maintenance | A | Standalone Impact on Baseline Energy (%) | Achievable Technical Potential | 0% | 0% | 0% | 0% | 0% | 0% | 0% | 0% | 0% | 0% | 0% | 0% | 0% | 0% | 0% | 0% | 0% | 0% | 0% | 0% | 0% | 0% | 0% | 0% | 0 | 0 | 0 | 0 | 0 | 0 | 0
F5_Industrial_Other Industrial_New_Space Heating_Natural Gas_Steam Trap Maintenance_A_Achievable Technical Potential | F5 | Industrial | Other Industrial | New | Space Heating | Natural Gas | Steam Trap Maintenance | A | Standalone Impact on Baseline Summer Peak (%) | Achievable Technical Potential | 0% | 0% | 0% | 0% | 0% | 0% | 0% | 0% | 0% | 0% | 0% | 0% | 0% | 0% | 0% | 0% | 0% | 0% | 0% | 0% | 0% | 0% | 0% | 0% | 0 | 0 | 0 | 0 | 0 | 0 | 0
F6_Industrial_Other Industrial_New_Space Heating_Natural Gas_Steam Trap Maintenance_A_Achievable Technical Potential | F6 | Industrial | Other Industrial | New | Space Heating | Natural Gas | Steam Trap Maintenance | A | Standalone Impact on Baseline Winter Peak (%) | Achievable Technical Potential | 0% | 0% | 0% | 0% | 0% | 0% | 0% | 0% | 0% | 0% | 0% | 0% | 0% | 0% | 0% | 0% | 0% | 0% | 0% | 0% | 0% | 0% | 0% | 0% | 0 | 0 | 0 | 0 | 0 | 0 | 0
F7_Industrial_Other Industrial_New_Space Heating_Natural Gas_Steam Trap Maintenance_A_Achievable Technical Potential | F7 | Industrial | Other Industrial | New | Space Heating | Natural Gas | Steam Trap Maintenance | A | Incremental Energy Savings (MWh or mTherms) | Achievable Technical Potential | 0 | 0 | 0 | 0 | 0 | 0 | 0 | 0 | 0 | 0 | 0 | 0 | 0 | 0 | 0 | 0 | 0 | 0 | 0 | 0 | 0 | 0 | 0 | 0 | 0 | 0 | 0 | 0 | 0 | 0 | 0
F8_Industrial_Other Industrial_New_Space Heating_Natural Gas_Steam Trap Maintenance_A_Achievable Technical Potential | F8 | Industrial | Other Industrial | New | Space Heating | Natural Gas | Steam Trap Maintenance | A | Incremental Summer Peak Savings (MW) | Achievable Technical Potential | 0 | 0 | 0 | 0 | 0 | 0 | 0 | 0 | 0 | 0 | 0 | 0 | 0 | 0 | 0 | 0 | 0 | 0 | 0 | 0 | 0 | 0 | 0 | 0 | 0 | 0 | 0 | 0 | 0 | 0 | 0
F9_Industrial_Other Industrial_New_Space Heating_Natural Gas_Steam Trap Maintenance_A_Achievable Technical Potential | F9 | Industrial | Other Industrial | New | Space Heating | Natural Gas | Steam Trap Maintenance | A | Incremental Winter Peak Savings (MW) | Achievable Technical Potential | 0 | 0 | 0 | 0 | 0 | 0 | 0 | 0 | 0 | 0 | 0 | 0 | 0 | 0 | 0 | 0 | 0 | 0 | 0 | 0 | 0 | 0 | 0 | 0 | 0 | 0 | 0 | 0 | 0 | 0 | 0
F10_Industrial_Other Industrial_New_Space Heating_Natural Gas_Steam Trap Maintenance_A_Achievable Technical Potential | F10 | Industrial | Other Industrial | New | Space Heating | Natural Gas | Steam Trap Maintenance | A | Cumulative Energy Savings (MWh or mTherms) | Achievable Technical Potential | 0 | 0 | 0 | 0 | 0 | 0 | 0 | 0 | 0 | 0 | 0 | 0 | 0 | 0 | 0 | 0 | 0 | 0 | 0 | 0 | 0 | 0 | 0 | 0 | 0 | 0 | 0 | 0 | 0 | 0 | 0
F11_Industrial_Other Industrial_New_Space Heating_Natural Gas_Steam Trap Maintenance_A_Achievable Technical Potential | F11 | Industrial | Other Industrial | New | Space Heating | Natural Gas | Steam Trap Maintenance | A | Cumulative Summer Peak Savings (MW) | Achievable Technical Potential | 0 | 0 | 0 | 0 | 0 | 0 | 0 | 0 | 0 | 0 | 0 | 0 | 0 | 0 | 0 | 0 | 0 | 0 | 0 | 0 | 0 | 0 | 0 | 0 | 0 | 0 | 0 | 0 | 0 | 0 | 0
F12_Industrial_Other Industrial_New_Space Heating_Natural Gas_Steam Trap Maintenance_A_Achievable Technical Potential | F12 | Industrial | Other Industrial | New | Space Heating | Natural Gas | Steam Trap Maintenance | A | Cumulative Winter Peak Savings (MW) | Achievable Technical Potential | 0 | 0 | 0 | 0 | 0 | 0 | 0 | 0 | 0 | 0 | 0 | 0 | 0 | 0 | 0 | 0 | 0 | 0 | 0 | 0 | 0 | 0 | 0 | 0 | 0 | 0 | 0 | 0 | 0 | 0 | 0
F13_Industrial_Other Industrial_New_Space Heating_Natural Gas_Steam Trap Maintenance_A_Achievable Technical Potential | F13 | Industrial | Other Industrial | New | Space Heating | Natural Gas | Steam Trap Maintenance | A | Purchases (Incremental) | Achievable Technical Potential | 0 | 0 | 0 | 0 | 0 | 0 | 0 | 0 | 0 | 0 | 0 | 0 | 0 | 0 | 0 | 0 | 0 | 0 | 0 | 0 | 0 | 0 | 0 | 0 | 0 | 0 | 0 | 0 | 0 | 0 | 0
F14_Industrial_Other Industrial_New_Space Heating_Natural Gas_Steam Trap Maintenance_A_Achievable Technical Potential | F14 | Industrial | Other Industrial | New | Space Heating | Natural Gas | Steam Trap Maintenance | A | Purchases (Cumulative) | Achievable Technical Potential | 0 | 0 | 0 | 0 | 0 | 0 | 0 | 0 | 0 | 0 | 0 | 0 | 0 | 0 | 0 | 0 | 0 | 0 | 0 | 0 | 0 | 0 | 0 | 0 | 0 | 0 | 0 | 0 | 0 | 0 | 0
F1_Industrial_Other Industrial_New_Process_Natural Gas_Steam Trap Maintenance_A_Achievable Technical Potential | F1 | Industrial | Other Industrial | New | Process | Natural Gas | Steam Trap Maintenance | A | Original Unit Energy Savings (kWh or therms) | Achievable Technical Potential | 0 | 0 | 0 | 0 | 0 | 1.9988 | 1.9988 | 1.9988 | 1.9988 | 1.9988 | 1.9988 | 1.9988 | 1.9988 | 1.9988 | 1.9988 | 1.9988 | 1.9988 | 1.9988 | 1.9988 | 1.9988 | 1.9988 | 1.9988 | 1.9988 | 1.9988 | 1.9988 | 1.9988 | 1.9988 | 1.9988 | 1.9988 | 1.9988 | 1.9988
F2_Industrial_Other Industrial_New_Process_Natural Gas_Steam Trap Maintenance_A_Achievable Technical Potential | F2 | Industrial | Other Industrial | New | Process | Natural Gas | Steam Trap Maintenance | A | Original Unit Summer Peak Savings (kW) | Achievable Technical Potential | 0 | 0 | 0 | 0 | 0 | 0 | 0 | 0 | 0 | 0 | 0 | 0 | 0 | 0 | 0 | 0 | 0 | 0 | 0 | 0 | 0 | 0 | 0 | 0 | 0 | 0 | 0 | 0 | 0 | 0 | 0
F3_Industrial_Other Industrial_New_Process_Natural Gas_Steam Trap Maintenance_A_Achievable Technical Potential | F3 | Industrial | Other Industrial | New | Process | Natural Gas | Steam Trap Maintenance | A | Original Unit Winter Peak Savings (kW) | Achievable Technical Potential | 0 | 0 | 0 | 0 | 0 | 0 | 0 | 0 | 0 | 0 | 0 | 0 | 0 | 0 | 0 | 0 | 0 | 0 | 0 | 0 | 0 | 0 | 0 | 0 | 0 | 0 | 0 | 0 | 0 | 0 | 0
F4_Industrial_Other Industrial_New_Process_Natural Gas_Steam Trap Maintenance_A_Achievable Technical Potential | F4 | Industrial | Other Industrial | New | Process | Natural Gas | Steam Trap Maintenance | A | Standalone Impact on Baseline Energy (%) | Achievable Technical Potential | 0% | 0% | 0% | 0% | 0% | 0% | 0% | 0% | 0% | 0% | 0% | 0% | 0% | 0% | 0% | 0% | 0% | 0% | 0% | 0% | 0% | 0% | 0% | 0% | 0 | 0 | 0 | 0 | 0 | 0 | 0
F5_Industrial_Other Industrial_New_Process_Natural Gas_Steam Trap Maintenance_A_Achievable Technical Potential | F5 | Industrial | Other Industrial | New | Process | Natural Gas | Steam Trap Maintenance | A | Standalone Impact on Baseline Summer Peak (%) | Achievable Technical Potential | 0% | 0% | 0% | 0% | 0% | 0% | 0% | 0% | 0% | 0% | 0% | 0% | 0% | 0% | 0% | 0% | 0% | 0% | 0% | 0% | 0% | 0% | 0% | 0% | 0 | 0 | 0 | 0 | 0 | 0 | 0
F6_Industrial_Other Industrial_New_Process_Natural Gas_Steam Trap Maintenance_A_Achievable Technical Potential | F6 | Industrial | Other Industrial | New | Process | Natural Gas | Steam Trap Maintenance | A | Standalone Impact on Baseline Winter Peak (%) | Achievable Technical Potential | 0% | 0% | 0% | 0% | 0% | 0% | 0% | 0% | 0% | 0% | 0% | 0% | 0% | 0% | 0% | 0% | 0% | 0% | 0% | 0% | 0% | 0% | 0% | 0% | 0 | 0 | 0 | 0 | 0 | 0 | 0
F7_Industrial_Other Industrial_New_Process_Natural Gas_Steam Trap Maintenance_A_Achievable Technical Potential | F7 | Industrial | Other Industrial | New | Process | Natural Gas | Steam Trap Maintenance | A | Incremental Energy Savings (MWh or mTherms) | Achievable Technical Potential | 0 | 0 | 0 | 0 | 0 | 0 | 0 | 0 | 0 | 0 | 0 | 0 | 0 | 0 | 0 | 0 | 0 | 0 | 0 | 0 | 0 | 0 | 0 | 0 | 0 | 0 | 0 | 0 | 0 | 0 | 0
F8_Industrial_Other Industrial_New_Process_Natural Gas_Steam Trap Maintenance_A_Achievable Technical Potential | F8 | Industrial | Other Industrial | New | Process | Natural Gas | Steam Trap Maintenance | A | Incremental Summer Peak Savings (MW) | Achievable Technical Potential | 0 | 0 | 0 | 0 | 0 | 0 | 0 | 0 | 0 | 0 | 0 | 0 | 0 | 0 | 0 | 0 | 0 | 0 | 0 | 0 | 0 | 0 | 0 | 0 | 0 | 0 | 0 | 0 | 0 | 0 | 0
F9_Industrial_Other Industrial_New_Process_Natural Gas_Steam Trap Maintenance_A_Achievable Technical Potential | F9 | Industrial | Other Industrial | New | Process | Natural Gas | Steam Trap Maintenance | A | Incremental Winter Peak Savings (MW) | Achievable Technical Potential | 0 | 0 | 0 | 0 | 0 | 0 | 0 | 0 | 0 | 0 | 0 | 0 | 0 | 0 | 0 | 0 | 0 | 0 | 0 | 0 | 0 | 0 | 0 | 0 | 0 | 0 | 0 | 0 | 0 | 0 | 0
F10_Industrial_Other Industrial_New_Process_Natural Gas_Steam Trap Maintenance_A_Achievable Technical Potential | F10 | Industrial | Other Industrial | New | Process | Natural Gas | Steam Trap Maintenance | A | Cumulative Energy Savings (MWh or mTherms) | Achievable Technical Potential | 0 | 0 | 0 | 0 | 0 | 0 | 0 | 0 | 0 | 0 | 0 | 0 | 0 | 0 | 0 | 0 | 0 | 0 | 0 | 0 | 0 | 0 | 0 | 0 | 0 | 0 | 0 | 0 | 0 | 0 | 0
F11_Industrial_Other Industrial_New_Process_Natural Gas_Steam Trap Maintenance_A_Achievable Technical Potential | F11 | Industrial | Other Industrial | New | Process | Natural Gas | Steam Trap Maintenance | A | Cumulative Summer Peak Savings (MW) | Achievable Technical Potential | 0 | 0 | 0 | 0 | 0 | 0 | 0 | 0 | 0 | 0 | 0 | 0 | 0 | 0 | 0 | 0 | 0 | 0 | 0 | 0 | 0 | 0 | 0 | 0 | 0 | 0 | 0 | 0 | 0 | 0 | 0
F12_Industrial_Other Industrial_New_Process_Natural Gas_Steam Trap Maintenance_A_Achievable Technical Potential | F12 | Industrial | Other Industrial | New | Process | Natural Gas | Steam Trap Maintenance | A | Cumulative Winter Peak Savings (MW) | Achievable Technical Potential | 0 | 0 | 0 | 0 | 0 | 0 | 0 | 0 | 0 | 0 | 0 | 0 | 0 | 0 | 0 | 0 | 0 | 0 | 0 | 0 | 0 | 0 | 0 | 0 | 0 | 0 | 0 | 0 | 0 | 0 | 0
F13_Industrial_Other Industrial_New_Process_Natural Gas_Steam Trap Maintenance_A_Achievable Technical Potential | F13 | Industrial | Other Industrial | New | Process | Natural Gas | Steam Trap Maintenance | A | Purchases (Incremental) | Achievable Technical Potential | 0 | 0 | 0 | 0 | 0 | 0 | 0 | 0 | 0 | 0 | 0 | 0 | 0 | 0 | 0 | 0 | 0 | 0 | 0 | 0 | 0 | 0 | 0 | 0 | 0 | 0 | 0 | 0 | 0 | 0 | 0
F14_Industrial_Other Industrial_New_Process_Natural Gas_Steam Trap Maintenance_A_Achievable Technical Potential | F14 | Industrial | Other Industrial | New | Process | Natural Gas | Steam Trap Maintenance | A | Purchases (Cumulative) | Achievable Technical Potential | 0 | 0 | 0 | 0 | 0 | 0 | 0 | 0 | 0 | 0 | 0 | 0 | 0 | 0 | 0 | 0 | 0 | 0 | 0 | 0 | 0 | 0 | 0 | 0 | 0 | 0 | 0 | 0 | 0 | 0 | 0
F1_Industrial_Other Industrial_New_Space Heating_Natural Gas_Gas Boiler - High Turndown_A_Achievable Technical Potential | F1 | Industrial | Other Industrial | New | Space Heating | Natural Gas | Gas Boiler - High Turndown | A | Original Unit Energy Savings (kWh or therms) | Achievable Technical Potential | 0 | 0 | 0 | 0 | 0 | 0 | 0 | 0 | 0 | 0 | 0 | 0 | 0 | 0 | 0 | 0 | 0 | 0 | 0 | 0 | 0 | 0 | 0 | 0 | 0 | 0 | 0 | 0 | 0 | 0 | 0
F2_Industrial_Other Industrial_New_Space Heating_Natural Gas_Gas Boiler - High Turndown_A_Achievable Technical Potential | F2 | Industrial | Other Industrial | New | Space Heating | Natural Gas | Gas Boiler - High Turndown | A | Original Unit Summer Peak Savings (kW) | Achievable Technical Potential | 0 | 0 | 0 | 0 | 0 | 0 | 0 | 0 | 0 | 0 | 0 | 0 | 0 | 0 | 0 | 0 | 0 | 0 | 0 | 0 | 0 | 0 | 0 | 0 | 0 | 0 | 0 | 0 | 0 | 0 | 0
F3_Industrial_Other Industrial_New_Space Heating_Natural Gas_Gas Boiler - High Turndown_A_Achievable Technical Potential | F3 | Industrial | Other Industrial | New | Space Heating | Natural Gas | Gas Boiler - High Turndown | A | Original Unit Winter Peak Savings (kW) | Achievable Technical Potential | 0 | 0 | 0 | 0 | 0 | 0 | 0 | 0 | 0 | 0 | 0 | 0 | 0 | 0 | 0 | 0 | 0 | 0 | 0 | 0 | 0 | 0 | 0 | 0 | 0 | 0 | 0 | 0 | 0 | 0 | 0
F4_Industrial_Other Industrial_New_Space Heating_Natural Gas_Gas Boiler - High Turndown_A_Achievable Technical Potential | F4 | Industrial | Other Industrial | New | Space Heating | Natural Gas | Gas Boiler - High Turndown | A | Standalone Impact on Baseline Energy (%) | Achievable Technical Potential | 0% | 0% | 0% | 0% | 0% | 0% | 0% | 0% | 0% | 0% | 0% | 0% | 0% | 0% | 0% | 0% | 0% | 0% | 0% | 0% | 0% | 0% | 0% | 0% | 0 | 0 | 0 | 0 | 0 | 0 | 0
F5_Industrial_Other Industrial_New_Space Heating_Natural Gas_Gas Boiler - High Turndown_A_Achievable Technical Potential | F5 | Industrial | Other Industrial | New | Space Heating | Natural Gas | Gas Boiler - High Turndown | A | Standalone Impact on Baseline Summer Peak (%) | Achievable Technical Potential | 0% | 0% | 0% | 0% | 0% | 0% | 0% | 0% | 0% | 0% | 0% | 0% | 0% | 0% | 0% | 0% | 0% | 0% | 0% | 0% | 0% | 0% | 0% | 0% | 0 | 0 | 0 | 0 | 0 | 0 | 0
F6_Industrial_Other Industrial_New_Space Heating_Natural Gas_Gas Boiler - High Turndown_A_Achievable Technical Potential | F6 | Industrial | Other Industrial | New | Space Heating | Natural Gas | Gas Boiler - High Turndown | A | Standalone Impact on Baseline Winter Peak (%) | Achievable Technical Potential | 0% | 0% | 0% | 0% | 0% | 0% | 0% | 0% | 0% | 0% | 0% | 0% | 0% | 0% | 0% | 0% | 0% | 0% | 0% | 0% | 0% | 0% | 0% | 0% | 0 | 0 | 0 | 0 | 0 | 0 | 0
F7_Industrial_Other Industrial_New_Space Heating_Natural Gas_Gas Boiler - High Turndown_A_Achievable Technical Potential | F7 | Industrial | Other Industrial | New | Space Heating | Natural Gas | Gas Boiler - High Turndown | A | Incremental Energy Savings (MWh or mTherms) | Achievable Technical Potential | 0 | 0 | 0 | 0 | 0 | 0 | 0 | 0 | 0 | 0 | 0 | 0 | 0 | 0 | 0 | 0 | 0 | 0 | 0 | 0 | 0 | 0 | 0 | 0 | 0 | 0 | 0 | 0 | 0 | 0 | 0
F8_Industrial_Other Industrial_New_Space Heating_Natural Gas_Gas Boiler - High Turndown_A_Achievable Technical Potential | F8 | Industrial | Other Industrial | New | Space Heating | Natural Gas | Gas Boiler - High Turndown | A | Incremental Summer Peak Savings (MW) | Achievable Technical Potential | 0 | 0 | 0 | 0 | 0 | 0 | 0 | 0 | 0 | 0 | 0 | 0 | 0 | 0 | 0 | 0 | 0 | 0 | 0 | 0 | 0 | 0 | 0 | 0 | 0 | 0 | 0 | 0 | 0 | 0 | 0
F9_Industrial_Other Industrial_New_Space Heating_Natural Gas_Gas Boiler - High Turndown_A_Achievable Technical Potential | F9 | Industrial | Other Industrial | New | Space Heating | Natural Gas | Gas Boiler - High Turndown | A | Incremental Winter Peak Savings (MW) | Achievable Technical Potential | 0 | 0 | 0 | 0 | 0 | 0 | 0 | 0 | 0 | 0 | 0 | 0 | 0 | 0 | 0 | 0 | 0 | 0 | 0 | 0 | 0 | 0 | 0 | 0 | 0 | 0 | 0 | 0 | 0 | 0 | 0
F10_Industrial_Other Industrial_New_Space Heating_Natural Gas_Gas Boiler - High Turndown_A_Achievable Technical Potential | F10 | Industrial | Other Industrial | New | Space Heating | Natural Gas | Gas Boiler - High Turndown | A | Cumulative Energy Savings (MWh or mTherms) | Achievable Technical Potential | 0 | 0 | 0 | 0 | 0 | 0 | 0 | 0 | 0 | 0 | 0 | 0 | 0 | 0 | 0 | 0 | 0 | 0 | 0 | 0 | 0 | 0 | 0 | 0 | 0 | 0 | 0 | 0 | 0 | 0 | 0
F11_Industrial_Other Industrial_New_Space Heating_Natural Gas_Gas Boiler - High Turndown_A_Achievable Technical Potential | F11 | Industrial | Other Industrial | New | Space Heating | Natural Gas | Gas Boiler - High Turndown | A | Cumulative Summer Peak Savings (MW) | Achievable Technical Potential | 0 | 0 | 0 | 0 | 0 | 0 | 0 | 0 | 0 | 0 | 0 | 0 | 0 | 0 | 0 | 0 | 0 | 0 | 0 | 0 | 0 | 0 | 0 | 0 | 0 | 0 | 0 | 0 | 0 | 0 | 0
F12_Industrial_Other Industrial_New_Space Heating_Natural Gas_Gas Boiler - High Turndown_A_Achievable Technical Potential | F12 | Industrial | Other Industrial | New | Space Heating | Natural Gas | Gas Boiler - High Turndown | A | Cumulative Winter Peak Savings (MW) | Achievable Technical Potential | 0 | 0 | 0 | 0 | 0 | 0 | 0 | 0 | 0 | 0 | 0 | 0 | 0 | 0 | 0 | 0 | 0 | 0 | 0 | 0 | 0 | 0 | 0 | 0 | 0 | 0 | 0 | 0 | 0 | 0 | 0
F13_Industrial_Other Industrial_New_Space Heating_Natural Gas_Gas Boiler - High Turndown_A_Achievable Technical Potential | F13 | Industrial | Other Industrial | New | Space Heating | Natural Gas | Gas Boiler - High Turndown | A | Purchases (Incremental) | Achievable Technical Potential | 0 | 0 | 0 | 0 | 0 | 0 | 0 | 0 | 0 | 0 | 0 | 0 | 0 | 0 | 0 | 0 | 0 | 0 | 0 | 0 | 0 | 0 | 0 | 0 | 0 | 0 | 0 | 0 | 0 | 0 | 0
F14_Industrial_Other Industrial_New_Space Heating_Natural Gas_Gas Boiler - High Turndown_A_Achievable Technical Potential | F14 | Industrial | Other Industrial | New | Space Heating | Natural Gas | Gas Boiler - High Turndown | A | Purchases (Cumulative) | Achievable Technical Potential | 0 | 0 | 0 | 0 | 0 | 0 | 0 | 0 | 0 | 0 | 0 | 0 | 0 | 0 | 0 | 0 | 0 | 0 | 0 | 0 | 0 | 0 | 0 | 0 | 0 | 0 | 0 | 0 | 0 | 0 | 0
F1_Industrial_Other Industrial_New_Process_Natural Gas_Gas Boiler - High Turndown_A_Achievable Technical Potential | F1 | Industrial | Other Industrial | New | Process | Natural Gas | Gas Boiler - High Turndown | A | Original Unit Energy Savings (kWh or therms) | Achievable Technical Potential | 0 | 0 | 0 | 0 | 0 | 2.1216 | 2.1216 | 2.1216 | 2.1216 | 2.1216 | 2.1216 | 2.1216 | 2.1216 | 2.1216 | 2.1216 | 2.1216 | 2.1216 | 2.1216 | 2.1216 | 2.1216 | 2.1216 | 2.1216 | 2.1216 | 2.1216 | 2.1216 | 2.1216 | 2.1216 | 2.1216 | 2.1216 | 2.1216 | 2.1216
F2_Industrial_Other Industrial_New_Process_Natural Gas_Gas Boiler - High Turndown_A_Achievable Technical Potential | F2 | Industrial | Other Industrial | New | Process | Natural Gas | Gas Boiler - High Turndown | A | Original Unit Summer Peak Savings (kW) | Achievable Technical Potential | 0 | 0 | 0 | 0 | 0 | 0 | 0 | 0 | 0 | 0 | 0 | 0 | 0 | 0 | 0 | 0 | 0 | 0 | 0 | 0 | 0 | 0 | 0 | 0 | 0 | 0 | 0 | 0 | 0 | 0 | 0
F3_Industrial_Other Industrial_New_Process_Natural Gas_Gas Boiler - High Turndown_A_Achievable Technical Potential | F3 | Industrial | Other Industrial | New | Process | Natural Gas | Gas Boiler - High Turndown | A | Original Unit Winter Peak Savings (kW) | Achievable Technical Potential | 0 | 0 | 0 | 0 | 0 | 0 | 0 | 0 | 0 | 0 | 0 | 0 | 0 | 0 | 0 | 0 | 0 | 0 | 0 | 0 | 0 | 0 | 0 | 0 | 0 | 0 | 0 | 0 | 0 | 0 | 0
F4_Industrial_Other Industrial_New_Process_Natural Gas_Gas Boiler - High Turndown_A_Achievable Technical Potential | F4 | Industrial | Other Industrial | New | Process | Natural Gas | Gas Boiler - High Turndown | A | Standalone Impact on Baseline Energy (%) | Achievable Technical Potential | 0% | 0% | 0% | 0% | 0% | 0.02261% | 0.0417% | 0.05869% | 0.07437% | 0.08911% | 0.1009% | 0.1085% | 0.1129% | 0.1151% | 0.1157% | 0.115% | 0.1136% | 0.1115% | 0.1091% | 0.1064% | 0.1014% | 0.09683% | 0.09269% | 0.0889% | 0.00085415 | 0.00082206 | 0.00079238 | 0.00076483 | 0 | 0 | 0
F5_Industrial_Other Industrial_New_Process_Natural Gas_Gas Boiler - High Turndown_A_Achievable Technical Potential | F5 | Industrial | Other Industrial | New | Process | Natural Gas | Gas Boiler - High Turndown | A | Standalone Impact on Baseline Summer Peak (%) | Achievable Technical Potential | 0% | 0% | 0% | 0% | 0% | 0% | 0% | 0% | 0% | 0% | 0% | 0% | 0% | 0% | 0% | 0% | 0% | 0% | 0% | 0% | 0% | 0% | 0% | 0% | 0 | 0 | 0 | 0 | 0 | 0 | 0
F6_Industrial_Other Industrial_New_Process_Natural Gas_Gas Boiler - High Turndown_A_Achievable Technical Potential | F6 | Industrial | Other Industrial | New | Process | Natural Gas | Gas Boiler - High Turndown | A | Standalone Impact on Baseline Winter Peak (%) | Achievable Technical Potential | 0% | 0% | 0% | 0% | 0% | 0% | 0% | 0% | 0% | 0% | 0% | 0% | 0% | 0% | 0% | 0% | 0% | 0% | 0% | 0% | 0% | 0% | 0% | 0% | 0 | 0 | 0 | 0 | 0 | 0 | 0
F7_Industrial_Other Industrial_New_Process_Natural Gas_Gas Boiler - High Turndown_A_Achievable Technical Potential | F7 | Industrial | Other Industrial | New | Process | Natural Gas | Gas Boiler - High Turndown | A | Incremental Energy Savings (MWh or mTherms) | Achievable Technical Potential | 0 | 0 | 0 | 0 | 0 | 0.038633 | 0.045769 | 0.052902 | 0.059992 | 0.067086 | 0.066768 | 0.058462 | 0.050796 | 0.043852 | 0.037612 | 0.032122 | 0.027308 | 0.023135 | 0.019534 | 0.01644 | 0.038633 | 0.045769 | 0.052902 | 0.059992 | 0.067086 | 0.066768 | 0.058462 | 0.050796 | 0.043852 | 0.037612 | 0.032122
F8_Industrial_Other Industrial_New_Process_Natural Gas_Gas Boiler - High Turndown_A_Achievable Technical Potential | F8 | Industrial | Other Industrial | New | Process | Natural Gas | Gas Boiler - High Turndown | A | Incremental Summer Peak Savings (MW) | Achievable Technical Potential | 0 | 0 | 0 | 0 | 0 | 0 | 0 | 0 | 0 | 0 | 0 | 0 | 0 | 0 | 0 | 0 | 0 | 0 | 0 | 0 | 0 | 0 | 0 | 0 | 0 | 0 | 0 | 0 | 0 | 0 | 0
F9_Industrial_Other Industrial_New_Process_Natural Gas_Gas Boiler - High Turndown_A_Achievable Technical Potential | F9 | Industrial | Other Industrial | New | Process | Natural Gas | Gas Boiler - High Turndown | A | Incremental Winter Peak Savings (MW) | Achievable Technical Potential | 0 | 0 | 0 | 0 | 0 | 0 | 0 | 0 | 0 | 0 | 0 | 0 | 0 | 0 | 0 | 0 | 0 | 0 | 0 | 0 | 0 | 0 | 0 | 0 | 0 | 0 | 0 | 0 | 0 | 0 | 0
F10_Industrial_Other Industrial_New_Process_Natural Gas_Gas Boiler - High Turndown_A_Achievable Technical Potential | F10 | Industrial | Other Industrial | New | Process | Natural Gas | Gas Boiler - High Turndown | A | Cumulative Energy Savings (MWh or mTherms) | Achievable Technical Potential | 0 | 0 | 0 | 0 | 0 | 0.038633 | 0.084401 | 0.1373 | 0.1973 | 0.26438 | 0.33115 | 0.38961 | 0.44041 | 0.48426 | 0.52187 | 0.55399 | 0.5813 | 0.60444 | 0.62397 | 0.64041 | 0.64041 | 0.64041 | 0.64041 | 0.64041 | 0.64041 | 0.64041 | 0.64041 | 0.64041 | 0.64041 | 0.64041 | 0.64041
F11_Industrial_Other Industrial_New_Process_Natural Gas_Gas Boiler - High Turndown_A_Achievable Technical Potential | F11 | Industrial | Other Industrial | New | Process | Natural Gas | Gas Boiler - High Turndown | A | Cumulative Summer Peak Savings (MW) | Achievable Technical Potential | 0 | 0 | 0 | 0 | 0 | 0 | 0 | 0 | 0 | 0 | 0 | 0 | 0 | 0 | 0 | 0 | 0 | 0 | 0 | 0 | 0 | 0 | 0 | 0 | 0 | 0 | 0 | 0 | 0 | 0 | 0
F12_Industrial_Other Industrial_New_Process_Natural Gas_Gas Boiler - High Turndown_A_Achievable Technical Potential | F12 | Industrial | Other Industrial | New | Process | Natural Gas | Gas Boiler - High Turndown | A | Cumulative Winter Peak Savings (MW) | Achievable Technical Potential | 0 | 0 | 0 | 0 | 0 | 0 | 0 | 0 | 0 | 0 | 0 | 0 | 0 | 0 | 0 | 0 | 0 | 0 | 0 | 0 | 0 | 0 | 0 | 0 | 0 | 0 | 0 | 0 | 0 | 0 | 0
F13_Industrial_Other Industrial_New_Process_Natural Gas_Gas Boiler - High Turndown_A_Achievable Technical Potential | F13 | Industrial | Other Industrial | New | Process | Natural Gas | Gas Boiler - High Turndown | A | Purchases (Incremental) | Achievable Technical Potential | 0 | 0 | 0 | 0 | 0 | 18.2087 | 21.5724 | 24.9342 | 28.2761 | 31.6199 | 31.4698 | 27.5548 | 23.9417 | 20.6687 | 17.7279 | 15.1403 | 12.8714 | 10.9044 | 9.207 | 7.7489 | 18.2087 | 21.5724 | 24.9342 | 28.2761 | 31.6199 | 31.4698 | 27.5548 | 23.9417 | 20.6687 | 17.7279 | 15.1403
F14_Industrial_Other Industrial_New_Process_Natural Gas_Gas Boiler - High Turndown_A_Achievable Technical Potential | F14 | Industrial | Other Industrial | New | Process | Natural Gas | Gas Boiler - High Turndown | A | Purchases (Cumulative) | Achievable Technical Potential | 0 | 0 | 0 | 0 | 0 | 18.2087 | 39.7811 | 64.7152 | 92.9914 | 124.6113 | 156.0811 | 183.6358 | 207.5776 | 228.2462 | 245.9741 | 261.1144 | 273.9858 | 284.8902 | 294.0972 | 301.8461 | 301.8461 | 301.8461 | 301.8461 | 301.8461 | 301.8461 | 301.8461 | 301.8461 | 301.8461 | 301.8461 | 301.8461 | 301.8461
F1_Industrial_Other Industrial_New_Space Heating_Natural Gas_Gas Boiler - Burner Control Optimization_A_Achievable Technical Potential | F1 | Industrial | Other Industrial | New | Space Heating | Natural Gas | Gas Boiler - Burner Control Optimization | A | Original Unit Energy Savings (kWh or therms) | Achievable Technical Potential | 0 | 0 | 0 | 0 | 0 | 0 | 0 | 0 | 0 | 0 | 0 | 0 | 0 | 0 | 0 | 0 | 0 | 0 | 0 | 0 | 0 | 0 | 0 | 0 | 0 | 0 | 0 | 0 | 0 | 0 | 0
F2_Industrial_Other Industrial_New_Space Heating_Natural Gas_Gas Boiler - Burner Control Optimization_A_Achievable Technical Potential | F2 | Industrial | Other Industrial | New | Space Heating | Natural Gas | Gas Boiler - Burner Control Optimization | A | Original Unit Summer Peak Savings (kW) | Achievable Technical Potential | 0 | 0 | 0 | 0 | 0 | 0 | 0 | 0 | 0 | 0 | 0 | 0 | 0 | 0 | 0 | 0 | 0 | 0 | 0 | 0 | 0 | 0 | 0 | 0 | 0 | 0 | 0 | 0 | 0 | 0 | 0
F3_Industrial_Other Industrial_New_Space Heating_Natural Gas_Gas Boiler - Burner Control Optimization_A_Achievable Technical Potential | F3 | Industrial | Other Industrial | New | Space Heating | Natural Gas | Gas Boiler - Burner Control Optimization | A | Original Unit Winter Peak Savings (kW) | Achievable Technical Potential | 0 | 0 | 0 | 0 | 0 | 0 | 0 | 0 | 0 | 0 | 0 | 0 | 0 | 0 | 0 | 0 | 0 | 0 | 0 | 0 | 0 | 0 | 0 | 0 | 0 | 0 | 0 | 0 | 0 | 0 | 0
F4_Industrial_Other Industrial_New_Space Heating_Natural Gas_Gas Boiler - Burner Control Optimization_A_Achievable Technical Potential | F4 | Industrial | Other Industrial | New | Space Heating | Natural Gas | Gas Boiler - Burner Control Optimization | A | Standalone Impact on Baseline Energy (%) | Achievable Technical Potential | 0% | 0% | 0% | 0% | 0% | 0% | 0% | 0% | 0% | 0% | 0% | 0% | 0% | 0% | 0% | 0% | 0% | 0% | 0% | 0% | 0% | 0% | 0% | 0% | 0 | 0 | 0 | 0 | 0 | 0 | 0
F5_Industrial_Other Industrial_New_Space Heating_Natural Gas_Gas Boiler - Burner Control Optimization_A_Achievable Technical Potential | F5 | Industrial | Other Industrial | New | Space Heating | Natural Gas | Gas Boiler - Burner Control Optimization | A | Standalone Impact on Baseline Summer Peak (%) | Achievable Technical Potential | 0% | 0% | 0% | 0% | 0% | 0% | 0% | 0% | 0% | 0% | 0% | 0% | 0% | 0% | 0% | 0% | 0% | 0% | 0% | 0% | 0% | 0% | 0% | 0% | 0 | 0 | 0 | 0 | 0 | 0 | 0
F6_Industrial_Other Industrial_New_Space Heating_Natural Gas_Gas Boiler - Burner Control Optimization_A_Achievable Technical Potential | F6 | Industrial | Other Industrial | New | Space Heating | Natural Gas | Gas Boiler - Burner Control Optimization | A | Standalone Impact on Baseline Winter Peak (%) | Achievable Technical Potential | 0% | 0% | 0% | 0% | 0% | 0% | 0% | 0% | 0% | 0% | 0% | 0% | 0% | 0% | 0% | 0% | 0% | 0% | 0% | 0% | 0% | 0% | 0% | 0% | 0 | 0 | 0 | 0 | 0 | 0 | 0
F7_Industrial_Other Industrial_New_Space Heating_Natural Gas_Gas Boiler - Burner Control Optimization_A_Achievable Technical Potential | F7 | Industrial | Other Industrial | New | Space Heating | Natural Gas | Gas Boiler - Burner Control Optimization | A | Incremental Energy Savings (MWh or mTherms) | Achievable Technical Potential | 0 | 0 | 0 | 0 | 0 | 0 | 0 | 0 | 0 | 0 | 0 | 0 | 0 | 0 | 0 | 0 | 0 | 0 | 0 | 0 | 0 | 0 | 0 | 0 | 0 | 0 | 0 | 0 | 0 | 0 | 0
F8_Industrial_Other Industrial_New_Space Heating_Natural Gas_Gas Boiler - Burner Control Optimization_A_Achievable Technical Potential | F8 | Industrial | Other Industrial | New | Space Heating | Natural Gas | Gas Boiler - Burner Control Optimization | A | Incremental Summer Peak Savings (MW) | Achievable Technical Potential | 0 | 0 | 0 | 0 | 0 | 0 | 0 | 0 | 0 | 0 | 0 | 0 | 0 | 0 | 0 | 0 | 0 | 0 | 0 | 0 | 0 | 0 | 0 | 0 | 0 | 0 | 0 | 0 | 0 | 0 | 0
F9_Industrial_Other Industrial_New_Space Heating_Natural Gas_Gas Boiler - Burner Control Optimization_A_Achievable Technical Potential | F9 | Industrial | Other Industrial | New | Space Heating | Natural Gas | Gas Boiler - Burner Control Optimization | A | Incremental Winter Peak Savings (MW) | Achievable Technical Potential | 0 | 0 | 0 | 0 | 0 | 0 | 0 | 0 | 0 | 0 | 0 | 0 | 0 | 0 | 0 | 0 | 0 | 0 | 0 | 0 | 0 | 0 | 0 | 0 | 0 | 0 | 0 | 0 | 0 | 0 | 0
F10_Industrial_Other Industrial_New_Space Heating_Natural Gas_Gas Boiler - Burner Control Optimization_A_Achievable Technical Potential | F10 | Industrial | Other Industrial | New | Space Heating | Natural Gas | Gas Boiler - Burner Control Optimization | A | Cumulative Energy Savings (MWh or mTherms) | Achievable Technical Potential | 0 | 0 | 0 | 0 | 0 | 0 | 0 | 0 | 0 | 0 | 0 | 0 | 0 | 0 | 0 | 0 | 0 | 0 | 0 | 0 | 0 | 0 | 0 | 0 | 0 | 0 | 0 | 0 | 0 | 0 | 0
F11_Industrial_Other Industrial_New_Space Heating_Natural Gas_Gas Boiler - Burner Control Optimization_A_Achievable Technical Potential | F11 | Industrial | Other Industrial | New | Space Heating | Natural Gas | Gas Boiler - Burner Control Optimization | A | Cumulative Summer Peak Savings (MW) | Achievable Technical Potential | 0 | 0 | 0 | 0 | 0 | 0 | 0 | 0 | 0 | 0 | 0 | 0 | 0 | 0 | 0 | 0 | 0 | 0 | 0 | 0 | 0 | 0 | 0 | 0 | 0 | 0 | 0 | 0 | 0 | 0 | 0
F12_Industrial_Other Industrial_New_Space Heating_Natural Gas_Gas Boiler - Burner Control Optimization_A_Achievable Technical Potential | F12 | Industrial | Other Industrial | New | Space Heating | Natural Gas | Gas Boiler - Burner Control Optimization | A | Cumulative Winter Peak Savings (MW) | Achievable Technical Potential | 0 | 0 | 0 | 0 | 0 | 0 | 0 | 0 | 0 | 0 | 0 | 0 | 0 | 0 | 0 | 0 | 0 | 0 | 0 | 0 | 0 | 0 | 0 | 0 | 0 | 0 | 0 | 0 | 0 | 0 | 0
F13_Industrial_Other Industrial_New_Space Heating_Natural Gas_Gas Boiler - Burner Control Optimization_A_Achievable Technical Potential | F13 | Industrial | Other Industrial | New | Space Heating | Natural Gas | Gas Boiler - Burner Control Optimization | A | Purchases (Incremental) | Achievable Technical Potential | 0 | 0 | 0 | 0 | 0 | 0 | 0 | 0 | 0 | 0 | 0 | 0 | 0 | 0 | 0 | 0 | 0 | 0 | 0 | 0 | 0 | 0 | 0 | 0 | 0 | 0 | 0 | 0 | 0 | 0 | 0
F14_Industrial_Other Industrial_New_Space Heating_Natural Gas_Gas Boiler - Burner Control Optimization_A_Achievable Technical Potential | F14 | Industrial | Other Industrial | New | Space Heating | Natural Gas | Gas Boiler - Burner Control Optimization | A | Purchases (Cumulative) | Achievable Technical Potential | 0 | 0 | 0 | 0 | 0 | 0 | 0 | 0 | 0 | 0 | 0 | 0 | 0 | 0 | 0 | 0 | 0 | 0 | 0 | 0 | 0 | 0 | 0 | 0 | 0 | 0 | 0 | 0 | 0 | 0 | 0
F1_Industrial_Other Industrial_New_Process_Natural Gas_Gas Boiler - Burner Control Optimization_A_Achievable Technical Potential | F1 | Industrial | Other Industrial | New | Process | Natural Gas | Gas Boiler - Burner Control Optimization | A | Original Unit Energy Savings (kWh or therms) | Achievable Technical Potential | 0 | 0 | 0 | 0 | 0 | 0.61528 | 0.61528 | 0.61528 | 0.61528 | 0.61528 | 0.61528 | 0.61528 | 0.61528 | 0.61528 | 0.61528 | 0.61528 | 0.61528 | 0.61528 | 0.61528 | 0.61528 | 0.61528 | 0.61528 | 0.61528 | 0.61528 | 0.61528 | 0.61528 | 0.61528 | 0.61528 | 0.61528 | 0.61528 | 0.61528
F2_Industrial_Other Industrial_New_Process_Natural Gas_Gas Boiler - Burner Control Optimization_A_Achievable Technical Potential | F2 | Industrial | Other Industrial | New | Process | Natural Gas | Gas Boiler - Burner Control Optimization | A | Original Unit Summer Peak Savings (kW) | Achievable Technical Potential | 0 | 0 | 0 | 0 | 0 | 0 | 0 | 0 | 0 | 0 | 0 | 0 | 0 | 0 | 0 | 0 | 0 | 0 | 0 | 0 | 0 | 0 | 0 | 0 | 0 | 0 | 0 | 0 | 0 | 0 | 0
F3_Industrial_Other Industrial_New_Process_Natural Gas_Gas Boiler - Burner Control Optimization_A_Achievable Technical Potential | F3 | Industrial | Other Industrial | New | Process | Natural Gas | Gas Boiler - Burner Control Optimization | A | Original Unit Winter Peak Savings (kW) | Achievable Technical Potential | 0 | 0 | 0 | 0 | 0 | 0 | 0 | 0 | 0 | 0 | 0 | 0 | 0 | 0 | 0 | 0 | 0 | 0 | 0 | 0 | 0 | 0 | 0 | 0 | 0 | 0 | 0 | 0 | 0 | 0 | 0
F4_Industrial_Other Industrial_New_Process_Natural Gas_Gas Boiler - Burner Control Optimization_A_Achievable Technical Potential | F4 | Industrial | Other Industrial | New | Process | Natural Gas | Gas Boiler - Burner Control Optimization | A | Standalone Impact on Baseline Energy (%) | Achievable Technical Potential | 0% | 0% | 0% | 0% | 0% | 0.001769% | 0.004274% | 0.009259% | 0.0179% | 0.03114% | 0.04936% | 0.07207% | 0.09783% | 0.1245% | 0.1501% | 0.1722% | 0.1897% | 0.2019% | 0.2091% | 0.2118% | 0.2109% | 0.2076% | 0.2026% | 0.1962% | 0.0018939 | 0.0018227 | 0.0017569 | 0.0016958 | 0 | 0 | 0
F5_Industrial_Other Industrial_New_Process_Natural Gas_Gas Boiler - Burner Control Optimization_A_Achievable Technical Potential | F5 | Industrial | Other Industrial | New | Process | Natural Gas | Gas Boiler - Burner Control Optimization | A | Standalone Impact on Baseline Summer Peak (%) | Achievable Technical Potential | 0% | 0% | 0% | 0% | 0% | 0% | 0% | 0% | 0% | 0% | 0% | 0% | 0% | 0% | 0% | 0% | 0% | 0% | 0% | 0% | 0% | 0% | 0% | 0% | 0 | 0 | 0 | 0 | 0 | 0 | 0
F6_Industrial_Other Industrial_New_Process_Natural Gas_Gas Boiler - Burner Control Optimization_A_Achievable Technical Potential | F6 | Industrial | Other Industrial | New | Process | Natural Gas | Gas Boiler - Burner Control Optimization | A | Standalone Impact on Baseline Winter Peak (%) | Achievable Technical Potential | 0% | 0% | 0% | 0% | 0% | 0% | 0% | 0% | 0% | 0% | 0% | 0% | 0% | 0% | 0% | 0% | 0% | 0% | 0% | 0% | 0% | 0% | 0% | 0% | 0 | 0 | 0 | 0 | 0 | 0 | 0
F7_Industrial_Other Industrial_New_Process_Natural Gas_Gas Boiler - Burner Control Optimization_A_Achievable Technical Potential | F7 | Industrial | Other Industrial | New | Process | Natural Gas | Gas Boiler - Burner Control Optimization | A | Incremental Energy Savings (MWh or mTherms) | Achievable Technical Potential | 0 | 0 | 0 | 0 | 0 | 0.0030222 | 0.0056281 | 0.01301 | 0.02582 | 0.044914 | 0.069534 | 0.096861 | 0.12273 | 0.14263 | 0.15292 | 0.15237 | 0.14168 | 0.12356 | 0.10143 | 0.078624 | 0.057763 | 0.040318 | 0.026804 | 0.017011 | 0.011987 | 0.01301 | 0.02582 | 0.044914 | 0.069534 | 0.096861 | 0.12273
F8_Industrial_Other Industrial_New_Process_Natural Gas_Gas Boiler - Burner Control Optimization_A_Achievable Technical Potential | F8 | Industrial | Other Industrial | New | Process | Natural Gas | Gas Boiler - Burner Control Optimization | A | Incremental Summer Peak Savings (MW) | Achievable Technical Potential | 0 | 0 | 0 | 0 | 0 | 0 | 0 | 0 | 0 | 0 | 0 | 0 | 0 | 0 | 0 | 0 | 0 | 0 | 0 | 0 | 0 | 0 | 0 | 0 | 0 | 0 | 0 | 0 | 0 | 0 | 0
F9_Industrial_Other Industrial_New_Process_Natural Gas_Gas Boiler - Burner Control Optimization_A_Achievable Technical Potential | F9 | Industrial | Other Industrial | New | Process | Natural Gas | Gas Boiler - Burner Control Optimization | A | Incremental Winter Peak Savings (MW) | Achievable Technical Potential | 0 | 0 | 0 | 0 | 0 | 0 | 0 | 0 | 0 | 0 | 0 | 0 | 0 | 0 | 0 | 0 | 0 | 0 | 0 | 0 | 0 | 0 | 0 | 0 | 0 | 0 | 0 | 0 | 0 | 0 | 0
F10_Industrial_Other Industrial_New_Process_Natural Gas_Gas Boiler - Burner Control Optimization_A_Achievable Technical Potential | F10 | Industrial | Other Industrial | New | Process | Natural Gas | Gas Boiler - Burner Control Optimization | A | Cumulative Energy Savings (MWh or mTherms) | Achievable Technical Potential | 0 | 0 | 0 | 0 | 0 | 0.0030222 | 0.0086503 | 0.021661 | 0.047481 | 0.092395 | 0.16193 | 0.25879 | 0.38152 | 0.52415 | 0.67708 | 0.82944 | 0.97112 | 1.0947 | 1.1961 | 1.2747 | 1.3325 | 1.3728 | 1.3996 | 1.4136 | 1.42 | 1.42 | 1.42 | 1.42 | 1.42 | 1.42 | 1.42
F11_Industrial_Other Industrial_New_Process_Natural Gas_Gas Boiler - Burner Control Optimization_A_Achievable Technical Potential | F11 | Industrial | Other Industrial | New | Process | Natural Gas | Gas Boiler - Burner Control Optimization | A | Cumulative Summer Peak Savings (MW) | Achievable Technical Potential | 0 | 0 | 0 | 0 | 0 | 0 | 0 | 0 | 0 | 0 | 0 | 0 | 0 | 0 | 0 | 0 | 0 | 0 | 0 | 0 | 0 | 0 | 0 | 0 | 0 | 0 | 0 | 0 | 0 | 0 | 0
F12_Industrial_Other Industrial_New_Process_Natural Gas_Gas Boiler - Burner Control Optimization_A_Achievable Technical Potential | F12 | Industrial | Other Industrial | New | Process | Natural Gas | Gas Boiler - Burner Control Optimization | A | Cumulative Winter Peak Savings (MW) | Achievable Technical Potential | 0 | 0 | 0 | 0 | 0 | 0 | 0 | 0 | 0 | 0 | 0 | 0 | 0 | 0 | 0 | 0 | 0 | 0 | 0 | 0 | 0 | 0 | 0 | 0 | 0 | 0 | 0 | 0 | 0 | 0 | 0
F13_Industrial_Other Industrial_New_Process_Natural Gas_Gas Boiler - Burner Control Optimization_A_Achievable Technical Potential | F13 | Industrial | Other Industrial | New | Process | Natural Gas | Gas Boiler - Burner Control Optimization | A | Purchases (Incremental) | Achievable Technical Potential | 0 | 0 | 0 | 0 | 0 | 4.9119 | 9.1473 | 21.1456 | 41.9646 | 72.9977 | 113.013 | 157.4259 | 199.4767 | 231.816 | 248.541 | 247.6412 | 230.2662 | 200.8161 | 164.8461 | 127.7866 | 93.8806 | 65.5281 | 43.5641 | 27.6479 | 19.4829 | 21.1456 | 41.9646 | 72.9977 | 113.013 | 157.4259 | 199.4767
F14_Industrial_Other Industrial_New_Process_Natural Gas_Gas Boiler - Burner Control Optimization_A_Achievable Technical Potential | F14 | Industrial | Other Industrial | New | Process | Natural Gas | Gas Boiler - Burner Control Optimization | A | Purchases (Cumulative) | Achievable Technical Potential | 0 | 0 | 0 | 0 | 0 | 4.9119 | 14.0592 | 35.2048 | 77.1694 | 150.1671 | 263.1801 | 420.6061 | 620.0828 | 851.8987 | 1100.4397 | 1348.0809 | 1578.3471 | 1779.1633 | 1944.0094 | 2071.7959 | 2165.6765 | 2231.2046 | 2274.7687 | 2297.5047 | 2307.8403 | 2307.8403 | 2307.8403 | 2307.8403 | 2307.8403 | 2307.8403 | 2307.8403
F1_Industrial_Other Industrial_New_Space Heating_Natural Gas_HVAC - Demand Controlled Ventilation_A_Achievable Technical Potential | F1 | Industrial | Other Industrial | New | Space Heating | Natural Gas | HVAC - Demand Controlled Ventilation | A | Original Unit Energy Savings (kWh or therms) | Achievable Technical Potential | 0 | 0 | 0 | 0 | 0 | 0 | 0 | 0 | 0 | 0 | 0 | 0 | 0 | 0 | 0 | 0 | 0 | 0 | 0 | 0 | 0 | 0 | 0 | 0 | 0 | 0 | 0 | 0 | 0 | 0 | 0
F2_Industrial_Other Industrial_New_Space Heating_Natural Gas_HVAC - Demand Controlled Ventilation_A_Achievable Technical Potential | F2 | Industrial | Other Industrial | New | Space Heating | Natural Gas | HVAC - Demand Controlled Ventilation | A | Original Unit Summer Peak Savings (kW) | Achievable Technical Potential | 0 | 0 | 0 | 0 | 0 | 0 | 0 | 0 | 0 | 0 | 0 | 0 | 0 | 0 | 0 | 0 | 0 | 0 | 0 | 0 | 0 | 0 | 0 | 0 | 0 | 0 | 0 | 0 | 0 | 0 | 0
F3_Industrial_Other Industrial_New_Space Heating_Natural Gas_HVAC - Demand Controlled Ventilation_A_Achievable Technical Potential | F3 | Industrial | Other Industrial | New | Space Heating | Natural Gas | HVAC - Demand Controlled Ventilation | A | Original Unit Winter Peak Savings (kW) | Achievable Technical Potential | 0 | 0 | 0 | 0 | 0 | 0 | 0 | 0 | 0 | 0 | 0 | 0 | 0 | 0 | 0 | 0 | 0 | 0 | 0 | 0 | 0 | 0 | 0 | 0 | 0 | 0 | 0 | 0 | 0 | 0 | 0
F4_Industrial_Other Industrial_New_Space Heating_Natural Gas_HVAC - Demand Controlled Ventilation_A_Achievable Technical Potential | F4 | Industrial | Other Industrial | New | Space Heating | Natural Gas | HVAC - Demand Controlled Ventilation | A | Standalone Impact on Baseline Energy (%) | Achievable Technical Potential | 0% | 0% | 0% | 0% | 0% | 0% | 0% | 0% | 0% | 0% | 0% | 0% | 0% | 0% | 0% | 0% | 0% | 0% | 0% | 0% | 0% | 0% | 0% | 0% | 0 | 0 | 0 | 0 | 0 | 0 | 0
F5_Industrial_Other Industrial_New_Space Heating_Natural Gas_HVAC - Demand Controlled Ventilation_A_Achievable Technical Potential | F5 | Industrial | Other Industrial | New | Space Heating | Natural Gas | HVAC - Demand Controlled Ventilation | A | Standalone Impact on Baseline Summer Peak (%) | Achievable Technical Potential | 0% | 0% | 0% | 0% | 0% | 0% | 0% | 0% | 0% | 0% | 0% | 0% | 0% | 0% | 0% | 0% | 0% | 0% | 0% | 0% | 0% | 0% | 0% | 0% | 0 | 0 | 0 | 0 | 0 | 0 | 0
F6_Industrial_Other Industrial_New_Space Heating_Natural Gas_HVAC - Demand Controlled Ventilation_A_Achievable Technical Potential | F6 | Industrial | Other Industrial | New | Space Heating | Natural Gas | HVAC - Demand Controlled Ventilation | A | Standalone Impact on Baseline Winter Peak (%) | Achievable Technical Potential | 0% | 0% | 0% | 0% | 0% | 0% | 0% | 0% | 0% | 0% | 0% | 0% | 0% | 0% | 0% | 0% | 0% | 0% | 0% | 0% | 0% | 0% | 0% | 0% | 0 | 0 | 0 | 0 | 0 | 0 | 0
F7_Industrial_Other Industrial_New_Space Heating_Natural Gas_HVAC - Demand Controlled Ventilation_A_Achievable Technical Potential | F7 | Industrial | Other Industrial | New | Space Heating | Natural Gas | HVAC - Demand Controlled Ventilation | A | Incremental Energy Savings (MWh or mTherms) | Achievable Technical Potential | 0 | 0 | 0 | 0 | 0 | 0 | 0 | 0 | 0 | 0 | 0 | 0 | 0 | 0 | 0 | 0 | 0 | 0 | 0 | 0 | 0 | 0 | 0 | 0 | 0 | 0 | 0 | 0 | 0 | 0 | 0
F8_Industrial_Other Industrial_New_Space Heating_Natural Gas_HVAC - Demand Controlled Ventilation_A_Achievable Technical Potential | F8 | Industrial | Other Industrial | New | Space Heating | Natural Gas | HVAC - Demand Controlled Ventilation | A | Incremental Summer Peak Savings (MW) | Achievable Technical Potential | 0 | 0 | 0 | 0 | 0 | 0 | 0 | 0 | 0 | 0 | 0 | 0 | 0 | 0 | 0 | 0 | 0 | 0 | 0 | 0 | 0 | 0 | 0 | 0 | 0 | 0 | 0 | 0 | 0 | 0 | 0
F9_Industrial_Other Industrial_New_Space Heating_Natural Gas_HVAC - Demand Controlled Ventilation_A_Achievable Technical Potential | F9 | Industrial | Other Industrial | New | Space Heating | Natural Gas | HVAC - Demand Controlled Ventilation | A | Incremental Winter Peak Savings (MW) | Achievable Technical Potential | 0 | 0 | 0 | 0 | 0 | 0 | 0 | 0 | 0 | 0 | 0 | 0 | 0 | 0 | 0 | 0 | 0 | 0 | 0 | 0 | 0 | 0 | 0 | 0 | 0 | 0 | 0 | 0 | 0 | 0 | 0
F10_Industrial_Other Industrial_New_Space Heating_Natural Gas_HVAC - Demand Controlled Ventilation_A_Achievable Technical Potential | F10 | Industrial | Other Industrial | New | Space Heating | Natural Gas | HVAC - Demand Controlled Ventilation | A | Cumulative Energy Savings (MWh or mTherms) | Achievable Technical Potential | 0 | 0 | 0 | 0 | 0 | 0 | 0 | 0 | 0 | 0 | 0 | 0 | 0 | 0 | 0 | 0 | 0 | 0 | 0 | 0 | 0 | 0 | 0 | 0 | 0 | 0 | 0 | 0 | 0 | 0 | 0
F11_Industrial_Other Industrial_New_Space Heating_Natural Gas_HVAC - Demand Controlled Ventilation_A_Achievable Technical Potential | F11 | Industrial | Other Industrial | New | Space Heating | Natural Gas | HVAC - Demand Controlled Ventilation | A | Cumulative Summer Peak Savings (MW) | Achievable Technical Potential | 0 | 0 | 0 | 0 | 0 | 0 | 0 | 0 | 0 | 0 | 0 | 0 | 0 | 0 | 0 | 0 | 0 | 0 | 0 | 0 | 0 | 0 | 0 | 0 | 0 | 0 | 0 | 0 | 0 | 0 | 0
F12_Industrial_Other Industrial_New_Space Heating_Natural Gas_HVAC - Demand Controlled Ventilation_A_Achievable Technical Potential | F12 | Industrial | Other Industrial | New | Space Heating | Natural Gas | HVAC - Demand Controlled Ventilation | A | Cumulative Winter Peak Savings (MW) | Achievable Technical Potential | 0 | 0 | 0 | 0 | 0 | 0 | 0 | 0 | 0 | 0 | 0 | 0 | 0 | 0 | 0 | 0 | 0 | 0 | 0 | 0 | 0 | 0 | 0 | 0 | 0 | 0 | 0 | 0 | 0 | 0 | 0
F13_Industrial_Other Industrial_New_Space Heating_Natural Gas_HVAC - Demand Controlled Ventilation_A_Achievable Technical Potential | F13 | Industrial | Other Industrial | New | Space Heating | Natural Gas | HVAC - Demand Controlled Ventilation | A | Purchases (Incremental) | Achievable Technical Potential | 0 | 0 | 0 | 0 | 0 | 0 | 0 | 0 | 0 | 0 | 0 | 0 | 0 | 0 | 0 | 0 | 0 | 0 | 0 | 0 | 0 | 0 | 0 | 0 | 0 | 0 | 0 | 0 | 0 | 0 | 0
F14_Industrial_Other Industrial_New_Space Heating_Natural Gas_HVAC - Demand Controlled Ventilation_A_Achievable Technical Potential | F14 | Industrial | Other Industrial | New | Space Heating | Natural Gas | HVAC - Demand Controlled Ventilation | A | Purchases (Cumulative) | Achievable Technical Potential | 0 | 0 | 0 | 0 | 0 | 0 | 0 | 0 | 0 | 0 | 0 | 0 | 0 | 0 | 0 | 0 | 0 | 0 | 0 | 0 | 0 | 0 | 0 | 0 | 0 | 0 | 0 | 0 | 0 | 0 | 0
F1_Industrial_Other Industrial_New_Space Heating_Natural Gas_Gas Boiler - Stack Economizer_A_Achievable Technical Potential | F1 | Industrial | Other Industrial | New | Space Heating | Natural Gas | Gas Boiler - Stack Economizer | A | Original Unit Energy Savings (kWh or therms) | Achievable Technical Potential | 0 | 0 | 0 | 0 | 0 | 0 | 0 | 0 | 0 | 0 | 0 | 0 | 0 | 0 | 0 | 0 | 0 | 0 | 0 | 0 | 0 | 0 | 0 | 0 | 0 | 0 | 0 | 0 | 0 | 0 | 0
F2_Industrial_Other Industrial_New_Space Heating_Natural Gas_Gas Boiler - Stack Economizer_A_Achievable Technical Potential | F2 | Industrial | Other Industrial | New | Space Heating | Natural Gas | Gas Boiler - Stack Economizer | A | Original Unit Summer Peak Savings (kW) | Achievable Technical Potential | 0 | 0 | 0 | 0 | 0 | 0 | 0 | 0 | 0 | 0 | 0 | 0 | 0 | 0 | 0 | 0 | 0 | 0 | 0 | 0 | 0 | 0 | 0 | 0 | 0 | 0 | 0 | 0 | 0 | 0 | 0
F3_Industrial_Other Industrial_New_Space Heating_Natural Gas_Gas Boiler - Stack Economizer_A_Achievable Technical Potential | F3 | Industrial | Other Industrial | New | Space Heating | Natural Gas | Gas Boiler - Stack Economizer | A | Original Unit Winter Peak Savings (kW) | Achievable Technical Potential | 0 | 0 | 0 | 0 | 0 | 0 | 0 | 0 | 0 | 0 | 0 | 0 | 0 | 0 | 0 | 0 | 0 | 0 | 0 | 0 | 0 | 0 | 0 | 0 | 0 | 0 | 0 | 0 | 0 | 0 | 0
F4_Industrial_Other Industrial_New_Space Heating_Natural Gas_Gas Boiler - Stack Economizer_A_Achievable Technical Potential | F4 | Industrial | Other Industrial | New | Space Heating | Natural Gas | Gas Boiler - Stack Economizer | A | Standalone Impact on Baseline Energy (%) | Achievable Technical Potential | 0% | 0% | 0% | 0% | 0% | 0% | 0% | 0% | 0% | 0% | 0% | 0% | 0% | 0% | 0% | 0% | 0% | 0% | 0% | 0% | 0% | 0% | 0% | 0% | 0 | 0 | 0 | 0 | 0 | 0 | 0
F5_Industrial_Other Industrial_New_Space Heating_Natural Gas_Gas Boiler - Stack Economizer_A_Achievable Technical Potential | F5 | Industrial | Other Industrial | New | Space Heating | Natural Gas | Gas Boiler - Stack Economizer | A | Standalone Impact on Baseline Summer Peak (%) | Achievable Technical Potential | 0% | 0% | 0% | 0% | 0% | 0% | 0% | 0% | 0% | 0% | 0% | 0% | 0% | 0% | 0% | 0% | 0% | 0% | 0% | 0% | 0% | 0% | 0% | 0% | 0 | 0 | 0 | 0 | 0 | 0 | 0
F6_Industrial_Other Industrial_New_Space Heating_Natural Gas_Gas Boiler - Stack Economizer_A_Achievable Technical Potential | F6 | Industrial | Other Industrial | New | Space Heating | Natural Gas | Gas Boiler - Stack Economizer | A | Standalone Impact on Baseline Winter Peak (%) | Achievable Technical Potential | 0% | 0% | 0% | 0% | 0% | 0% | 0% | 0% | 0% | 0% | 0% | 0% | 0% | 0% | 0% | 0% | 0% | 0% | 0% | 0% | 0% | 0% | 0% | 0% | 0 | 0 | 0 | 0 | 0 | 0 | 0
F7_Industrial_Other Industrial_New_Space Heating_Natural Gas_Gas Boiler - Stack Economizer_A_Achievable Technical Potential | F7 | Industrial | Other Industrial | New | Space Heating | Natural Gas | Gas Boiler - Stack Economizer | A | Incremental Energy Savings (MWh or mTherms) | Achievable Technical Potential | 0 | 0 | 0 | 0 | 0 | 0 | 0 | 0 | 0 | 0 | 0 | 0 | 0 | 0 | 0 | 0 | 0 | 0 | 0 | 0 | 0 | 0 | 0 | 0 | 0 | 0 | 0 | 0 | 0 | 0 | 0
F8_Industrial_Other Industrial_New_Space Heating_Natural Gas_Gas Boiler - Stack Economizer_A_Achievable Technical Potential | F8 | Industrial | Other Industrial | New | Space Heating | Natural Gas | Gas Boiler - Stack Economizer | A | Incremental Summer Peak Savings (MW) | Achievable Technical Potential | 0 | 0 | 0 | 0 | 0 | 0 | 0 | 0 | 0 | 0 | 0 | 0 | 0 | 0 | 0 | 0 | 0 | 0 | 0 | 0 | 0 | 0 | 0 | 0 | 0 | 0 | 0 | 0 | 0 | 0 | 0
F9_Industrial_Other Industrial_New_Space Heating_Natural Gas_Gas Boiler - Stack Economizer_A_Achievable Technical Potential | F9 | Industrial | Other Industrial | New | Space Heating | Natural Gas | Gas Boiler - Stack Economizer | A | Incremental Winter Peak Savings (MW) | Achievable Technical Potential | 0 | 0 | 0 | 0 | 0 | 0 | 0 | 0 | 0 | 0 | 0 | 0 | 0 | 0 | 0 | 0 | 0 | 0 | 0 | 0 | 0 | 0 | 0 | 0 | 0 | 0 | 0 | 0 | 0 | 0 | 0
F10_Industrial_Other Industrial_New_Space Heating_Natural Gas_Gas Boiler - Stack Economizer_A_Achievable Technical Potential | F10 | Industrial | Other Industrial | New | Space Heating | Natural Gas | Gas Boiler - Stack Economizer | A | Cumulative Energy Savings (MWh or mTherms) | Achievable Technical Potential | 0 | 0 | 0 | 0 | 0 | 0 | 0 | 0 | 0 | 0 | 0 | 0 | 0 | 0 | 0 | 0 | 0 | 0 | 0 | 0 | 0 | 0 | 0 | 0 | 0 | 0 | 0 | 0 | 0 | 0 | 0
F11_Industrial_Other Industrial_New_Space Heating_Natural Gas_Gas Boiler - Stack Economizer_A_Achievable Technical Potential | F11 | Industrial | Other Industrial | New | Space Heating | Natural Gas | Gas Boiler - Stack Economizer | A | Cumulative Summer Peak Savings (MW) | Achievable Technical Potential | 0 | 0 | 0 | 0 | 0 | 0 | 0 | 0 | 0 | 0 | 0 | 0 | 0 | 0 | 0 | 0 | 0 | 0 | 0 | 0 | 0 | 0 | 0 | 0 | 0 | 0 | 0 | 0 | 0 | 0 | 0
F12_Industrial_Other Industrial_New_Space Heating_Natural Gas_Gas Boiler - Stack Economizer_A_Achievable Technical Potential | F12 | Industrial | Other Industrial | New | Space Heating | Natural Gas | Gas Boiler - Stack Economizer | A | Cumulative Winter Peak Savings (MW) | Achievable Technical Potential | 0 | 0 | 0 | 0 | 0 | 0 | 0 | 0 | 0 | 0 | 0 | 0 | 0 | 0 | 0 | 0 | 0 | 0 | 0 | 0 | 0 | 0 | 0 | 0 | 0 | 0 | 0 | 0 | 0 | 0 | 0
F13_Industrial_Other Industrial_New_Space Heating_Natural Gas_Gas Boiler - Stack Economizer_A_Achievable Technical Potential | F13 | Industrial | Other Industrial | New | Space Heating | Natural Gas | Gas Boiler - Stack Economizer | A | Purchases (Incremental) | Achievable Technical Potential | 0 | 0 | 0 | 0 | 0 | 0 | 0 | 0 | 0 | 0 | 0 | 0 | 0 | 0 | 0 | 0 | 0 | 0 | 0 | 0 | 0 | 0 | 0 | 0 | 0 | 0 | 0 | 0 | 0 | 0 | 0
F14_Industrial_Other Industrial_New_Space Heating_Natural Gas_Gas Boiler - Stack Economizer_A_Achievable Technical Potential | F14 | Industrial | Other Industrial | New | Space Heating | Natural Gas | Gas Boiler - Stack Economizer | A | Purchases (Cumulative) | Achievable Technical Potential | 0 | 0 | 0 | 0 | 0 | 0 | 0 | 0 | 0 | 0 | 0 | 0 | 0 | 0 | 0 | 0 | 0 | 0 | 0 | 0 | 0 | 0 | 0 | 0 | 0 | 0 | 0 | 0 | 0 | 0 | 0
F1_Industrial_Other Industrial_New_Process_Natural Gas_Gas Boiler - Stack Economizer_A_Achievable Technical Potential | F1 | Industrial | Other Industrial | New | Process | Natural Gas | Gas Boiler - Stack Economizer | A | Original Unit Energy Savings (kWh or therms) | Achievable Technical Potential | 0 | 0 | 0 | 0 | 0 | 2.0368 | 2.0368 | 2.0368 | 2.0368 | 2.0368 | 2.0368 | 2.0368 | 2.0368 | 2.0368 | 2.0368 | 2.0368 | 2.0368 | 2.0368 | 2.0368 | 2.0368 | 2.0368 | 2.0368 | 2.0368 | 2.0368 | 2.0368 | 2.0368 | 2.0368 | 2.0368 | 2.0368 | 2.0368 | 2.0368
F2_Industrial_Other Industrial_New_Process_Natural Gas_Gas Boiler - Stack Economizer_A_Achievable Technical Potential | F2 | Industrial | Other Industrial | New | Process | Natural Gas | Gas Boiler - Stack Economizer | A | Original Unit Summer Peak Savings (kW) | Achievable Technical Potential | 0 | 0 | 0 | 0 | 0 | 0 | 0 | 0 | 0 | 0 | 0 | 0 | 0 | 0 | 0 | 0 | 0 | 0 | 0 | 0 | 0 | 0 | 0 | 0 | 0 | 0 | 0 | 0 | 0 | 0 | 0
F3_Industrial_Other Industrial_New_Process_Natural Gas_Gas Boiler - Stack Economizer_A_Achievable Technical Potential | F3 | Industrial | Other Industrial | New | Process | Natural Gas | Gas Boiler - Stack Economizer | A | Original Unit Winter Peak Savings (kW) | Achievable Technical Potential | 0 | 0 | 0 | 0 | 0 | 0 | 0 | 0 | 0 | 0 | 0 | 0 | 0 | 0 | 0 | 0 | 0 | 0 | 0 | 0 | 0 | 0 | 0 | 0 | 0 | 0 | 0 | 0 | 0 | 0 | 0
F4_Industrial_Other Industrial_New_Process_Natural Gas_Gas Boiler - Stack Economizer_A_Achievable Technical Potential | F4 | Industrial | Other Industrial | New | Process | Natural Gas | Gas Boiler - Stack Economizer | A | Standalone Impact on Baseline Energy (%) | Achievable Technical Potential | 0% | 0% | 0% | 0% | 0% | 0.05789% | 0.1068% | 0.1502% | 0.1904% | 0.2281% | 0.2584% | 0.2778% | 0.2891% | 0.2946% | 0.2961% | 0.2944% | 0.2907% | 0.2855% | 0.2792% | 0.2724% | 0.2595% | 0.2479% | 0.2373% | 0.2276% | 0.0021866 | 0.0021045 | 0.0020285 | 0.001958 | 0 | 0 | 0
F5_Industrial_Other Industrial_New_Process_Natural Gas_Gas Boiler - Stack Economizer_A_Achievable Technical Potential | F5 | Industrial | Other Industrial | New | Process | Natural Gas | Gas Boiler - Stack Economizer | A | Standalone Impact on Baseline Summer Peak (%) | Achievable Technical Potential | 0% | 0% | 0% | 0% | 0% | 0% | 0% | 0% | 0% | 0% | 0% | 0% | 0% | 0% | 0% | 0% | 0% | 0% | 0% | 0% | 0% | 0% | 0% | 0% | 0 | 0 | 0 | 0 | 0 | 0 | 0
F6_Industrial_Other Industrial_New_Process_Natural Gas_Gas Boiler - Stack Economizer_A_Achievable Technical Potential | F6 | Industrial | Other Industrial | New | Process | Natural Gas | Gas Boiler - Stack Economizer | A | Standalone Impact on Baseline Winter Peak (%) | Achievable Technical Potential | 0% | 0% | 0% | 0% | 0% | 0% | 0% | 0% | 0% | 0% | 0% | 0% | 0% | 0% | 0% | 0% | 0% | 0% | 0% | 0% | 0% | 0% | 0% | 0% | 0 | 0 | 0 | 0 | 0 | 0 | 0
F7_Industrial_Other Industrial_New_Process_Natural Gas_Gas Boiler - Stack Economizer_A_Achievable Technical Potential | F7 | Industrial | Other Industrial | New | Process | Natural Gas | Gas Boiler - Stack Economizer | A | Incremental Energy Savings (MWh or mTherms) | Achievable Technical Potential | 0 | 0 | 0 | 0 | 0 | 0.098899 | 0.11717 | 0.13543 | 0.15358 | 0.17174 | 0.17093 | 0.14966 | 0.13004 | 0.11226 | 0.096288 | 0.082233 | 0.06991 | 0.059227 | 0.050007 | 0.042088 | 0.098899 | 0.11717 | 0.13543 | 0.15358 | 0.17174 | 0.17093 | 0.14966 | 0.13004 | 0.11226 | 0.096288 | 0.082233
F8_Industrial_Other Industrial_New_Process_Natural Gas_Gas Boiler - Stack Economizer_A_Achievable Technical Potential | F8 | Industrial | Other Industrial | New | Process | Natural Gas | Gas Boiler - Stack Economizer | A | Incremental Summer Peak Savings (MW) | Achievable Technical Potential | 0 | 0 | 0 | 0 | 0 | 0 | 0 | 0 | 0 | 0 | 0 | 0 | 0 | 0 | 0 | 0 | 0 | 0 | 0 | 0 | 0 | 0 | 0 | 0 | 0 | 0 | 0 | 0 | 0 | 0 | 0
F9_Industrial_Other Industrial_New_Process_Natural Gas_Gas Boiler - Stack Economizer_A_Achievable Technical Potential | F9 | Industrial | Other Industrial | New | Process | Natural Gas | Gas Boiler - Stack Economizer | A | Incremental Winter Peak Savings (MW) | Achievable Technical Potential | 0 | 0 | 0 | 0 | 0 | 0 | 0 | 0 | 0 | 0 | 0 | 0 | 0 | 0 | 0 | 0 | 0 | 0 | 0 | 0 | 0 | 0 | 0 | 0 | 0 | 0 | 0 | 0 | 0 | 0 | 0
F10_Industrial_Other Industrial_New_Process_Natural Gas_Gas Boiler - Stack Economizer_A_Achievable Technical Potential | F10 | Industrial | Other Industrial | New | Process | Natural Gas | Gas Boiler - Stack Economizer | A | Cumulative Energy Savings (MWh or mTherms) | Achievable Technical Potential | 0 | 0 | 0 | 0 | 0 | 0.098899 | 0.21607 | 0.3515 | 0.50508 | 0.67682 | 0.84774 | 0.9974 | 1.1274 | 1.2397 | 1.336 | 1.4182 | 1.4881 | 1.5474 | 1.5974 | 1.6395 | 1.6395 | 1.6395 | 1.6395 | 1.6395 | 1.6395 | 1.6395 | 1.6395 | 1.6395 | 1.6395 | 1.6395 | 1.6395
F11_Industrial_Other Industrial_New_Process_Natural Gas_Gas Boiler - Stack Economizer_A_Achievable Technical Potential | F11 | Industrial | Other Industrial | New | Process | Natural Gas | Gas Boiler - Stack Economizer | A | Cumulative Summer Peak Savings (MW) | Achievable Technical Potential | 0 | 0 | 0 | 0 | 0 | 0 | 0 | 0 | 0 | 0 | 0 | 0 | 0 | 0 | 0 | 0 | 0 | 0 | 0 | 0 | 0 | 0 | 0 | 0 | 0 | 0 | 0 | 0 | 0 | 0 | 0
F12_Industrial_Other Industrial_New_Process_Natural Gas_Gas Boiler - Stack Economizer_A_Achievable Technical Potential | F12 | Industrial | Other Industrial | New | Process | Natural Gas | Gas Boiler - Stack Economizer | A | Cumulative Winter Peak Savings (MW) | Achievable Technical Potential | 0 | 0 | 0 | 0 | 0 | 0 | 0 | 0 | 0 | 0 | 0 | 0 | 0 | 0 | 0 | 0 | 0 | 0 | 0 | 0 | 0 | 0 | 0 | 0 | 0 | 0 | 0 | 0 | 0 | 0 | 0
F13_Industrial_Other Industrial_New_Process_Natural Gas_Gas Boiler - Stack Economizer_A_Achievable Technical Potential | F13 | Industrial | Other Industrial | New | Process | Natural Gas | Gas Boiler - Stack Economizer | A | Purchases (Incremental) | Achievable Technical Potential | 0 | 0 | 0 | 0 | 0 | 48.5566 | 57.5263 | 66.4911 | 75.403 | 84.3198 | 83.9195 | 73.4794 | 63.8446 | 55.1164 | 47.2743 | 40.3742 | 34.3236 | 29.0785 | 24.552 | 20.6637 | 48.5566 | 57.5263 | 66.4911 | 75.403 | 84.3198 | 83.9195 | 73.4794 | 63.8446 | 55.1164 | 47.2743 | 40.3742
F14_Industrial_Other Industrial_New_Process_Natural Gas_Gas Boiler - Stack Economizer_A_Achievable Technical Potential | F14 | Industrial | Other Industrial | New | Process | Natural Gas | Gas Boiler - Stack Economizer | A | Purchases (Cumulative) | Achievable Technical Potential | 0 | 0 | 0 | 0 | 0 | 48.5566 | 106.0829 | 172.5739 | 247.977 | 332.2967 | 416.2162 | 489.6955 | 553.5402 | 608.6566 | 655.9309 | 696.3051 | 730.6287 | 759.7072 | 784.2592 | 804.9229 | 804.9229 | 804.9229 | 804.9229 | 804.9229 | 804.9229 | 804.9229 | 804.9229 | 804.9229 | 804.9229 | 804.9229 | 804.9229
F1_Industrial_Other Industrial_New_Space Heating_Natural Gas_Gas Furnace Tube Inserts_A_Achievable Technical Potential | F1 | Industrial | Other Industrial | New | Space Heating | Natural Gas | Gas Furnace Tube Inserts | A | Original Unit Energy Savings (kWh or therms) | Achievable Technical Potential | 0 | 0 | 0 | 0 | 0 | 0 | 0 | 0 | 0 | 0 | 0 | 0 | 0 | 0 | 0 | 0 | 0 | 0 | 0 | 0 | 0 | 0 | 0 | 0 | 0 | 0 | 0 | 0 | 0 | 0 | 0
F2_Industrial_Other Industrial_New_Space Heating_Natural Gas_Gas Furnace Tube Inserts_A_Achievable Technical Potential | F2 | Industrial | Other Industrial | New | Space Heating | Natural Gas | Gas Furnace Tube Inserts | A | Original Unit Summer Peak Savings (kW) | Achievable Technical Potential | 0 | 0 | 0 | 0 | 0 | 0 | 0 | 0 | 0 | 0 | 0 | 0 | 0 | 0 | 0 | 0 | 0 | 0 | 0 | 0 | 0 | 0 | 0 | 0 | 0 | 0 | 0 | 0 | 0 | 0 | 0
F3_Industrial_Other Industrial_New_Space Heating_Natural Gas_Gas Furnace Tube Inserts_A_Achievable Technical Potential | F3 | Industrial | Other Industrial | New | Space Heating | Natural Gas | Gas Furnace Tube Inserts | A | Original Unit Winter Peak Savings (kW) | Achievable Technical Potential | 0 | 0 | 0 | 0 | 0 | 0 | 0 | 0 | 0 | 0 | 0 | 0 | 0 | 0 | 0 | 0 | 0 | 0 | 0 | 0 | 0 | 0 | 0 | 0 | 0 | 0 | 0 | 0 | 0 | 0 | 0
F4_Industrial_Other Industrial_New_Space Heating_Natural Gas_Gas Furnace Tube Inserts_A_Achievable Technical Potential | F4 | Industrial | Other Industrial | New | Space Heating | Natural Gas | Gas Furnace Tube Inserts | A | Standalone Impact on Baseline Energy (%) | Achievable Technical Potential | 0% | 0% | 0% | 0% | 0% | 0% | 0% | 0% | 0% | 0% | 0% | 0% | 0% | 0% | 0% | 0% | 0% | 0% | 0% | 0% | 0% | 0% | 0% | 0% | 0 | 0 | 0 | 0 | 0 | 0 | 0
F5_Industrial_Other Industrial_New_Space Heating_Natural Gas_Gas Furnace Tube Inserts_A_Achievable Technical Potential | F5 | Industrial | Other Industrial | New | Space Heating | Natural Gas | Gas Furnace Tube Inserts | A | Standalone Impact on Baseline Summer Peak (%) | Achievable Technical Potential | 0% | 0% | 0% | 0% | 0% | 0% | 0% | 0% | 0% | 0% | 0% | 0% | 0% | 0% | 0% | 0% | 0% | 0% | 0% | 0% | 0% | 0% | 0% | 0% | 0 | 0 | 0 | 0 | 0 | 0 | 0
F6_Industrial_Other Industrial_New_Space Heating_Natural Gas_Gas Furnace Tube Inserts_A_Achievable Technical Potential | F6 | Industrial | Other Industrial | New | Space Heating | Natural Gas | Gas Furnace Tube Inserts | A | Standalone Impact on Baseline Winter Peak (%) | Achievable Technical Potential | 0% | 0% | 0% | 0% | 0% | 0% | 0% | 0% | 0% | 0% | 0% | 0% | 0% | 0% | 0% | 0% | 0% | 0% | 0% | 0% | 0% | 0% | 0% | 0% | 0 | 0 | 0 | 0 | 0 | 0 | 0
F7_Industrial_Other Industrial_New_Space Heating_Natural Gas_Gas Furnace Tube Inserts_A_Achievable Technical Potential | F7 | Industrial | Other Industrial | New | Space Heating | Natural Gas | Gas Furnace Tube Inserts | A | Incremental Energy Savings (MWh or mTherms) | Achievable Technical Potential | 0 | 0 | 0 | 0 | 0 | 0 | 0 | 0 | 0 | 0 | 0 | 0 | 0 | 0 | 0 | 0 | 0 | 0 | 0 | 0 | 0 | 0 | 0 | 0 | 0 | 0 | 0 | 0 | 0 | 0 | 0
F8_Industrial_Other Industrial_New_Space Heating_Natural Gas_Gas Furnace Tube Inserts_A_Achievable Technical Potential | F8 | Industrial | Other Industrial | New | Space Heating | Natural Gas | Gas Furnace Tube Inserts | A | Incremental Summer Peak Savings (MW) | Achievable Technical Potential | 0 | 0 | 0 | 0 | 0 | 0 | 0 | 0 | 0 | 0 | 0 | 0 | 0 | 0 | 0 | 0 | 0 | 0 | 0 | 0 | 0 | 0 | 0 | 0 | 0 | 0 | 0 | 0 | 0 | 0 | 0
F9_Industrial_Other Industrial_New_Space Heating_Natural Gas_Gas Furnace Tube Inserts_A_Achievable Technical Potential | F9 | Industrial | Other Industrial | New | Space Heating | Natural Gas | Gas Furnace Tube Inserts | A | Incremental Winter Peak Savings (MW) | Achievable Technical Potential | 0 | 0 | 0 | 0 | 0 | 0 | 0 | 0 | 0 | 0 | 0 | 0 | 0 | 0 | 0 | 0 | 0 | 0 | 0 | 0 | 0 | 0 | 0 | 0 | 0 | 0 | 0 | 0 | 0 | 0 | 0
F10_Industrial_Other Industrial_New_Space Heating_Natural Gas_Gas Furnace Tube Inserts_A_Achievable Technical Potential | F10 | Industrial | Other Industrial | New | Space Heating | Natural Gas | Gas Furnace Tube Inserts | A | Cumulative Energy Savings (MWh or mTherms) | Achievable Technical Potential | 0 | 0 | 0 | 0 | 0 | 0 | 0 | 0 | 0 | 0 | 0 | 0 | 0 | 0 | 0 | 0 | 0 | 0 | 0 | 0 | 0 | 0 | 0 | 0 | 0 | 0 | 0 | 0 | 0 | 0 | 0
F11_Industrial_Other Industrial_New_Space Heating_Natural Gas_Gas Furnace Tube Inserts_A_Achievable Technical Potential | F11 | Industrial | Other Industrial | New | Space Heating | Natural Gas | Gas Furnace Tube Inserts | A | Cumulative Summer Peak Savings (MW) | Achievable Technical Potential | 0 | 0 | 0 | 0 | 0 | 0 | 0 | 0 | 0 | 0 | 0 | 0 | 0 | 0 | 0 | 0 | 0 | 0 | 0 | 0 | 0 | 0 | 0 | 0 | 0 | 0 | 0 | 0 | 0 | 0 | 0
F12_Industrial_Other Industrial_New_Space Heating_Natural Gas_Gas Furnace Tube Inserts_A_Achievable Technical Potential | F12 | Industrial | Other Industrial | New | Space Heating | Natural Gas | Gas Furnace Tube Inserts | A | Cumulative Winter Peak Savings (MW) | Achievable Technical Potential | 0 | 0 | 0 | 0 | 0 | 0 | 0 | 0 | 0 | 0 | 0 | 0 | 0 | 0 | 0 | 0 | 0 | 0 | 0 | 0 | 0 | 0 | 0 | 0 | 0 | 0 | 0 | 0 | 0 | 0 | 0
F13_Industrial_Other Industrial_New_Space Heating_Natural Gas_Gas Furnace Tube Inserts_A_Achievable Technical Potential | F13 | Industrial | Other Industrial | New | Space Heating | Natural Gas | Gas Furnace Tube Inserts | A | Purchases (Incremental) | Achievable Technical Potential | 0 | 0 | 0 | 0 | 0 | 0 | 0 | 0 | 0 | 0 | 0 | 0 | 0 | 0 | 0 | 0 | 0 | 0 | 0 | 0 | 0 | 0 | 0 | 0 | 0 | 0 | 0 | 0 | 0 | 0 | 0
F14_Industrial_Other Industrial_New_Space Heating_Natural Gas_Gas Furnace Tube Inserts_A_Achievable Technical Potential | F14 | Industrial | Other Industrial | New | Space Heating | Natural Gas | Gas Furnace Tube Inserts | A | Purchases (Cumulative) | Achievable Technical Potential | 0 | 0 | 0 | 0 | 0 | 0 | 0 | 0 | 0 | 0 | 0 | 0 | 0 | 0 | 0 | 0 | 0 | 0 | 0 | 0 | 0 | 0 | 0 | 0 | 0 | 0 | 0 | 0 | 0 | 0 | 0
F1_Industrial_Other Industrial_New_Space Heating_Natural Gas_Space Heating - Heat Recovery Ventilator_A_Achievable Technical Potential | F1 | Industrial | Other Industrial | New | Space Heating | Natural Gas | Space Heating - Heat Recovery Ventilator | A | Original Unit Energy Savings (kWh or therms) | Achievable Technical Potential | 0 | 0 | 0 | 0 | 0 | 0.012468 | 0.012307 | 0.01219 | 0.0121 | 0.01203 | 0.011973 | 0.011906 | 0.011837 | 0.011768 | 0.011701 | 0.011649 | 0.011607 | 0.011574 | 0.011522 | 0.011484 | 0.011457 | 0.011435 | 0.011435 | 0.011435 | 0.011435 | 0.011435 | 0.011435 | 0.011435 | 0 | 0 | 0
F2_Industrial_Other Industrial_New_Space Heating_Natural Gas_Space Heating - Heat Recovery Ventilator_A_Achievable Technical Potential | F2 | Industrial | Other Industrial | New | Space Heating | Natural Gas | Space Heating - Heat Recovery Ventilator | A | Original Unit Summer Peak Savings (kW) | Achievable Technical Potential | 0 | 0 | 0 | 0 | 0 | 0 | 0 | 0 | 0 | 0 | 0 | 0 | 0 | 0 | 0 | 0 | 0 | 0 | 0 | 0 | 0 | 0 | 0 | 0 | 0 | 0 | 0 | 0 | 0 | 0 | 0
F3_Industrial_Other Industrial_New_Space Heating_Natural Gas_Space Heating - Heat Recovery Ventilator_A_Achievable Technical Potential | F3 | Industrial | Other Industrial | New | Space Heating | Natural Gas | Space Heating - Heat Recovery Ventilator | A | Original Unit Winter Peak Savings (kW) | Achievable Technical Potential | 0 | 0 | 0 | 0 | 0 | 0 | 0 | 0 | 0 | 0 | 0 | 0 | 0 | 0 | 0 | 0 | 0 | 0 | 0 | 0 | 0 | 0 | 0 | 0 | 0 | 0 | 0 | 0 | 0 | 0 | 0
F4_Industrial_Other Industrial_New_Space Heating_Natural Gas_Space Heating - Heat Recovery Ventilator_A_Achievable Technical Potential | F4 | Industrial | Other Industrial | New | Space Heating | Natural Gas | Space Heating - Heat Recovery Ventilator | A | Standalone Impact on Baseline Energy (%) | Achievable Technical Potential | 0% | 0% | 0% | 0% | 0% | 0.01267% | 0.02336% | 0.03288% | 0.04166% | 0.04993% | 0.05782% | 0.0655% | 0.07297% | 0.08029% | 0.08756% | 0.09469% | 0.1018% | 0.1088% | 0.1157% | 0.1227% | 0.1261% | 0.1293% | 0.1321% | 0.1347% | 0.0013709 | 0.0013194 | 0.0012717 | 0.0012275 | 0 | 0 | 0
F5_Industrial_Other Industrial_New_Space Heating_Natural Gas_Space Heating - Heat Recovery Ventilator_A_Achievable Technical Potential | F5 | Industrial | Other Industrial | New | Space Heating | Natural Gas | Space Heating - Heat Recovery Ventilator | A | Standalone Impact on Baseline Summer Peak (%) | Achievable Technical Potential | 0% | 0% | 0% | 0% | 0% | 0% | 0% | 0% | 0% | 0% | 0% | 0% | 0% | 0% | 0% | 0% | 0% | 0% | 0% | 0% | 0% | 0% | 0% | 0% | 0 | 0 | 0 | 0 | 0 | 0 | 0
F6_Industrial_Other Industrial_New_Space Heating_Natural Gas_Space Heating - Heat Recovery Ventilator_A_Achievable Technical Potential | F6 | Industrial | Other Industrial | New | Space Heating | Natural Gas | Space Heating - Heat Recovery Ventilator | A | Standalone Impact on Baseline Winter Peak (%) | Achievable Technical Potential | 0% | 0% | 0% | 0% | 0% | 0% | 0% | 0% | 0% | 0% | 0% | 0% | 0% | 0% | 0% | 0% | 0% | 0% | 0% | 0% | 0% | 0% | 0% | 0% | 0 | 0 | 0 | 0 | 0 | 0 | 0
F7_Industrial_Other Industrial_New_Space Heating_Natural Gas_Space Heating - Heat Recovery Ventilator_A_Achievable Technical Potential | F7 | Industrial | Other Industrial | New | Space Heating | Natural Gas | Space Heating - Heat Recovery Ventilator | A | Incremental Energy Savings (MWh or mTherms) | Achievable Technical Potential | 0 | 0 | 0 | 0 | 0 | 0.0010587 | 0.0012381 | 0.0014174 | 0.0015956 | 0.0017739 | 0.0019524 | 0.002125 | 0.0022944 | 0.0024614 | 0.0026241 | 0.0027888 | 0.0029531 | 0.0031184 | 0.0032765 | 0.0034355 | 0.003597 | 0.003759 | 0.003927 | 0.0040945 | 0.0042613 | 0.0018646 | 0.0020408 | 0.0022165 | 0 | 0 | 0
F8_Industrial_Other Industrial_New_Space Heating_Natural Gas_Space Heating - Heat Recovery Ventilator_A_Achievable Technical Potential | F8 | Industrial | Other Industrial | New | Space Heating | Natural Gas | Space Heating - Heat Recovery Ventilator | A | Incremental Summer Peak Savings (MW) | Achievable Technical Potential | 0 | 0 | 0 | 0 | 0 | 0 | 0 | 0 | 0 | 0 | 0 | 0 | 0 | 0 | 0 | 0 | 0 | 0 | 0 | 0 | 0 | 0 | 0 | 0 | 0 | 0 | 0 | 0 | 0 | 0 | 0
F9_Industrial_Other Industrial_New_Space Heating_Natural Gas_Space Heating - Heat Recovery Ventilator_A_Achievable Technical Potential | F9 | Industrial | Other Industrial | New | Space Heating | Natural Gas | Space Heating - Heat Recovery Ventilator | A | Incremental Winter Peak Savings (MW) | Achievable Technical Potential | 0 | 0 | 0 | 0 | 0 | 0 | 0 | 0 | 0 | 0 | 0 | 0 | 0 | 0 | 0 | 0 | 0 | 0 | 0 | 0 | 0 | 0 | 0 | 0 | 0 | 0 | 0 | 0 | 0 | 0 | 0
F10_Industrial_Other Industrial_New_Space Heating_Natural Gas_Space Heating - Heat Recovery Ventilator_A_Achievable Technical Potential | F10 | Industrial | Other Industrial | New | Space Heating | Natural Gas | Space Heating - Heat Recovery Ventilator | A | Cumulative Energy Savings (MWh or mTherms) | Achievable Technical Potential | 0 | 0 | 0 | 0 | 0 | 0.0010587 | 0.0022832 | 0.0036787 | 0.0052474 | 0.0069908 | 0.0089101 | 0.010985 | 0.013215 | 0.0156 | 0.018135 | 0.020843 | 0.023722 | 0.026774 | 0.02993 | 0.033266 | 0.035811 | 0.038352 | 0.040949 | 0.043536 | 0.046111 | 0.046111 | 0.046111 | 0.046111 | 0 | 0 | 0
F11_Industrial_Other Industrial_New_Space Heating_Natural Gas_Space Heating - Heat Recovery Ventilator_A_Achievable Technical Potential | F11 | Industrial | Other Industrial | New | Space Heating | Natural Gas | Space Heating - Heat Recovery Ventilator | A | Cumulative Summer Peak Savings (MW) | Achievable Technical Potential | 0 | 0 | 0 | 0 | 0 | 0 | 0 | 0 | 0 | 0 | 0 | 0 | 0 | 0 | 0 | 0 | 0 | 0 | 0 | 0 | 0 | 0 | 0 | 0 | 0 | 0 | 0 | 0 | 0 | 0 | 0
F12_Industrial_Other Industrial_New_Space Heating_Natural Gas_Space Heating - Heat Recovery Ventilator_A_Achievable Technical Potential | F12 | Industrial | Other Industrial | New | Space Heating | Natural Gas | Space Heating - Heat Recovery Ventilator | A | Cumulative Winter Peak Savings (MW) | Achievable Technical Potential | 0 | 0 | 0 | 0 | 0 | 0 | 0 | 0 | 0 | 0 | 0 | 0 | 0 | 0 | 0 | 0 | 0 | 0 | 0 | 0 | 0 | 0 | 0 | 0 | 0 | 0 | 0 | 0 | 0 | 0 | 0
F13_Industrial_Other Industrial_New_Space Heating_Natural Gas_Space Heating - Heat Recovery Ventilator_A_Achievable Technical Potential | F13 | Industrial | Other Industrial | New | Space Heating | Natural Gas | Space Heating - Heat Recovery Ventilator | A | Purchases (Incremental) | Achievable Technical Potential | 0 | 0 | 0 | 0 | 0 | 84.9145 | 100.6005 | 116.2779 | 131.8629 | 147.4563 | 163.0626 | 178.4706 | 193.8366 | 209.1714 | 224.2627 | 239.4116 | 254.416 | 269.4224 | 284.3532 | 299.1509 | 313.9661 | 328.72 | 343.4166 | 358.0596 | 372.6528 | 163.0626 | 178.4706 | 193.8366 | 209.1714 | 224.2627 | 239.4116
F14_Industrial_Other Industrial_New_Space Heating_Natural Gas_Space Heating - Heat Recovery Ventilator_A_Achievable Technical Potential | F14 | Industrial | Other Industrial | New | Space Heating | Natural Gas | Space Heating - Heat Recovery Ventilator | A | Purchases (Cumulative) | Achievable Technical Potential | 0 | 0 | 0 | 0 | 0 | 84.9145 | 185.5151 | 301.793 | 433.6559 | 581.1122 | 744.1747 | 922.6454 | 1116.482 | 1325.6534 | 1549.9161 | 1789.3277 | 2043.7437 | 2313.166 | 2597.5193 | 2896.6701 | 3125.7217 | 3353.8412 | 3580.9798 | 3807.1764 | 4032.373 | 4032.373 | 4032.373 | 4032.373 | 4032.373 | 4032.373 | 4032.373
F1_Industrial_Other Industrial_New_Space Heating_Natural Gas_Thermostat - Programmable_A_Achievable Technical Potential | F1 | Industrial | Other Industrial | New | Space Heating | Natural Gas | Thermostat - Programmable | A | Original Unit Energy Savings (kWh or therms) | Achievable Technical Potential | 0 | 0 | 0 | 0 | 0 | 0.006194 | 0.006114 | 0.0060556 | 0.0060113 | 0.0059764 | 0.0059481 | 0.005915 | 0.0058802 | 0.005846 | 0.0058129 | 0.0057868 | 0.0057663 | 0.00575 | 0.0057242 | 0.0057053 | 0.0056915 | 0.0056808 | 0.0056808 | 0.0056808 | 0.0056808 | 0.0056808 | 0.0056808 | 0.0056808 | 0 | 0 | 0
F2_Industrial_Other Industrial_New_Space Heating_Natural Gas_Thermostat - Programmable_A_Achievable Technical Potential | F2 | Industrial | Other Industrial | New | Space Heating | Natural Gas | Thermostat - Programmable | A | Original Unit Summer Peak Savings (kW) | Achievable Technical Potential | 0 | 0 | 0 | 0 | 0 | 0 | 0 | 0 | 0 | 0 | 0 | 0 | 0 | 0 | 0 | 0 | 0 | 0 | 0 | 0 | 0 | 0 | 0 | 0 | 0 | 0 | 0 | 0 | 0 | 0 | 0
F3_Industrial_Other Industrial_New_Space Heating_Natural Gas_Thermostat - Programmable_A_Achievable Technical Potential | F3 | Industrial | Other Industrial | New | Space Heating | Natural Gas | Thermostat - Programmable | A | Original Unit Winter Peak Savings (kW) | Achievable Technical Potential | 0 | 0 | 0 | 0 | 0 | 0 | 0 | 0 | 0 | 0 | 0 | 0 | 0 | 0 | 0 | 0 | 0 | 0 | 0 | 0 | 0 | 0 | 0 | 0 | 0 | 0 | 0 | 0 | 0 | 0 | 0
F4_Industrial_Other Industrial_New_Space Heating_Natural Gas_Thermostat - Programmable_A_Achievable Technical Potential | F4 | Industrial | Other Industrial | New | Space Heating | Natural Gas | Thermostat - Programmable | A | Standalone Impact on Baseline Energy (%) | Achievable Technical Potential | 0% | 0% | 0% | 0% | 0% | 0.01888% | 0.03482% | 0.04901% | 0.0621% | 0.07441% | 0.08617% | 0.09761% | 0.1088% | 0.1197% | 0.1305% | 0.1411% | 0.1454% | 0.1491% | 0.1524% | 0.1555% | 0.1581% | 0.1606% | 0.1628% | 0.1648% | 0.0016659 | 0.0016033 | 0.0015454 | 0.0014917 | 0 | 0 | 0
F5_Industrial_Other Industrial_New_Space Heating_Natural Gas_Thermostat - Programmable_A_Achievable Technical Potential | F5 | Industrial | Other Industrial | New | Space Heating | Natural Gas | Thermostat - Programmable | A | Standalone Impact on Baseline Summer Peak (%) | Achievable Technical Potential | 0% | 0% | 0% | 0% | 0% | 0% | 0% | 0% | 0% | 0% | 0% | 0% | 0% | 0% | 0% | 0% | 0% | 0% | 0% | 0% | 0% | 0% | 0% | 0% | 0 | 0 | 0 | 0 | 0 | 0 | 0
F6_Industrial_Other Industrial_New_Space Heating_Natural Gas_Thermostat - Programmable_A_Achievable Technical Potential | F6 | Industrial | Other Industrial | New | Space Heating | Natural Gas | Thermostat - Programmable | A | Standalone Impact on Baseline Winter Peak (%) | Achievable Technical Potential | 0% | 0% | 0% | 0% | 0% | 0% | 0% | 0% | 0% | 0% | 0% | 0% | 0% | 0% | 0% | 0% | 0% | 0% | 0% | 0% | 0% | 0% | 0% | 0% | 0 | 0 | 0 | 0 | 0 | 0 | 0
F7_Industrial_Other Industrial_New_Space Heating_Natural Gas_Thermostat - Programmable_A_Achievable Technical Potential | F7 | Industrial | Other Industrial | New | Space Heating | Natural Gas | Thermostat - Programmable | A | Incremental Energy Savings (MWh or mTherms) | Achievable Technical Potential | 0 | 0 | 0 | 0 | 0 | 0.0015779 | 0.0018452 | 0.0021124 | 0.002378 | 0.0026438 | 0.0029097 | 0.0031669 | 0.0034194 | 0.0036684 | 0.0039108 | 0.0041563 | 0.0044011 | 0.0046476 | 0.0048831 | 0.0051202 | 0.0053609 | 0.0056022 | 0.0058527 | 0.0061022 | 0.0063509 | 0.003822 | 0.0040802 | 0.0043359 | 0 | 0 | 0
F8_Industrial_Other Industrial_New_Space Heating_Natural Gas_Thermostat - Programmable_A_Achievable Technical Potential | F8 | Industrial | Other Industrial | New | Space Heating | Natural Gas | Thermostat - Programmable | A | Incremental Summer Peak Savings (MW) | Achievable Technical Potential | 0 | 0 | 0 | 0 | 0 | 0 | 0 | 0 | 0 | 0 | 0 | 0 | 0 | 0 | 0 | 0 | 0 | 0 | 0 | 0 | 0 | 0 | 0 | 0 | 0 | 0 | 0 | 0 | 0 | 0 | 0
F9_Industrial_Other Industrial_New_Space Heating_Natural Gas_Thermostat - Programmable_A_Achievable Technical Potential | F9 | Industrial | Other Industrial | New | Space Heating | Natural Gas | Thermostat - Programmable | A | Incremental Winter Peak Savings (MW) | Achievable Technical Potential | 0 | 0 | 0 | 0 | 0 | 0 | 0 | 0 | 0 | 0 | 0 | 0 | 0 | 0 | 0 | 0 | 0 | 0 | 0 | 0 | 0 | 0 | 0 | 0 | 0 | 0 | 0 | 0 | 0 | 0 | 0
F10_Industrial_Other Industrial_New_Space Heating_Natural Gas_Thermostat - Programmable_A_Achievable Technical Potential | F10 | Industrial | Other Industrial | New | Space Heating | Natural Gas | Thermostat - Programmable | A | Cumulative Energy Savings (MWh or mTherms) | Achievable Technical Potential | 0 | 0 | 0 | 0 | 0 | 0.0015779 | 0.0034027 | 0.0054826 | 0.0078205 | 0.010419 | 0.013279 | 0.016372 | 0.019696 | 0.023249 | 0.027028 | 0.031064 | 0.033886 | 0.036702 | 0.039424 | 0.042156 | 0.044898 | 0.047637 | 0.050448 | 0.053247 | 0.056033 | 0.056033 | 0.056033 | 0.056033 | 0 | 0 | 0
F11_Industrial_Other Industrial_New_Space Heating_Natural Gas_Thermostat - Programmable_A_Achievable Technical Potential | F11 | Industrial | Other Industrial | New | Space Heating | Natural Gas | Thermostat - Programmable | A | Cumulative Summer Peak Savings (MW) | Achievable Technical Potential | 0 | 0 | 0 | 0 | 0 | 0 | 0 | 0 | 0 | 0 | 0 | 0 | 0 | 0 | 0 | 0 | 0 | 0 | 0 | 0 | 0 | 0 | 0 | 0 | 0 | 0 | 0 | 0 | 0 | 0 | 0
F12_Industrial_Other Industrial_New_Space Heating_Natural Gas_Thermostat - Programmable_A_Achievable Technical Potential | F12 | Industrial | Other Industrial | New | Space Heating | Natural Gas | Thermostat - Programmable | A | Cumulative Winter Peak Savings (MW) | Achievable Technical Potential | 0 | 0 | 0 | 0 | 0 | 0 | 0 | 0 | 0 | 0 | 0 | 0 | 0 | 0 | 0 | 0 | 0 | 0 | 0 | 0 | 0 | 0 | 0 | 0 | 0 | 0 | 0 | 0 | 0 | 0 | 0
F13_Industrial_Other Industrial_New_Space Heating_Natural Gas_Thermostat - Programmable_A_Achievable Technical Potential | F13 | Industrial | Other Industrial | New | Space Heating | Natural Gas | Thermostat - Programmable | A | Purchases (Incremental) | Achievable Technical Potential | 0 | 0 | 0 | 0 | 0 | 254.7436 | 301.8016 | 348.8338 | 395.5887 | 442.3688 | 489.1877 | 535.4119 | 581.5099 | 627.5142 | 672.788 | 718.2347 | 763.248 | 808.2671 | 853.0597 | 897.4527 | 941.8982 | 986.16 | 1030.2497 | 1074.1787 | 1117.9584 | 672.788 | 718.2347 | 763.248 | 808.2671 | 853.0597 | 897.4527
F14_Industrial_Other Industrial_New_Space Heating_Natural Gas_Thermostat - Programmable_A_Achievable Technical Potential | F14 | Industrial | Other Industrial | New | Space Heating | Natural Gas | Thermostat - Programmable | A | Purchases (Cumulative) | Achievable Technical Potential | 0 | 0 | 0 | 0 | 0 | 254.7436 | 556.5452 | 905.379 | 1300.9677 | 1743.3365 | 2232.5242 | 2767.9361 | 3349.446 | 3976.9602 | 4649.7482 | 5367.983 | 5876.4874 | 6382.9529 | 6887.1788 | 7389.0427 | 7888.5721 | 8385.5445 | 8880.3823 | 9373.0511 | 9863.4952 | 9863.4952 | 9863.4952 | 9863.4952 | 9863.4952 | 9863.4952 | 9863.4952
F1_Industrial_Other Industrial_New_Space Heating_Natural Gas_ENERGY STAR Connected Thermostat_A_Achievable Technical Potential | F1 | Industrial | Other Industrial | New | Space Heating | Natural Gas | ENERGY STAR Connected Thermostat | A | Original Unit Energy Savings (kWh or therms) | Achievable Technical Potential | 0 | 0 | 0 | 0 | 0 | 0.014581 | 0.014392 | 0.014255 | 0.014151 | 0.014068 | 0.014002 | 0.013924 | 0.013842 | 0.013762 | 0.013684 | 0.013622 | 0.013574 | 0.013536 | 0.013475 | 0.01343 | 0.013398 | 0.013373 | 0.013373 | 0.013373 | 0.013373 | 0.013373 | 0.013373 | 0.013373 | 0 | 0 | 0
F2_Industrial_Other Industrial_New_Space Heating_Natural Gas_ENERGY STAR Connected Thermostat_A_Achievable Technical Potential | F2 | Industrial | Other Industrial | New | Space Heating | Natural Gas | ENERGY STAR Connected Thermostat | A | Original Unit Summer Peak Savings (kW) | Achievable Technical Potential | 0 | 0 | 0 | 0 | 0 | 0 | 0 | 0 | 0 | 0 | 0 | 0 | 0 | 0 | 0 | 0 | 0 | 0 | 0 | 0 | 0 | 0 | 0 | 0 | 0 | 0 | 0 | 0 | 0 | 0 | 0
F3_Industrial_Other Industrial_New_Space Heating_Natural Gas_ENERGY STAR Connected Thermostat_A_Achievable Technical Potential | F3 | Industrial | Other Industrial | New | Space Heating | Natural Gas | ENERGY STAR Connected Thermostat | A | Original Unit Winter Peak Savings (kW) | Achievable Technical Potential | 0 | 0 | 0 | 0 | 0 | 0 | 0 | 0 | 0 | 0 | 0 | 0 | 0 | 0 | 0 | 0 | 0 | 0 | 0 | 0 | 0 | 0 | 0 | 0 | 0 | 0 | 0 | 0 | 0 | 0 | 0
F4_Industrial_Other Industrial_New_Space Heating_Natural Gas_ENERGY STAR Connected Thermostat_A_Achievable Technical Potential | F4 | Industrial | Other Industrial | New | Space Heating | Natural Gas | ENERGY STAR Connected Thermostat | A | Standalone Impact on Baseline Energy (%) | Achievable Technical Potential | 0% | 0% | 0% | 0% | 0% | 0.04445% | 0.08196% | 0.1154% | 0.1462% | 0.1752% | 0.1797% | 0.1836% | 0.1868% | 0.1895% | 0.192% | 0.194% | 0.1959% | 0.1974% | 0.1988% | 0.2001% | 0.2012% | 0.2022% | 0.2031% | 0.204% | 0.0020477 | 0.0019708 | 0.0018996 | 0.0018336 | 0 | 0 | 0
F5_Industrial_Other Industrial_New_Space Heating_Natural Gas_ENERGY STAR Connected Thermostat_A_Achievable Technical Potential | F5 | Industrial | Other Industrial | New | Space Heating | Natural Gas | ENERGY STAR Connected Thermostat | A | Standalone Impact on Baseline Summer Peak (%) | Achievable Technical Potential | 0% | 0% | 0% | 0% | 0% | 0% | 0% | 0% | 0% | 0% | 0% | 0% | 0% | 0% | 0% | 0% | 0% | 0% | 0% | 0% | 0% | 0% | 0% | 0% | 0 | 0 | 0 | 0 | 0 | 0 | 0
F6_Industrial_Other Industrial_New_Space Heating_Natural Gas_ENERGY STAR Connected Thermostat_A_Achievable Technical Potential | F6 | Industrial | Other Industrial | New | Space Heating | Natural Gas | ENERGY STAR Connected Thermostat | A | Standalone Impact on Baseline Winter Peak (%) | Achievable Technical Potential | 0% | 0% | 0% | 0% | 0% | 0% | 0% | 0% | 0% | 0% | 0% | 0% | 0% | 0% | 0% | 0% | 0% | 0% | 0% | 0% | 0% | 0% | 0% | 0% | 0 | 0 | 0 | 0 | 0 | 0 | 0
F7_Industrial_Other Industrial_New_Space Heating_Natural Gas_ENERGY STAR Connected Thermostat_A_Achievable Technical Potential | F7 | Industrial | Other Industrial | New | Space Heating | Natural Gas | ENERGY STAR Connected Thermostat | A | Incremental Energy Savings (MWh or mTherms) | Achievable Technical Potential | 0 | 0 | 0 | 0 | 0 | 0.0037144 | 0.0043437 | 0.0049726 | 0.0055979 | 0.0062234 | 0.0068495 | 0.0074551 | 0.0080494 | 0.0086356 | 0.0092062 | 0.009784 | 0.01036 | 0.01094 | 0.011495 | 0.012053 | 0.01262 | 0.013188 | 0.013777 | 0.014365 | 0.01495 | 0.012596 | 0.013188 | 0.013777 | 0 | 0 | 0
F8_Industrial_Other Industrial_New_Space Heating_Natural Gas_ENERGY STAR Connected Thermostat_A_Achievable Technical Potential | F8 | Industrial | Other Industrial | New | Space Heating | Natural Gas | ENERGY STAR Connected Thermostat | A | Incremental Summer Peak Savings (MW) | Achievable Technical Potential | 0 | 0 | 0 | 0 | 0 | 0 | 0 | 0 | 0 | 0 | 0 | 0 | 0 | 0 | 0 | 0 | 0 | 0 | 0 | 0 | 0 | 0 | 0 | 0 | 0 | 0 | 0 | 0 | 0 | 0 | 0
F9_Industrial_Other Industrial_New_Space Heating_Natural Gas_ENERGY STAR Connected Thermostat_A_Achievable Technical Potential | F9 | Industrial | Other Industrial | New | Space Heating | Natural Gas | ENERGY STAR Connected Thermostat | A | Incremental Winter Peak Savings (MW) | Achievable Technical Potential | 0 | 0 | 0 | 0 | 0 | 0 | 0 | 0 | 0 | 0 | 0 | 0 | 0 | 0 | 0 | 0 | 0 | 0 | 0 | 0 | 0 | 0 | 0 | 0 | 0 | 0 | 0 | 0 | 0 | 0 | 0
F10_Industrial_Other Industrial_New_Space Heating_Natural Gas_ENERGY STAR Connected Thermostat_A_Achievable Technical Potential | F10 | Industrial | Other Industrial | New | Space Heating | Natural Gas | ENERGY STAR Connected Thermostat | A | Cumulative Energy Savings (MWh or mTherms) | Achievable Technical Potential | 0 | 0 | 0 | 0 | 0 | 0.0037144 | 0.0080101 | 0.012906 | 0.01841 | 0.024526 | 0.027693 | 0.030791 | 0.033831 | 0.036826 | 0.03977 | 0.042712 | 0.045654 | 0.048594 | 0.051415 | 0.054262 | 0.057128 | 0.060001 | 0.06297 | 0.065927 | 0.068876 | 0.068876 | 0.068876 | 0.068876 | 0 | 0 | 0
F11_Industrial_Other Industrial_New_Space Heating_Natural Gas_ENERGY STAR Connected Thermostat_A_Achievable Technical Potential | F11 | Industrial | Other Industrial | New | Space Heating | Natural Gas | ENERGY STAR Connected Thermostat | A | Cumulative Summer Peak Savings (MW) | Achievable Technical Potential | 0 | 0 | 0 | 0 | 0 | 0 | 0 | 0 | 0 | 0 | 0 | 0 | 0 | 0 | 0 | 0 | 0 | 0 | 0 | 0 | 0 | 0 | 0 | 0 | 0 | 0 | 0 | 0 | 0 | 0 | 0
F12_Industrial_Other Industrial_New_Space Heating_Natural Gas_ENERGY STAR Connected Thermostat_A_Achievable Technical Potential | F12 | Industrial | Other Industrial | New | Space Heating | Natural Gas | ENERGY STAR Connected Thermostat | A | Cumulative Winter Peak Savings (MW) | Achievable Technical Potential | 0 | 0 | 0 | 0 | 0 | 0 | 0 | 0 | 0 | 0 | 0 | 0 | 0 | 0 | 0 | 0 | 0 | 0 | 0 | 0 | 0 | 0 | 0 | 0 | 0 | 0 | 0 | 0 | 0 | 0 | 0
F13_Industrial_Other Industrial_New_Space Heating_Natural Gas_ENERGY STAR Connected Thermostat_A_Achievable Technical Potential | F13 | Industrial | Other Industrial | New | Space Heating | Natural Gas | ENERGY STAR Connected Thermostat | A | Purchases (Incremental) | Achievable Technical Potential | 0 | 0 | 0 | 0 | 0 | 254.7436 | 301.8016 | 348.8338 | 395.5887 | 442.3688 | 489.1877 | 535.4119 | 581.5099 | 627.5142 | 672.788 | 718.2347 | 763.248 | 808.2671 | 853.0597 | 897.4527 | 941.8982 | 986.16 | 1030.2497 | 1074.1787 | 1117.9584 | 941.8982 | 986.16 | 1030.2497 | 1074.1787 | 1117.9584 | 941.8982
F14_Industrial_Other Industrial_New_Space Heating_Natural Gas_ENERGY STAR Connected Thermostat_A_Achievable Technical Potential | F14 | Industrial | Other Industrial | New | Space Heating | Natural Gas | ENERGY STAR Connected Thermostat | A | Purchases (Cumulative) | Achievable Technical Potential | 0 | 0 | 0 | 0 | 0 | 254.7436 | 556.5452 | 905.379 | 1300.9677 | 1743.3365 | 1977.7806 | 2211.3909 | 2444.067 | 2675.9925 | 2906.4117 | 3135.4588 | 3363.2949 | 3590.0521 | 3815.5976 | 4040.2622 | 4263.9257 | 4486.8377 | 4708.8203 | 4929.9393 | 5150.445 | 5150.445 | 5150.445 | 5150.445 | 5150.445 | 5150.445 | 5150.445
F1_Industrial_Other Industrial_New_Space Heating_Natural Gas_Destratification Fans (HVLS)_A_Achievable Technical Potential | F1 | Industrial | Other Industrial | New | Space Heating | Natural Gas | Destratification Fans (HVLS) | A | Original Unit Energy Savings (kWh or therms) | Achievable Technical Potential | 0 | 0 | 0 | 0 | 0 | 0.014581 | 0.014392 | 0.014255 | 0.014151 | 0.014068 | 0.014002 | 0.013924 | 0.013842 | 0.013762 | 0.013684 | 0.013622 | 0.013574 | 0.013536 | 0.013475 | 0.01343 | 0.013398 | 0.013373 | 0.013373 | 0.013373 | 0.013373 | 0.013373 | 0.013373 | 0.013373 | 0 | 0 | 0
F2_Industrial_Other Industrial_New_Space Heating_Natural Gas_Destratification Fans (HVLS)_A_Achievable Technical Potential | F2 | Industrial | Other Industrial | New | Space Heating | Natural Gas | Destratification Fans (HVLS) | A | Original Unit Summer Peak Savings (kW) | Achievable Technical Potential | 0 | 0 | 0 | 0 | 0 | 0 | 0 | 0 | 0 | 0 | 0 | 0 | 0 | 0 | 0 | 0 | 0 | 0 | 0 | 0 | 0 | 0 | 0 | 0 | 0 | 0 | 0 | 0 | 0 | 0 | 0
F3_Industrial_Other Industrial_New_Space Heating_Natural Gas_Destratification Fans (HVLS)_A_Achievable Technical Potential | F3 | Industrial | Other Industrial | New | Space Heating | Natural Gas | Destratification Fans (HVLS) | A | Original Unit Winter Peak Savings (kW) | Achievable Technical Potential | 0 | 0 | 0 | 0 | 0 | 0 | 0 | 0 | 0 | 0 | 0 | 0 | 0 | 0 | 0 | 0 | 0 | 0 | 0 | 0 | 0 | 0 | 0 | 0 | 0 | 0 | 0 | 0 | 0 | 0 | 0
F4_Industrial_Other Industrial_New_Space Heating_Natural Gas_Destratification Fans (HVLS)_A_Achievable Technical Potential | F4 | Industrial | Other Industrial | New | Space Heating | Natural Gas | Destratification Fans (HVLS) | A | Standalone Impact on Baseline Energy (%) | Achievable Technical Potential | 0% | 0% | 0% | 0% | 0% | 0.04445% | 0.08196% | 0.1154% | 0.1462% | 0.1752% | 0.2028% | 0.2298% | 0.256% | 0.2817% | 0.3072% | 0.3164% | 0.3246% | 0.3318% | 0.3382% | 0.344% | 0.3492% | 0.3538% | 0.358% | 0.3619% | 0.003654 | 0.0035167 | 0.0033897 | 0.0032719 | 0 | 0 | 0
F5_Industrial_Other Industrial_New_Space Heating_Natural Gas_Destratification Fans (HVLS)_A_Achievable Technical Potential | F5 | Industrial | Other Industrial | New | Space Heating | Natural Gas | Destratification Fans (HVLS) | A | Standalone Impact on Baseline Summer Peak (%) | Achievable Technical Potential | 0% | 0% | 0% | 0% | 0% | 0% | 0% | 0% | 0% | 0% | 0% | 0% | 0% | 0% | 0% | 0% | 0% | 0% | 0% | 0% | 0% | 0% | 0% | 0% | 0 | 0 | 0 | 0 | 0 | 0 | 0
F6_Industrial_Other Industrial_New_Space Heating_Natural Gas_Destratification Fans (HVLS)_A_Achievable Technical Potential | F6 | Industrial | Other Industrial | New | Space Heating | Natural Gas | Destratification Fans (HVLS) | A | Standalone Impact on Baseline Winter Peak (%) | Achievable Technical Potential | 0% | 0% | 0% | 0% | 0% | 0% | 0% | 0% | 0% | 0% | 0% | 0% | 0% | 0% | 0% | 0% | 0% | 0% | 0% | 0% | 0% | 0% | 0% | 0% | 0 | 0 | 0 | 0 | 0 | 0 | 0
F7_Industrial_Other Industrial_New_Space Heating_Natural Gas_Destratification Fans (HVLS)_A_Achievable Technical Potential | F7 | Industrial | Other Industrial | New | Space Heating | Natural Gas | Destratification Fans (HVLS) | A | Incremental Energy Savings (MWh or mTherms) | Achievable Technical Potential | 0 | 0 | 0 | 0 | 0 | 0.0037144 | 0.0043437 | 0.0049726 | 0.0055979 | 0.0062234 | 0.0068495 | 0.0074551 | 0.0080494 | 0.0086356 | 0.0092062 | 0.009784 | 0.01036 | 0.01094 | 0.011495 | 0.012053 | 0.01262 | 0.013188 | 0.013777 | 0.014365 | 0.01495 | 0.0096048 | 0.010207 | 0.010809 | 0 | 0 | 0
F8_Industrial_Other Industrial_New_Space Heating_Natural Gas_Destratification Fans (HVLS)_A_Achievable Technical Potential | F8 | Industrial | Other Industrial | New | Space Heating | Natural Gas | Destratification Fans (HVLS) | A | Incremental Summer Peak Savings (MW) | Achievable Technical Potential | 0 | 0 | 0 | 0 | 0 | 0 | 0 | 0 | 0 | 0 | 0 | 0 | 0 | 0 | 0 | 0 | 0 | 0 | 0 | 0 | 0 | 0 | 0 | 0 | 0 | 0 | 0 | 0 | 0 | 0 | 0
F9_Industrial_Other Industrial_New_Space Heating_Natural Gas_Destratification Fans (HVLS)_A_Achievable Technical Potential | F9 | Industrial | Other Industrial | New | Space Heating | Natural Gas | Destratification Fans (HVLS) | A | Incremental Winter Peak Savings (MW) | Achievable Technical Potential | 0 | 0 | 0 | 0 | 0 | 0 | 0 | 0 | 0 | 0 | 0 | 0 | 0 | 0 | 0 | 0 | 0 | 0 | 0 | 0 | 0 | 0 | 0 | 0 | 0 | 0 | 0 | 0 | 0 | 0 | 0
F10_Industrial_Other Industrial_New_Space Heating_Natural Gas_Destratification Fans (HVLS)_A_Achievable Technical Potential | F10 | Industrial | Other Industrial | New | Space Heating | Natural Gas | Destratification Fans (HVLS) | A | Cumulative Energy Savings (MWh or mTherms) | Achievable Technical Potential | 0 | 0 | 0 | 0 | 0 | 0.0037144 | 0.0080101 | 0.012906 | 0.01841 | 0.024526 | 0.031259 | 0.038541 | 0.046364 | 0.054729 | 0.063625 | 0.069654 | 0.075671 | 0.081676 | 0.087474 | 0.093296 | 0.099137 | 0.10498 | 0.11098 | 0.11695 | 0.1229 | 0.1229 | 0.1229 | 0.1229 | 0 | 0 | 0
F11_Industrial_Other Industrial_New_Space Heating_Natural Gas_Destratification Fans (HVLS)_A_Achievable Technical Potential | F11 | Industrial | Other Industrial | New | Space Heating | Natural Gas | Destratification Fans (HVLS) | A | Cumulative Summer Peak Savings (MW) | Achievable Technical Potential | 0 | 0 | 0 | 0 | 0 | 0 | 0 | 0 | 0 | 0 | 0 | 0 | 0 | 0 | 0 | 0 | 0 | 0 | 0 | 0 | 0 | 0 | 0 | 0 | 0 | 0 | 0 | 0 | 0 | 0 | 0
F12_Industrial_Other Industrial_New_Space Heating_Natural Gas_Destratification Fans (HVLS)_A_Achievable Technical Potential | F12 | Industrial | Other Industrial | New | Space Heating | Natural Gas | Destratification Fans (HVLS) | A | Cumulative Winter Peak Savings (MW) | Achievable Technical Potential | 0 | 0 | 0 | 0 | 0 | 0 | 0 | 0 | 0 | 0 | 0 | 0 | 0 | 0 | 0 | 0 | 0 | 0 | 0 | 0 | 0 | 0 | 0 | 0 | 0 | 0 | 0 | 0 | 0 | 0 | 0
F13_Industrial_Other Industrial_New_Space Heating_Natural Gas_Destratification Fans (HVLS)_A_Achievable Technical Potential | F13 | Industrial | Other Industrial | New | Space Heating | Natural Gas | Destratification Fans (HVLS) | A | Purchases (Incremental) | Achievable Technical Potential | 0 | 0 | 0 | 0 | 0 | 254.7436 | 301.8016 | 348.8338 | 395.5887 | 442.3688 | 489.1877 | 535.4119 | 581.5099 | 627.5142 | 672.788 | 718.2347 | 763.248 | 808.2671 | 853.0597 | 897.4527 | 941.8982 | 986.16 | 1030.2497 | 1074.1787 | 1117.9584 | 718.2347 | 763.248 | 808.2671 | 853.0597 | 897.4527 | 941.8982
F14_Industrial_Other Industrial_New_Space Heating_Natural Gas_Destratification Fans (HVLS)_A_Achievable Technical Potential | F14 | Industrial | Other Industrial | New | Space Heating | Natural Gas | Destratification Fans (HVLS) | A | Purchases (Cumulative) | Achievable Technical Potential | 0 | 0 | 0 | 0 | 0 | 254.7436 | 556.5452 | 905.379 | 1300.9677 | 1743.3365 | 2232.5242 | 2767.9361 | 3349.446 | 3976.9602 | 4649.7482 | 5113.2394 | 5574.6858 | 6034.1191 | 6491.5901 | 6946.6739 | 7399.3845 | 7850.1326 | 8298.8724 | 8745.5368 | 9190.7072 | 9190.7072 | 9190.7072 | 9190.7072 | 9190.7072 | 9190.7072 | 9190.7072
F1_Industrial_Other Industrial_New_Space Heating_Natural Gas_Gas Boiler - Insulate Steam Lines/Condensate Tank_A_Achievable Technical Potential | F1 | Industrial | Other Industrial | New | Space Heating | Natural Gas | Gas Boiler - Insulate Steam Lines/Condensate Tank | A | Original Unit Energy Savings (kWh or therms) | Achievable Technical Potential | 0 | 0 | 0 | 0 | 0 | 0 | 0 | 0 | 0 | 0 | 0 | 0 | 0 | 0 | 0 | 0 | 0 | 0 | 0 | 0 | 0 | 0 | 0 | 0 | 0 | 0 | 0 | 0 | 0 | 0 | 0
F2_Industrial_Other Industrial_New_Space Heating_Natural Gas_Gas Boiler - Insulate Steam Lines/Condensate Tank_A_Achievable Technical Potential | F2 | Industrial | Other Industrial | New | Space Heating | Natural Gas | Gas Boiler - Insulate Steam Lines/Condensate Tank | A | Original Unit Summer Peak Savings (kW) | Achievable Technical Potential | 0 | 0 | 0 | 0 | 0 | 0 | 0 | 0 | 0 | 0 | 0 | 0 | 0 | 0 | 0 | 0 | 0 | 0 | 0 | 0 | 0 | 0 | 0 | 0 | 0 | 0 | 0 | 0 | 0 | 0 | 0
F3_Industrial_Other Industrial_New_Space Heating_Natural Gas_Gas Boiler - Insulate Steam Lines/Condensate Tank_A_Achievable Technical Potential | F3 | Industrial | Other Industrial | New | Space Heating | Natural Gas | Gas Boiler - Insulate Steam Lines/Condensate Tank | A | Original Unit Winter Peak Savings (kW) | Achievable Technical Potential | 0 | 0 | 0 | 0 | 0 | 0 | 0 | 0 | 0 | 0 | 0 | 0 | 0 | 0 | 0 | 0 | 0 | 0 | 0 | 0 | 0 | 0 | 0 | 0 | 0 | 0 | 0 | 0 | 0 | 0 | 0
F4_Industrial_Other Industrial_New_Space Heating_Natural Gas_Gas Boiler - Insulate Steam Lines/Condensate Tank_A_Achievable Technical Potential | F4 | Industrial | Other Industrial | New | Space Heating | Natural Gas | Gas Boiler - Insulate Steam Lines/Condensate Tank | A | Standalone Impact on Baseline Energy (%) | Achievable Technical Potential | 0% | 0% | 0% | 0% | 0% | 0% | 0% | 0% | 0% | 0% | 0% | 0% | 0% | 0% | 0% | 0% | 0% | 0% | 0% | 0% | 0% | 0% | 0% | 0% | 0 | 0 | 0 | 0 | 0 | 0 | 0
F5_Industrial_Other Industrial_New_Space Heating_Natural Gas_Gas Boiler - Insulate Steam Lines/Condensate Tank_A_Achievable Technical Potential | F5 | Industrial | Other Industrial | New | Space Heating | Natural Gas | Gas Boiler - Insulate Steam Lines/Condensate Tank | A | Standalone Impact on Baseline Summer Peak (%) | Achievable Technical Potential | 0% | 0% | 0% | 0% | 0% | 0% | 0% | 0% | 0% | 0% | 0% | 0% | 0% | 0% | 0% | 0% | 0% | 0% | 0% | 0% | 0% | 0% | 0% | 0% | 0 | 0 | 0 | 0 | 0 | 0 | 0
F6_Industrial_Other Industrial_New_Space Heating_Natural Gas_Gas Boiler - Insulate Steam Lines/Condensate Tank_A_Achievable Technical Potential | F6 | Industrial | Other Industrial | New | Space Heating | Natural Gas | Gas Boiler - Insulate Steam Lines/Condensate Tank | A | Standalone Impact on Baseline Winter Peak (%) | Achievable Technical Potential | 0% | 0% | 0% | 0% | 0% | 0% | 0% | 0% | 0% | 0% | 0% | 0% | 0% | 0% | 0% | 0% | 0% | 0% | 0% | 0% | 0% | 0% | 0% | 0% | 0 | 0 | 0 | 0 | 0 | 0 | 0
F7_Industrial_Other Industrial_New_Space Heating_Natural Gas_Gas Boiler - Insulate Steam Lines/Condensate Tank_A_Achievable Technical Potential | F7 | Industrial | Other Industrial | New | Space Heating | Natural Gas | Gas Boiler - Insulate Steam Lines/Condensate Tank | A | Incremental Energy Savings (MWh or mTherms) | Achievable Technical Potential | 0 | 0 | 0 | 0 | 0 | 0 | 0 | 0 | 0 | 0 | 0 | 0 | 0 | 0 | 0 | 0 | 0 | 0 | 0 | 0 | 0 | 0 | 0 | 0 | 0 | 0 | 0 | 0 | 0 | 0 | 0
F8_Industrial_Other Industrial_New_Space Heating_Natural Gas_Gas Boiler - Insulate Steam Lines/Condensate Tank_A_Achievable Technical Potential | F8 | Industrial | Other Industrial | New | Space Heating | Natural Gas | Gas Boiler - Insulate Steam Lines/Condensate Tank | A | Incremental Summer Peak Savings (MW) | Achievable Technical Potential | 0 | 0 | 0 | 0 | 0 | 0 | 0 | 0 | 0 | 0 | 0 | 0 | 0 | 0 | 0 | 0 | 0 | 0 | 0 | 0 | 0 | 0 | 0 | 0 | 0 | 0 | 0 | 0 | 0 | 0 | 0
F9_Industrial_Other Industrial_New_Space Heating_Natural Gas_Gas Boiler - Insulate Steam Lines/Condensate Tank_A_Achievable Technical Potential | F9 | Industrial | Other Industrial | New | Space Heating | Natural Gas | Gas Boiler - Insulate Steam Lines/Condensate Tank | A | Incremental Winter Peak Savings (MW) | Achievable Technical Potential | 0 | 0 | 0 | 0 | 0 | 0 | 0 | 0 | 0 | 0 | 0 | 0 | 0 | 0 | 0 | 0 | 0 | 0 | 0 | 0 | 0 | 0 | 0 | 0 | 0 | 0 | 0 | 0 | 0 | 0 | 0
F10_Industrial_Other Industrial_New_Space Heating_Natural Gas_Gas Boiler - Insulate Steam Lines/Condensate Tank_A_Achievable Technical Potential | F10 | Industrial | Other Industrial | New | Space Heating | Natural Gas | Gas Boiler - Insulate Steam Lines/Condensate Tank | A | Cumulative Energy Savings (MWh or mTherms) | Achievable Technical Potential | 0 | 0 | 0 | 0 | 0 | 0 | 0 | 0 | 0 | 0 | 0 | 0 | 0 | 0 | 0 | 0 | 0 | 0 | 0 | 0 | 0 | 0 | 0 | 0 | 0 | 0 | 0 | 0 | 0 | 0 | 0
F11_Industrial_Other Industrial_New_Space Heating_Natural Gas_Gas Boiler - Insulate Steam Lines/Condensate Tank_A_Achievable Technical Potential | F11 | Industrial | Other Industrial | New | Space Heating | Natural Gas | Gas Boiler - Insulate Steam Lines/Condensate Tank | A | Cumulative Summer Peak Savings (MW) | Achievable Technical Potential | 0 | 0 | 0 | 0 | 0 | 0 | 0 | 0 | 0 | 0 | 0 | 0 | 0 | 0 | 0 | 0 | 0 | 0 | 0 | 0 | 0 | 0 | 0 | 0 | 0 | 0 | 0 | 0 | 0 | 0 | 0
F12_Industrial_Other Industrial_New_Space Heating_Natural Gas_Gas Boiler - Insulate Steam Lines/Condensate Tank_A_Achievable Technical Potential | F12 | Industrial | Other Industrial | New | Space Heating | Natural Gas | Gas Boiler - Insulate Steam Lines/Condensate Tank | A | Cumulative Winter Peak Savings (MW) | Achievable Technical Potential | 0 | 0 | 0 | 0 | 0 | 0 | 0 | 0 | 0 | 0 | 0 | 0 | 0 | 0 | 0 | 0 | 0 | 0 | 0 | 0 | 0 | 0 | 0 | 0 | 0 | 0 | 0 | 0 | 0 | 0 | 0
F13_Industrial_Other Industrial_New_Space Heating_Natural Gas_Gas Boiler - Insulate Steam Lines/Condensate Tank_A_Achievable Technical Potential | F13 | Industrial | Other Industrial | New | Space Heating | Natural Gas | Gas Boiler - Insulate Steam Lines/Condensate Tank | A | Purchases (Incremental) | Achievable Technical Potential | 0 | 0 | 0 | 0 | 0 | 0 | 0 | 0 | 0 | 0 | 0 | 0 | 0 | 0 | 0 | 0 | 0 | 0 | 0 | 0 | 0 | 0 | 0 | 0 | 0 | 0 | 0 | 0 | 0 | 0 | 0
F14_Industrial_Other Industrial_New_Space Heating_Natural Gas_Gas Boiler - Insulate Steam Lines/Condensate Tank_A_Achievable Technical Potential | F14 | Industrial | Other Industrial | New | Space Heating | Natural Gas | Gas Boiler - Insulate Steam Lines/Condensate Tank | A | Purchases (Cumulative) | Achievable Technical Potential | 0 | 0 | 0 | 0 | 0 | 0 | 0 | 0 | 0 | 0 | 0 | 0 | 0 | 0 | 0 | 0 | 0 | 0 | 0 | 0 | 0 | 0 | 0 | 0 | 0 | 0 | 0 | 0 | 0 | 0 | 0
F1_Industrial_Other Industrial_New_Process_Natural Gas_Gas Boiler - Insulate Steam Lines/Condensate Tank_A_Achievable Technical Potential | F1 | Industrial | Other Industrial | New | Process | Natural Gas | Gas Boiler - Insulate Steam Lines/Condensate Tank | A | Original Unit Energy Savings (kWh or therms) | Achievable Technical Potential | 0 | 0 | 0 | 0 | 0 | 16.8499 | 16.8499 | 16.8499 | 16.8499 | 16.8499 | 16.8499 | 16.8499 | 16.8499 | 16.8499 | 16.8499 | 16.8499 | 16.8499 | 16.8499 | 16.8499 | 16.8499 | 16.8499 | 16.8499 | 16.8499 | 16.8499 | 16.8499 | 16.8499 | 16.8499 | 16.8499 | 16.8499 | 16.8499 | 16.8499
F2_Industrial_Other Industrial_New_Process_Natural Gas_Gas Boiler - Insulate Steam Lines/Condensate Tank_A_Achievable Technical Potential | F2 | Industrial | Other Industrial | New | Process | Natural Gas | Gas Boiler - Insulate Steam Lines/Condensate Tank | A | Original Unit Summer Peak Savings (kW) | Achievable Technical Potential | 0 | 0 | 0 | 0 | 0 | 0 | 0 | 0 | 0 | 0 | 0 | 0 | 0 | 0 | 0 | 0 | 0 | 0 | 0 | 0 | 0 | 0 | 0 | 0 | 0 | 0 | 0 | 0 | 0 | 0 | 0
F3_Industrial_Other Industrial_New_Process_Natural Gas_Gas Boiler - Insulate Steam Lines/Condensate Tank_A_Achievable Technical Potential | F3 | Industrial | Other Industrial | New | Process | Natural Gas | Gas Boiler - Insulate Steam Lines/Condensate Tank | A | Original Unit Winter Peak Savings (kW) | Achievable Technical Potential | 0 | 0 | 0 | 0 | 0 | 0 | 0 | 0 | 0 | 0 | 0 | 0 | 0 | 0 | 0 | 0 | 0 | 0 | 0 | 0 | 0 | 0 | 0 | 0 | 0 | 0 | 0 | 0 | 0 | 0 | 0
F4_Industrial_Other Industrial_New_Process_Natural Gas_Gas Boiler - Insulate Steam Lines/Condensate Tank_A_Achievable Technical Potential | F4 | Industrial | Other Industrial | New | Process | Natural Gas | Gas Boiler - Insulate Steam Lines/Condensate Tank | A | Standalone Impact on Baseline Energy (%) | Achievable Technical Potential | 0% | 0% | 0% | 0% | 0% | 0.02737% | 0.05046% | 0.07103% | 0.09% | 0.1078% | 0.1249% | 0.1415% | 0.1576% | 0.1734% | 0.1891% | 0.2045% | 0.2198% | 0.235% | 0.25% | 0.265% | 0.2798% | 0.2946% | 0.3094% | 0.3241% | 0.0033879 | 0.0032606 | 0.0031429 | 0.0030336 | 0 | 0 | 0
F5_Industrial_Other Industrial_New_Process_Natural Gas_Gas Boiler - Insulate Steam Lines/Condensate Tank_A_Achievable Technical Potential | F5 | Industrial | Other Industrial | New | Process | Natural Gas | Gas Boiler - Insulate Steam Lines/Condensate Tank | A | Standalone Impact on Baseline Summer Peak (%) | Achievable Technical Potential | 0% | 0% | 0% | 0% | 0% | 0% | 0% | 0% | 0% | 0% | 0% | 0% | 0% | 0% | 0% | 0% | 0% | 0% | 0% | 0% | 0% | 0% | 0% | 0% | 0 | 0 | 0 | 0 | 0 | 0 | 0
F6_Industrial_Other Industrial_New_Process_Natural Gas_Gas Boiler - Insulate Steam Lines/Condensate Tank_A_Achievable Technical Potential | F6 | Industrial | Other Industrial | New | Process | Natural Gas | Gas Boiler - Insulate Steam Lines/Condensate Tank | A | Standalone Impact on Baseline Winter Peak (%) | Achievable Technical Potential | 0% | 0% | 0% | 0% | 0% | 0% | 0% | 0% | 0% | 0% | 0% | 0% | 0% | 0% | 0% | 0% | 0% | 0% | 0% | 0% | 0% | 0% | 0% | 0% | 0 | 0 | 0 | 0 | 0 | 0 | 0
F7_Industrial_Other Industrial_New_Process_Natural Gas_Gas Boiler - Insulate Steam Lines/Condensate Tank_A_Achievable Technical Potential | F7 | Industrial | Other Industrial | New | Process | Natural Gas | Gas Boiler - Insulate Steam Lines/Condensate Tank | A | Incremental Energy Savings (MWh or mTherms) | Achievable Technical Potential | 0 | 0 | 0 | 0 | 0 | 0.046753 | 0.05539 | 0.064021 | 0.072602 | 0.081188 | 0.08978 | 0.098264 | 0.10672 | 0.11517 | 0.12348 | 0.13182 | 0.14008 | 0.14834 | 0.15656 | 0.16471 | 0.17287 | 0.18099 | 0.18908 | 0.19714 | 0.20518 | 0.046753 | 0.05539 | 0.064021 | 0.072602 | 0.081188 | 0.08978
F8_Industrial_Other Industrial_New_Process_Natural Gas_Gas Boiler - Insulate Steam Lines/Condensate Tank_A_Achievable Technical Potential | F8 | Industrial | Other Industrial | New | Process | Natural Gas | Gas Boiler - Insulate Steam Lines/Condensate Tank | A | Incremental Summer Peak Savings (MW) | Achievable Technical Potential | 0 | 0 | 0 | 0 | 0 | 0 | 0 | 0 | 0 | 0 | 0 | 0 | 0 | 0 | 0 | 0 | 0 | 0 | 0 | 0 | 0 | 0 | 0 | 0 | 0 | 0 | 0 | 0 | 0 | 0 | 0
F9_Industrial_Other Industrial_New_Process_Natural Gas_Gas Boiler - Insulate Steam Lines/Condensate Tank_A_Achievable Technical Potential | F9 | Industrial | Other Industrial | New | Process | Natural Gas | Gas Boiler - Insulate Steam Lines/Condensate Tank | A | Incremental Winter Peak Savings (MW) | Achievable Technical Potential | 0 | 0 | 0 | 0 | 0 | 0 | 0 | 0 | 0 | 0 | 0 | 0 | 0 | 0 | 0 | 0 | 0 | 0 | 0 | 0 | 0 | 0 | 0 | 0 | 0 | 0 | 0 | 0 | 0 | 0 | 0
F10_Industrial_Other Industrial_New_Process_Natural Gas_Gas Boiler - Insulate Steam Lines/Condensate Tank_A_Achievable Technical Potential | F10 | Industrial | Other Industrial | New | Process | Natural Gas | Gas Boiler - Insulate Steam Lines/Condensate Tank | A | Cumulative Energy Savings (MWh or mTherms) | Achievable Technical Potential | 0 | 0 | 0 | 0 | 0 | 0.046753 | 0.10214 | 0.16616 | 0.23877 | 0.31995 | 0.40973 | 0.508 | 0.61472 | 0.72989 | 0.85337 | 0.98518 | 1.1253 | 1.2736 | 1.4302 | 1.5949 | 1.7677 | 1.9487 | 2.1378 | 2.335 | 2.5401 | 2.5401 | 2.5401 | 2.5401 | 2.5401 | 2.5401 | 2.5401
F11_Industrial_Other Industrial_New_Process_Natural Gas_Gas Boiler - Insulate Steam Lines/Condensate Tank_A_Achievable Technical Potential | F11 | Industrial | Other Industrial | New | Process | Natural Gas | Gas Boiler - Insulate Steam Lines/Condensate Tank | A | Cumulative Summer Peak Savings (MW) | Achievable Technical Potential | 0 | 0 | 0 | 0 | 0 | 0 | 0 | 0 | 0 | 0 | 0 | 0 | 0 | 0 | 0 | 0 | 0 | 0 | 0 | 0 | 0 | 0 | 0 | 0 | 0 | 0 | 0 | 0 | 0 | 0 | 0
F12_Industrial_Other Industrial_New_Process_Natural Gas_Gas Boiler - Insulate Steam Lines/Condensate Tank_A_Achievable Technical Potential | F12 | Industrial | Other Industrial | New | Process | Natural Gas | Gas Boiler - Insulate Steam Lines/Condensate Tank | A | Cumulative Winter Peak Savings (MW) | Achievable Technical Potential | 0 | 0 | 0 | 0 | 0 | 0 | 0 | 0 | 0 | 0 | 0 | 0 | 0 | 0 | 0 | 0 | 0 | 0 | 0 | 0 | 0 | 0 | 0 | 0 | 0 | 0 | 0 | 0 | 0 | 0 | 0
F13_Industrial_Other Industrial_New_Process_Natural Gas_Gas Boiler - Insulate Steam Lines/Condensate Tank_A_Achievable Technical Potential | F13 | Industrial | Other Industrial | New | Process | Natural Gas | Gas Boiler - Insulate Steam Lines/Condensate Tank | A | Purchases (Incremental) | Achievable Technical Potential | 0 | 0 | 0 | 0 | 0 | 2.7747 | 3.2872 | 3.7995 | 4.3088 | 4.8183 | 5.3282 | 5.8317 | 6.3338 | 6.8349 | 7.328 | 7.823 | 8.3133 | 8.8037 | 9.2915 | 9.7751 | 10.2592 | 10.7413 | 11.2215 | 11.7 | 12.1768 | 2.7747 | 3.2872 | 3.7995 | 4.3088 | 4.8183 | 5.3282
F14_Industrial_Other Industrial_New_Process_Natural Gas_Gas Boiler - Insulate Steam Lines/Condensate Tank_A_Achievable Technical Potential | F14 | Industrial | Other Industrial | New | Process | Natural Gas | Gas Boiler - Insulate Steam Lines/Condensate Tank | A | Purchases (Cumulative) | Achievable Technical Potential | 0 | 0 | 0 | 0 | 0 | 2.7747 | 6.0619 | 9.8614 | 14.1702 | 18.9885 | 24.3167 | 30.1484 | 36.4822 | 43.3171 | 50.6451 | 58.4682 | 66.7815 | 75.5851 | 84.8767 | 94.6518 | 104.9109 | 115.6522 | 126.8737 | 138.5737 | 150.7505 | 150.7505 | 150.7505 | 150.7505 | 150.7505 | 150.7505 | 150.7505
F1_Industrial_Other Industrial_New_Space Heating_Natural Gas_Gas Boiler - Insulate Hot Water Lines_A_Achievable Technical Potential | F1 | Industrial | Other Industrial | New | Space Heating | Natural Gas | Gas Boiler - Insulate Hot Water Lines | A | Original Unit Energy Savings (kWh or therms) | Achievable Technical Potential | 0 | 0 | 0 | 0 | 0 | 0 | 0 | 0 | 0 | 0 | 0 | 0 | 0 | 0 | 0 | 0 | 0 | 0 | 0 | 0 | 0 | 0 | 0 | 0 | 0 | 0 | 0 | 0 | 0 | 0 | 0
F2_Industrial_Other Industrial_New_Space Heating_Natural Gas_Gas Boiler - Insulate Hot Water Lines_A_Achievable Technical Potential | F2 | Industrial | Other Industrial | New | Space Heating | Natural Gas | Gas Boiler - Insulate Hot Water Lines | A | Original Unit Summer Peak Savings (kW) | Achievable Technical Potential | 0 | 0 | 0 | 0 | 0 | 0 | 0 | 0 | 0 | 0 | 0 | 0 | 0 | 0 | 0 | 0 | 0 | 0 | 0 | 0 | 0 | 0 | 0 | 0 | 0 | 0 | 0 | 0 | 0 | 0 | 0
F3_Industrial_Other Industrial_New_Space Heating_Natural Gas_Gas Boiler - Insulate Hot Water Lines_A_Achievable Technical Potential | F3 | Industrial | Other Industrial | New | Space Heating | Natural Gas | Gas Boiler - Insulate Hot Water Lines | A | Original Unit Winter Peak Savings (kW) | Achievable Technical Potential | 0 | 0 | 0 | 0 | 0 | 0 | 0 | 0 | 0 | 0 | 0 | 0 | 0 | 0 | 0 | 0 | 0 | 0 | 0 | 0 | 0 | 0 | 0 | 0 | 0 | 0 | 0 | 0 | 0 | 0 | 0
F4_Industrial_Other Industrial_New_Space Heating_Natural Gas_Gas Boiler - Insulate Hot Water Lines_A_Achievable Technical Potential | F4 | Industrial | Other Industrial | New | Space Heating | Natural Gas | Gas Boiler - Insulate Hot Water Lines | A | Standalone Impact on Baseline Energy (%) | Achievable Technical Potential | 0% | 0% | 0% | 0% | 0% | 0% | 0% | 0% | 0% | 0% | 0% | 0% | 0% | 0% | 0% | 0% | 0% | 0% | 0% | 0% | 0% | 0% | 0% | 0% | 0 | 0 | 0 | 0 | 0 | 0 | 0
F5_Industrial_Other Industrial_New_Space Heating_Natural Gas_Gas Boiler - Insulate Hot Water Lines_A_Achievable Technical Potential | F5 | Industrial | Other Industrial | New | Space Heating | Natural Gas | Gas Boiler - Insulate Hot Water Lines | A | Standalone Impact on Baseline Summer Peak (%) | Achievable Technical Potential | 0% | 0% | 0% | 0% | 0% | 0% | 0% | 0% | 0% | 0% | 0% | 0% | 0% | 0% | 0% | 0% | 0% | 0% | 0% | 0% | 0% | 0% | 0% | 0% | 0 | 0 | 0 | 0 | 0 | 0 | 0
F6_Industrial_Other Industrial_New_Space Heating_Natural Gas_Gas Boiler - Insulate Hot Water Lines_A_Achievable Technical Potential | F6 | Industrial | Other Industrial | New | Space Heating | Natural Gas | Gas Boiler - Insulate Hot Water Lines | A | Standalone Impact on Baseline Winter Peak (%) | Achievable Technical Potential | 0% | 0% | 0% | 0% | 0% | 0% | 0% | 0% | 0% | 0% | 0% | 0% | 0% | 0% | 0% | 0% | 0% | 0% | 0% | 0% | 0% | 0% | 0% | 0% | 0 | 0 | 0 | 0 | 0 | 0 | 0
F7_Industrial_Other Industrial_New_Space Heating_Natural Gas_Gas Boiler - Insulate Hot Water Lines_A_Achievable Technical Potential | F7 | Industrial | Other Industrial | New | Space Heating | Natural Gas | Gas Boiler - Insulate Hot Water Lines | A | Incremental Energy Savings (MWh or mTherms) | Achievable Technical Potential | 0 | 0 | 0 | 0 | 0 | 0 | 0 | 0 | 0 | 0 | 0 | 0 | 0 | 0 | 0 | 0 | 0 | 0 | 0 | 0 | 0 | 0 | 0 | 0 | 0 | 0 | 0 | 0 | 0 | 0 | 0
F8_Industrial_Other Industrial_New_Space Heating_Natural Gas_Gas Boiler - Insulate Hot Water Lines_A_Achievable Technical Potential | F8 | Industrial | Other Industrial | New | Space Heating | Natural Gas | Gas Boiler - Insulate Hot Water Lines | A | Incremental Summer Peak Savings (MW) | Achievable Technical Potential | 0 | 0 | 0 | 0 | 0 | 0 | 0 | 0 | 0 | 0 | 0 | 0 | 0 | 0 | 0 | 0 | 0 | 0 | 0 | 0 | 0 | 0 | 0 | 0 | 0 | 0 | 0 | 0 | 0 | 0 | 0
F9_Industrial_Other Industrial_New_Space Heating_Natural Gas_Gas Boiler - Insulate Hot Water Lines_A_Achievable Technical Potential | F9 | Industrial | Other Industrial | New | Space Heating | Natural Gas | Gas Boiler - Insulate Hot Water Lines | A | Incremental Winter Peak Savings (MW) | Achievable Technical Potential | 0 | 0 | 0 | 0 | 0 | 0 | 0 | 0 | 0 | 0 | 0 | 0 | 0 | 0 | 0 | 0 | 0 | 0 | 0 | 0 | 0 | 0 | 0 | 0 | 0 | 0 | 0 | 0 | 0 | 0 | 0
F10_Industrial_Other Industrial_New_Space Heating_Natural Gas_Gas Boiler - Insulate Hot Water Lines_A_Achievable Technical Potential | F10 | Industrial | Other Industrial | New | Space Heating | Natural Gas | Gas Boiler - Insulate Hot Water Lines | A | Cumulative Energy Savings (MWh or mTherms) | Achievable Technical Potential | 0 | 0 | 0 | 0 | 0 | 0 | 0 | 0 | 0 | 0 | 0 | 0 | 0 | 0 | 0 | 0 | 0 | 0 | 0 | 0 | 0 | 0 | 0 | 0 | 0 | 0 | 0 | 0 | 0 | 0 | 0
F11_Industrial_Other Industrial_New_Space Heating_Natural Gas_Gas Boiler - Insulate Hot Water Lines_A_Achievable Technical Potential | F11 | Industrial | Other Industrial | New | Space Heating | Natural Gas | Gas Boiler - Insulate Hot Water Lines | A | Cumulative Summer Peak Savings (MW) | Achievable Technical Potential | 0 | 0 | 0 | 0 | 0 | 0 | 0 | 0 | 0 | 0 | 0 | 0 | 0 | 0 | 0 | 0 | 0 | 0 | 0 | 0 | 0 | 0 | 0 | 0 | 0 | 0 | 0 | 0 | 0 | 0 | 0
F12_Industrial_Other Industrial_New_Space Heating_Natural Gas_Gas Boiler - Insulate Hot Water Lines_A_Achievable Technical Potential | F12 | Industrial | Other Industrial | New | Space Heating | Natural Gas | Gas Boiler - Insulate Hot Water Lines | A | Cumulative Winter Peak Savings (MW) | Achievable Technical Potential | 0 | 0 | 0 | 0 | 0 | 0 | 0 | 0 | 0 | 0 | 0 | 0 | 0 | 0 | 0 | 0 | 0 | 0 | 0 | 0 | 0 | 0 | 0 | 0 | 0 | 0 | 0 | 0 | 0 | 0 | 0
F13_Industrial_Other Industrial_New_Space Heating_Natural Gas_Gas Boiler - Insulate Hot Water Lines_A_Achievable Technical Potential | F13 | Industrial | Other Industrial | New | Space Heating | Natural Gas | Gas Boiler - Insulate Hot Water Lines | A | Purchases (Incremental) | Achievable Technical Potential | 0 | 0 | 0 | 0 | 0 | 0 | 0 | 0 | 0 | 0 | 0 | 0 | 0 | 0 | 0 | 0 | 0 | 0 | 0 | 0 | 0 | 0 | 0 | 0 | 0 | 0 | 0 | 0 | 0 | 0 | 0
F14_Industrial_Other Industrial_New_Space Heating_Natural Gas_Gas Boiler - Insulate Hot Water Lines_A_Achievable Technical Potential | F14 | Industrial | Other Industrial | New | Space Heating | Natural Gas | Gas Boiler - Insulate Hot Water Lines | A | Purchases (Cumulative) | Achievable Technical Potential | 0 | 0 | 0 | 0 | 0 | 0 | 0 | 0 | 0 | 0 | 0 | 0 | 0 | 0 | 0 | 0 | 0 | 0 | 0 | 0 | 0 | 0 | 0 | 0 | 0 | 0 | 0 | 0 | 0 | 0 | 0
F1_Industrial_Other Industrial_New_Process_Natural Gas_Gas Boiler - Insulate Hot Water Lines_A_Achievable Technical Potential | F1 | Industrial | Other Industrial | New | Process | Natural Gas | Gas Boiler - Insulate Hot Water Lines | A | Original Unit Energy Savings (kWh or therms) | Achievable Technical Potential | 0 | 0 | 0 | 0 | 0 | 19.0457 | 19.0457 | 19.0457 | 19.0457 | 19.0457 | 19.0457 | 19.0457 | 19.0457 | 19.0457 | 19.0457 | 19.0457 | 19.0457 | 19.0457 | 19.0457 | 19.0457 | 19.0457 | 19.0457 | 19.0457 | 19.0457 | 19.0457 | 19.0457 | 19.0457 | 19.0457 | 19.0457 | 19.0457 | 19.0457
F2_Industrial_Other Industrial_New_Process_Natural Gas_Gas Boiler - Insulate Hot Water Lines_A_Achievable Technical Potential | F2 | Industrial | Other Industrial | New | Process | Natural Gas | Gas Boiler - Insulate Hot Water Lines | A | Original Unit Summer Peak Savings (kW) | Achievable Technical Potential | 0 | 0 | 0 | 0 | 0 | 0 | 0 | 0 | 0 | 0 | 0 | 0 | 0 | 0 | 0 | 0 | 0 | 0 | 0 | 0 | 0 | 0 | 0 | 0 | 0 | 0 | 0 | 0 | 0 | 0 | 0
F3_Industrial_Other Industrial_New_Process_Natural Gas_Gas Boiler - Insulate Hot Water Lines_A_Achievable Technical Potential | F3 | Industrial | Other Industrial | New | Process | Natural Gas | Gas Boiler - Insulate Hot Water Lines | A | Original Unit Winter Peak Savings (kW) | Achievable Technical Potential | 0 | 0 | 0 | 0 | 0 | 0 | 0 | 0 | 0 | 0 | 0 | 0 | 0 | 0 | 0 | 0 | 0 | 0 | 0 | 0 | 0 | 0 | 0 | 0 | 0 | 0 | 0 | 0 | 0 | 0 | 0
F4_Industrial_Other Industrial_New_Process_Natural Gas_Gas Boiler - Insulate Hot Water Lines_A_Achievable Technical Potential | F4 | Industrial | Other Industrial | New | Process | Natural Gas | Gas Boiler - Insulate Hot Water Lines | A | Standalone Impact on Baseline Energy (%) | Achievable Technical Potential | 0% | 0% | 0% | 0% | 0% | 0.03093% | 0.05704% | 0.08028% | 0.1017% | 0.1219% | 0.1412% | 0.1599% | 0.1782% | 0.196% | 0.2138% | 0.2312% | 0.2485% | 0.2656% | 0.2826% | 0.2995% | 0.3163% | 0.333% | 0.3497% | 0.3664% | 0.0038294 | 0.0036855 | 0.0035525 | 0.003429 | 0 | 0 | 0
F5_Industrial_Other Industrial_New_Process_Natural Gas_Gas Boiler - Insulate Hot Water Lines_A_Achievable Technical Potential | F5 | Industrial | Other Industrial | New | Process | Natural Gas | Gas Boiler - Insulate Hot Water Lines | A | Standalone Impact on Baseline Summer Peak (%) | Achievable Technical Potential | 0% | 0% | 0% | 0% | 0% | 0% | 0% | 0% | 0% | 0% | 0% | 0% | 0% | 0% | 0% | 0% | 0% | 0% | 0% | 0% | 0% | 0% | 0% | 0% | 0 | 0 | 0 | 0 | 0 | 0 | 0
F6_Industrial_Other Industrial_New_Process_Natural Gas_Gas Boiler - Insulate Hot Water Lines_A_Achievable Technical Potential | F6 | Industrial | Other Industrial | New | Process | Natural Gas | Gas Boiler - Insulate Hot Water Lines | A | Standalone Impact on Baseline Winter Peak (%) | Achievable Technical Potential | 0% | 0% | 0% | 0% | 0% | 0% | 0% | 0% | 0% | 0% | 0% | 0% | 0% | 0% | 0% | 0% | 0% | 0% | 0% | 0% | 0% | 0% | 0% | 0% | 0 | 0 | 0 | 0 | 0 | 0 | 0
F7_Industrial_Other Industrial_New_Process_Natural Gas_Gas Boiler - Insulate Hot Water Lines_A_Achievable Technical Potential | F7 | Industrial | Other Industrial | New | Process | Natural Gas | Gas Boiler - Insulate Hot Water Lines | A | Incremental Energy Savings (MWh or mTherms) | Achievable Technical Potential | 0 | 0 | 0 | 0 | 0 | 0.052846 | 0.062608 | 0.072364 | 0.082063 | 0.091768 | 0.10148 | 0.11107 | 0.12063 | 0.13018 | 0.13957 | 0.149 | 0.15833 | 0.16767 | 0.17696 | 0.18617 | 0.19539 | 0.20458 | 0.21372 | 0.22283 | 0.23192 | 0.052846 | 0.062608 | 0.072364 | 0.082063 | 0.091768 | 0.10148
F8_Industrial_Other Industrial_New_Process_Natural Gas_Gas Boiler - Insulate Hot Water Lines_A_Achievable Technical Potential | F8 | Industrial | Other Industrial | New | Process | Natural Gas | Gas Boiler - Insulate Hot Water Lines | A | Incremental Summer Peak Savings (MW) | Achievable Technical Potential | 0 | 0 | 0 | 0 | 0 | 0 | 0 | 0 | 0 | 0 | 0 | 0 | 0 | 0 | 0 | 0 | 0 | 0 | 0 | 0 | 0 | 0 | 0 | 0 | 0 | 0 | 0 | 0 | 0 | 0 | 0
F9_Industrial_Other Industrial_New_Process_Natural Gas_Gas Boiler - Insulate Hot Water Lines_A_Achievable Technical Potential | F9 | Industrial | Other Industrial | New | Process | Natural Gas | Gas Boiler - Insulate Hot Water Lines | A | Incremental Winter Peak Savings (MW) | Achievable Technical Potential | 0 | 0 | 0 | 0 | 0 | 0 | 0 | 0 | 0 | 0 | 0 | 0 | 0 | 0 | 0 | 0 | 0 | 0 | 0 | 0 | 0 | 0 | 0 | 0 | 0 | 0 | 0 | 0 | 0 | 0 | 0
F10_Industrial_Other Industrial_New_Process_Natural Gas_Gas Boiler - Insulate Hot Water Lines_A_Achievable Technical Potential | F10 | Industrial | Other Industrial | New | Process | Natural Gas | Gas Boiler - Insulate Hot Water Lines | A | Cumulative Energy Savings (MWh or mTherms) | Achievable Technical Potential | 0 | 0 | 0 | 0 | 0 | 0.052846 | 0.11545 | 0.18782 | 0.26988 | 0.36165 | 0.46313 | 0.5742 | 0.69483 | 0.82501 | 0.96457 | 1.1136 | 1.2719 | 1.4396 | 1.6165 | 1.8027 | 1.9981 | 2.2027 | 2.4164 | 2.6392 | 2.8711 | 2.8711 | 2.8711 | 2.8711 | 2.8711 | 2.8711 | 2.8711
F11_Industrial_Other Industrial_New_Process_Natural Gas_Gas Boiler - Insulate Hot Water Lines_A_Achievable Technical Potential | F11 | Industrial | Other Industrial | New | Process | Natural Gas | Gas Boiler - Insulate Hot Water Lines | A | Cumulative Summer Peak Savings (MW) | Achievable Technical Potential | 0 | 0 | 0 | 0 | 0 | 0 | 0 | 0 | 0 | 0 | 0 | 0 | 0 | 0 | 0 | 0 | 0 | 0 | 0 | 0 | 0 | 0 | 0 | 0 | 0 | 0 | 0 | 0 | 0 | 0 | 0
F12_Industrial_Other Industrial_New_Process_Natural Gas_Gas Boiler - Insulate Hot Water Lines_A_Achievable Technical Potential | F12 | Industrial | Other Industrial | New | Process | Natural Gas | Gas Boiler - Insulate Hot Water Lines | A | Cumulative Winter Peak Savings (MW) | Achievable Technical Potential | 0 | 0 | 0 | 0 | 0 | 0 | 0 | 0 | 0 | 0 | 0 | 0 | 0 | 0 | 0 | 0 | 0 | 0 | 0 | 0 | 0 | 0 | 0 | 0 | 0 | 0 | 0 | 0 | 0 | 0 | 0
F13_Industrial_Other Industrial_New_Process_Natural Gas_Gas Boiler - Insulate Hot Water Lines_A_Achievable Technical Potential | F13 | Industrial | Other Industrial | New | Process | Natural Gas | Gas Boiler - Insulate Hot Water Lines | A | Purchases (Incremental) | Achievable Technical Potential | 0 | 0 | 0 | 0 | 0 | 2.7747 | 3.2872 | 3.7995 | 4.3088 | 4.8183 | 5.3282 | 5.8317 | 6.3338 | 6.8349 | 7.328 | 7.823 | 8.3133 | 8.8037 | 9.2915 | 9.7751 | 10.2592 | 10.7413 | 11.2215 | 11.7 | 12.1768 | 2.7747 | 3.2872 | 3.7995 | 4.3088 | 4.8183 | 5.3282
F14_Industrial_Other Industrial_New_Process_Natural Gas_Gas Boiler - Insulate Hot Water Lines_A_Achievable Technical Potential | F14 | Industrial | Other Industrial | New | Process | Natural Gas | Gas Boiler - Insulate Hot Water Lines | A | Purchases (Cumulative) | Achievable Technical Potential | 0 | 0 | 0 | 0 | 0 | 2.7747 | 6.0619 | 9.8614 | 14.1702 | 18.9885 | 24.3167 | 30.1484 | 36.4822 | 43.3171 | 50.6451 | 58.4682 | 66.7815 | 75.5851 | 84.8767 | 94.6518 | 104.9109 | 115.6522 | 126.8737 | 138.5737 | 150.7505 | 150.7505 | 150.7505 | 150.7505 | 150.7505 | 150.7505 | 150.7505
F1_Industrial_Other Industrial_New_Process_Natural Gas_Process - Insulate Heated Process Fluids_A_Achievable Technical Potential | F1 | Industrial | Other Industrial | New | Process | Natural Gas | Process - Insulate Heated Process Fluids | A | Original Unit Energy Savings (kWh or therms) | Achievable Technical Potential | 0 | 0 | 0 | 0 | 0 | 13.6092 | 13.6092 | 13.6092 | 13.6092 | 13.6092 | 13.6092 | 13.6092 | 13.6092 | 13.6092 | 13.6092 | 13.6092 | 13.6092 | 13.6092 | 13.6092 | 13.6092 | 13.6092 | 13.6092 | 13.6092 | 13.6092 | 13.6092 | 13.6092 | 13.6092 | 13.6092 | 13.6092 | 13.6092 | 13.6092
F2_Industrial_Other Industrial_New_Process_Natural Gas_Process - Insulate Heated Process Fluids_A_Achievable Technical Potential | F2 | Industrial | Other Industrial | New | Process | Natural Gas | Process - Insulate Heated Process Fluids | A | Original Unit Summer Peak Savings (kW) | Achievable Technical Potential | 0 | 0 | 0 | 0 | 0 | 0 | 0 | 0 | 0 | 0 | 0 | 0 | 0 | 0 | 0 | 0 | 0 | 0 | 0 | 0 | 0 | 0 | 0 | 0 | 0 | 0 | 0 | 0 | 0 | 0 | 0
F3_Industrial_Other Industrial_New_Process_Natural Gas_Process - Insulate Heated Process Fluids_A_Achievable Technical Potential | F3 | Industrial | Other Industrial | New | Process | Natural Gas | Process - Insulate Heated Process Fluids | A | Original Unit Winter Peak Savings (kW) | Achievable Technical Potential | 0 | 0 | 0 | 0 | 0 | 0 | 0 | 0 | 0 | 0 | 0 | 0 | 0 | 0 | 0 | 0 | 0 | 0 | 0 | 0 | 0 | 0 | 0 | 0 | 0 | 0 | 0 | 0 | 0 | 0 | 0
F4_Industrial_Other Industrial_New_Process_Natural Gas_Process - Insulate Heated Process Fluids_A_Achievable Technical Potential | F4 | Industrial | Other Industrial | New | Process | Natural Gas | Process - Insulate Heated Process Fluids | A | Standalone Impact on Baseline Energy (%) | Achievable Technical Potential | 0% | 0% | 0% | 0% | 0% | 0.04835% | 0.08916% | 0.1255% | 0.159% | 0.1905% | 0.2158% | 0.232% | 0.2415% | 0.246% | 0.2473% | 0.2459% | 0.2428% | 0.2384% | 0.2332% | 0.2275% | 0.2214% | 0.2115% | 0.2025% | 0.1942% | 0.0018661 | 0.001796 | 0.0017311 | 0.001671 | 0 | 0 | 0
F5_Industrial_Other Industrial_New_Process_Natural Gas_Process - Insulate Heated Process Fluids_A_Achievable Technical Potential | F5 | Industrial | Other Industrial | New | Process | Natural Gas | Process - Insulate Heated Process Fluids | A | Standalone Impact on Baseline Summer Peak (%) | Achievable Technical Potential | 0% | 0% | 0% | 0% | 0% | 0% | 0% | 0% | 0% | 0% | 0% | 0% | 0% | 0% | 0% | 0% | 0% | 0% | 0% | 0% | 0% | 0% | 0% | 0% | 0 | 0 | 0 | 0 | 0 | 0 | 0
F6_Industrial_Other Industrial_New_Process_Natural Gas_Process - Insulate Heated Process Fluids_A_Achievable Technical Potential | F6 | Industrial | Other Industrial | New | Process | Natural Gas | Process - Insulate Heated Process Fluids | A | Standalone Impact on Baseline Winter Peak (%) | Achievable Technical Potential | 0% | 0% | 0% | 0% | 0% | 0% | 0% | 0% | 0% | 0% | 0% | 0% | 0% | 0% | 0% | 0% | 0% | 0% | 0% | 0% | 0% | 0% | 0% | 0% | 0 | 0 | 0 | 0 | 0 | 0 | 0
F7_Industrial_Other Industrial_New_Process_Natural Gas_Process - Insulate Heated Process Fluids_A_Achievable Technical Potential | F7 | Industrial | Other Industrial | New | Process | Natural Gas | Process - Insulate Heated Process Fluids | A | Incremental Energy Savings (MWh or mTherms) | Achievable Technical Potential | 0 | 0 | 0 | 0 | 0 | 0.082602 | 0.097861 | 0.11311 | 0.12827 | 0.14344 | 0.14276 | 0.125 | 0.10861 | 0.093761 | 0.080421 | 0.068683 | 0.05839 | 0.049467 | 0.041767 | 0.035152 | 0.029514 | 0.00021077 | 7.8641e-05 | 2.7952e-05 | 9.4864e-06 | 0.082602 | 0.097861 | 0.11311 | 0.12827 | 0.14344 | 0.14276
F8_Industrial_Other Industrial_New_Process_Natural Gas_Process - Insulate Heated Process Fluids_A_Achievable Technical Potential | F8 | Industrial | Other Industrial | New | Process | Natural Gas | Process - Insulate Heated Process Fluids | A | Incremental Summer Peak Savings (MW) | Achievable Technical Potential | 0 | 0 | 0 | 0 | 0 | 0 | 0 | 0 | 0 | 0 | 0 | 0 | 0 | 0 | 0 | 0 | 0 | 0 | 0 | 0 | 0 | 0 | 0 | 0 | 0 | 0 | 0 | 0 | 0 | 0 | 0
F9_Industrial_Other Industrial_New_Process_Natural Gas_Process - Insulate Heated Process Fluids_A_Achievable Technical Potential | F9 | Industrial | Other Industrial | New | Process | Natural Gas | Process - Insulate Heated Process Fluids | A | Incremental Winter Peak Savings (MW) | Achievable Technical Potential | 0 | 0 | 0 | 0 | 0 | 0 | 0 | 0 | 0 | 0 | 0 | 0 | 0 | 0 | 0 | 0 | 0 | 0 | 0 | 0 | 0 | 0 | 0 | 0 | 0 | 0 | 0 | 0 | 0 | 0 | 0
F10_Industrial_Other Industrial_New_Process_Natural Gas_Process - Insulate Heated Process Fluids_A_Achievable Technical Potential | F10 | Industrial | Other Industrial | New | Process | Natural Gas | Process - Insulate Heated Process Fluids | A | Cumulative Energy Savings (MWh or mTherms) | Achievable Technical Potential | 0 | 0 | 0 | 0 | 0 | 0.082602 | 0.18046 | 0.29357 | 0.42185 | 0.56529 | 0.70805 | 0.83305 | 0.94166 | 1.0354 | 1.1158 | 1.1845 | 1.2429 | 1.2924 | 1.3341 | 1.3693 | 1.3988 | 1.399 | 1.3991 | 1.3991 | 1.3991 | 1.3991 | 1.3991 | 1.3991 | 1.3991 | 1.3991 | 1.3991
F11_Industrial_Other Industrial_New_Process_Natural Gas_Process - Insulate Heated Process Fluids_A_Achievable Technical Potential | F11 | Industrial | Other Industrial | New | Process | Natural Gas | Process - Insulate Heated Process Fluids | A | Cumulative Summer Peak Savings (MW) | Achievable Technical Potential | 0 | 0 | 0 | 0 | 0 | 0 | 0 | 0 | 0 | 0 | 0 | 0 | 0 | 0 | 0 | 0 | 0 | 0 | 0 | 0 | 0 | 0 | 0 | 0 | 0 | 0 | 0 | 0 | 0 | 0 | 0
F12_Industrial_Other Industrial_New_Process_Natural Gas_Process - Insulate Heated Process Fluids_A_Achievable Technical Potential | F12 | Industrial | Other Industrial | New | Process | Natural Gas | Process - Insulate Heated Process Fluids | A | Cumulative Winter Peak Savings (MW) | Achievable Technical Potential | 0 | 0 | 0 | 0 | 0 | 0 | 0 | 0 | 0 | 0 | 0 | 0 | 0 | 0 | 0 | 0 | 0 | 0 | 0 | 0 | 0 | 0 | 0 | 0 | 0 | 0 | 0 | 0 | 0 | 0 | 0
F13_Industrial_Other Industrial_New_Process_Natural Gas_Process - Insulate Heated Process Fluids_A_Achievable Technical Potential | F13 | Industrial | Other Industrial | New | Process | Natural Gas | Process - Insulate Heated Process Fluids | A | Purchases (Incremental) | Achievable Technical Potential | 0 | 0 | 0 | 0 | 0 | 6.0696 | 7.1908 | 8.3114 | 9.4254 | 10.54 | 10.4899 | 9.1849 | 7.9806 | 6.8896 | 5.9093 | 5.0468 | 4.2905 | 3.6348 | 3.069 | 2.583 | 2.1687 | 0.015487 | 0.0057785 | 0.0020539 | 0.00069706 | 6.0696 | 7.1908 | 8.3114 | 9.4254 | 10.54 | 10.4899
F14_Industrial_Other Industrial_New_Process_Natural Gas_Process - Insulate Heated Process Fluids_A_Achievable Technical Potential | F14 | Industrial | Other Industrial | New | Process | Natural Gas | Process - Insulate Heated Process Fluids | A | Purchases (Cumulative) | Achievable Technical Potential | 0 | 0 | 0 | 0 | 0 | 6.0696 | 13.2604 | 21.5717 | 30.9971 | 41.5371 | 52.027 | 61.2119 | 69.1925 | 76.0821 | 81.9914 | 87.0381 | 91.3286 | 94.9634 | 98.0324 | 100.6154 | 102.7841 | 102.7996 | 102.8053 | 102.8074 | 102.8081 | 102.8081 | 102.8081 | 102.8081 | 102.8081 | 102.8081 | 102.8081
F1_Industrial_Other Industrial_New_Process_Natural Gas_Process Heat Recovery_A_Achievable Technical Potential | F1 | Industrial | Other Industrial | New | Process | Natural Gas | Process Heat Recovery | A | Original Unit Energy Savings (kWh or therms) | Achievable Technical Potential | 0 | 0 | 0 | 0 | 0 | 0.033147 | 0.033147 | 0.033147 | 0.033147 | 0.033147 | 0.033147 | 0.033147 | 0.033147 | 0.033147 | 0.033147 | 0.033147 | 0.033147 | 0.033147 | 0.033147 | 0.033147 | 0.033147 | 0.033147 | 0.033147 | 0.033147 | 0.033147 | 0.033147 | 0.033147 | 0.033147 | 0 | 0 | 0
F2_Industrial_Other Industrial_New_Process_Natural Gas_Process Heat Recovery_A_Achievable Technical Potential | F2 | Industrial | Other Industrial | New | Process | Natural Gas | Process Heat Recovery | A | Original Unit Summer Peak Savings (kW) | Achievable Technical Potential | 0 | 0 | 0 | 0 | 0 | 0 | 0 | 0 | 0 | 0 | 0 | 0 | 0 | 0 | 0 | 0 | 0 | 0 | 0 | 0 | 0 | 0 | 0 | 0 | 0 | 0 | 0 | 0 | 0 | 0 | 0
F3_Industrial_Other Industrial_New_Process_Natural Gas_Process Heat Recovery_A_Achievable Technical Potential | F3 | Industrial | Other Industrial | New | Process | Natural Gas | Process Heat Recovery | A | Original Unit Winter Peak Savings (kW) | Achievable Technical Potential | 0 | 0 | 0 | 0 | 0 | 0 | 0 | 0 | 0 | 0 | 0 | 0 | 0 | 0 | 0 | 0 | 0 | 0 | 0 | 0 | 0 | 0 | 0 | 0 | 0 | 0 | 0 | 0 | 0 | 0 | 0
F4_Industrial_Other Industrial_New_Process_Natural Gas_Process Heat Recovery_A_Achievable Technical Potential | F4 | Industrial | Other Industrial | New | Process | Natural Gas | Process Heat Recovery | A | Standalone Impact on Baseline Energy (%) | Achievable Technical Potential | 0% | 0% | 0% | 0% | 0% | 0.004239% | 0.007818% | 0.011% | 0.01394% | 0.01671% | 0.01892% | 0.02034% | 0.02117% | 0.02157% | 0.02168% | 0.02156% | 0.02129% | 0.0209% | 0.02045% | 0.01995% | 0.01901% | 0.01815% | 0.01738% | 0.01667% | 0.00016013 | 0.00015412 | 0.00014855 | 0.00014339 | 0 | 0 | 0
F5_Industrial_Other Industrial_New_Process_Natural Gas_Process Heat Recovery_A_Achievable Technical Potential | F5 | Industrial | Other Industrial | New | Process | Natural Gas | Process Heat Recovery | A | Standalone Impact on Baseline Summer Peak (%) | Achievable Technical Potential | 0% | 0% | 0% | 0% | 0% | 0% | 0% | 0% | 0% | 0% | 0% | 0% | 0% | 0% | 0% | 0% | 0% | 0% | 0% | 0% | 0% | 0% | 0% | 0% | 0 | 0 | 0 | 0 | 0 | 0 | 0
F6_Industrial_Other Industrial_New_Process_Natural Gas_Process Heat Recovery_A_Achievable Technical Potential | F6 | Industrial | Other Industrial | New | Process | Natural Gas | Process Heat Recovery | A | Standalone Impact on Baseline Winter Peak (%) | Achievable Technical Potential | 0% | 0% | 0% | 0% | 0% | 0% | 0% | 0% | 0% | 0% | 0% | 0% | 0% | 0% | 0% | 0% | 0% | 0% | 0% | 0% | 0% | 0% | 0% | 0% | 0 | 0 | 0 | 0 | 0 | 0 | 0
F7_Industrial_Other Industrial_New_Process_Natural Gas_Process Heat Recovery_A_Achievable Technical Potential | F7 | Industrial | Other Industrial | New | Process | Natural Gas | Process Heat Recovery | A | Incremental Energy Savings (MWh or mTherms) | Achievable Technical Potential | 0 | 0 | 0 | 0 | 0 | 0.0072427 | 0.0085807 | 0.0099179 | 0.011247 | 0.012577 | 0.012517 | 0.01096 | 0.0095231 | 0.0082212 | 0.0070515 | 0.0060222 | 0.0051197 | 0.0043374 | 0.0036622 | 0.0030822 | 0.0072427 | 0.0085807 | 0.0099179 | 0.011247 | 0.012577 | 0.012517 | 0.01096 | 0.0095231 | 0 | 0 | 0
F8_Industrial_Other Industrial_New_Process_Natural Gas_Process Heat Recovery_A_Achievable Technical Potential | F8 | Industrial | Other Industrial | New | Process | Natural Gas | Process Heat Recovery | A | Incremental Summer Peak Savings (MW) | Achievable Technical Potential | 0 | 0 | 0 | 0 | 0 | 0 | 0 | 0 | 0 | 0 | 0 | 0 | 0 | 0 | 0 | 0 | 0 | 0 | 0 | 0 | 0 | 0 | 0 | 0 | 0 | 0 | 0 | 0 | 0 | 0 | 0
F9_Industrial_Other Industrial_New_Process_Natural Gas_Process Heat Recovery_A_Achievable Technical Potential | F9 | Industrial | Other Industrial | New | Process | Natural Gas | Process Heat Recovery | A | Incremental Winter Peak Savings (MW) | Achievable Technical Potential | 0 | 0 | 0 | 0 | 0 | 0 | 0 | 0 | 0 | 0 | 0 | 0 | 0 | 0 | 0 | 0 | 0 | 0 | 0 | 0 | 0 | 0 | 0 | 0 | 0 | 0 | 0 | 0 | 0 | 0 | 0
F10_Industrial_Other Industrial_New_Process_Natural Gas_Process Heat Recovery_A_Achievable Technical Potential | F10 | Industrial | Other Industrial | New | Process | Natural Gas | Process Heat Recovery | A | Cumulative Energy Savings (MWh or mTherms) | Achievable Technical Potential | 0 | 0 | 0 | 0 | 0 | 0.0072427 | 0.015823 | 0.025741 | 0.036988 | 0.049566 | 0.062083 | 0.073043 | 0.082566 | 0.090788 | 0.097839 | 0.10386 | 0.10898 | 0.11332 | 0.11698 | 0.12006 | 0.12006 | 0.12006 | 0.12006 | 0.12006 | 0.12006 | 0.12006 | 0.12006 | 0.12006 | 0 | 0 | 0
F11_Industrial_Other Industrial_New_Process_Natural Gas_Process Heat Recovery_A_Achievable Technical Potential | F11 | Industrial | Other Industrial | New | Process | Natural Gas | Process Heat Recovery | A | Cumulative Summer Peak Savings (MW) | Achievable Technical Potential | 0 | 0 | 0 | 0 | 0 | 0 | 0 | 0 | 0 | 0 | 0 | 0 | 0 | 0 | 0 | 0 | 0 | 0 | 0 | 0 | 0 | 0 | 0 | 0 | 0 | 0 | 0 | 0 | 0 | 0 | 0
F12_Industrial_Other Industrial_New_Process_Natural Gas_Process Heat Recovery_A_Achievable Technical Potential | F12 | Industrial | Other Industrial | New | Process | Natural Gas | Process Heat Recovery | A | Cumulative Winter Peak Savings (MW) | Achievable Technical Potential | 0 | 0 | 0 | 0 | 0 | 0 | 0 | 0 | 0 | 0 | 0 | 0 | 0 | 0 | 0 | 0 | 0 | 0 | 0 | 0 | 0 | 0 | 0 | 0 | 0 | 0 | 0 | 0 | 0 | 0 | 0
F13_Industrial_Other Industrial_New_Process_Natural Gas_Process Heat Recovery_A_Achievable Technical Potential | F13 | Industrial | Other Industrial | New | Process | Natural Gas | Process Heat Recovery | A | Purchases (Incremental) | Achievable Technical Potential | 0 | 0 | 0 | 0 | 0 | 218.5046 | 258.8683 | 299.2099 | 339.3135 | 379.4389 | 377.6377 | 330.6571 | 287.3008 | 248.0238 | 212.7346 | 181.6838 | 154.4562 | 130.8533 | 110.4839 | 92.9868 | 218.5046 | 258.8683 | 299.2099 | 339.3135 | 379.4389 | 377.6377 | 330.6571 | 287.3008 | 248.0238 | 212.7346 | 181.6838
F14_Industrial_Other Industrial_New_Process_Natural Gas_Process Heat Recovery_A_Achievable Technical Potential | F14 | Industrial | Other Industrial | New | Process | Natural Gas | Process Heat Recovery | A | Purchases (Cumulative) | Achievable Technical Potential | 0 | 0 | 0 | 0 | 0 | 218.5046 | 477.3729 | 776.5828 | 1115.8963 | 1495.3352 | 1872.9729 | 2203.63 | 2490.9308 | 2738.9546 | 2951.6892 | 3133.3729 | 3287.8292 | 3418.6825 | 3529.1664 | 3622.1532 | 3622.1532 | 3622.1532 | 3622.1532 | 3622.1532 | 3622.1532 | 3622.1532 | 3622.1532 | 3622.1532 | 3622.1532 | 3622.1532 | 3622.1532
F1_Industrial_Other Industrial_New_Space Heating_Natural Gas_Building Automation System_A_Achievable Technical Potential | F1 | Industrial | Other Industrial | New | Space Heating | Natural Gas | Building Automation System | A | Original Unit Energy Savings (kWh or therms) | Achievable Technical Potential | 0 | 0 | 0 | 0 | 0 | 0.014581 | 0.014392 | 0.014255 | 0.014151 | 0.014068 | 0.014002 | 0.013924 | 0.013842 | 0.013762 | 0.013684 | 0.013622 | 0.013574 | 0.013536 | 0.013475 | 0.01343 | 0.013398 | 0.013373 | 0.013373 | 0.013373 | 0.013373 | 0.013373 | 0.013373 | 0.013373 | 0 | 0 | 0
F2_Industrial_Other Industrial_New_Space Heating_Natural Gas_Building Automation System_A_Achievable Technical Potential | F2 | Industrial | Other Industrial | New | Space Heating | Natural Gas | Building Automation System | A | Original Unit Summer Peak Savings (kW) | Achievable Technical Potential | 0 | 0 | 0 | 0 | 0 | 0 | 0 | 0 | 0 | 0 | 0 | 0 | 0 | 0 | 0 | 0 | 0 | 0 | 0 | 0 | 0 | 0 | 0 | 0 | 0 | 0 | 0 | 0 | 0 | 0 | 0
F3_Industrial_Other Industrial_New_Space Heating_Natural Gas_Building Automation System_A_Achievable Technical Potential | F3 | Industrial | Other Industrial | New | Space Heating | Natural Gas | Building Automation System | A | Original Unit Winter Peak Savings (kW) | Achievable Technical Potential | 0 | 0 | 0 | 0 | 0 | 0 | 0 | 0 | 0 | 0 | 0 | 0 | 0 | 0 | 0 | 0 | 0 | 0 | 0 | 0 | 0 | 0 | 0 | 0 | 0 | 0 | 0 | 0 | 0 | 0 | 0
F4_Industrial_Other Industrial_New_Space Heating_Natural Gas_Building Automation System_A_Achievable Technical Potential | F4 | Industrial | Other Industrial | New | Space Heating | Natural Gas | Building Automation System | A | Standalone Impact on Baseline Energy (%) | Achievable Technical Potential | 0% | 0% | 0% | 0% | 0% | 0.009118% | 0.02592% | 0.05479% | 0.101% | 0.1702% | 0.2683% | 0.4008% | 0.5709% | 0.7786% | 1.021% | 1.286% | 1.562% | 1.827% | 2.064% | 2.254% | 2.387% | 2.459% | 2.471% | 2.433% | 0.02359 | 0.022704 | 0.021884 | 0.021124 | 0 | 0 | 0
F5_Industrial_Other Industrial_New_Space Heating_Natural Gas_Building Automation System_A_Achievable Technical Potential | F5 | Industrial | Other Industrial | New | Space Heating | Natural Gas | Building Automation System | A | Standalone Impact on Baseline Summer Peak (%) | Achievable Technical Potential | 0% | 0% | 0% | 0% | 0% | 0% | 0% | 0% | 0% | 0% | 0% | 0% | 0% | 0% | 0% | 0% | 0% | 0% | 0% | 0% | 0% | 0% | 0% | 0% | 0 | 0 | 0 | 0 | 0 | 0 | 0
F6_Industrial_Other Industrial_New_Space Heating_Natural Gas_Building Automation System_A_Achievable Technical Potential | F6 | Industrial | Other Industrial | New | Space Heating | Natural Gas | Building Automation System | A | Standalone Impact on Baseline Winter Peak (%) | Achievable Technical Potential | 0% | 0% | 0% | 0% | 0% | 0% | 0% | 0% | 0% | 0% | 0% | 0% | 0% | 0% | 0% | 0% | 0% | 0% | 0% | 0% | 0% | 0% | 0% | 0% | 0 | 0 | 0 | 0 | 0 | 0 | 0
F7_Industrial_Other Industrial_New_Space Heating_Natural Gas_Building Automation System_A_Achievable Technical Potential | F7 | Industrial | Other Industrial | New | Space Heating | Natural Gas | Building Automation System | A | Incremental Energy Savings (MWh or mTherms) | Achievable Technical Potential | 0 | 0 | 0 | 0 | 0 | 0.00076201 | 0.0017813 | 0.0036207 | 0.0066301 | 0.011188 | 0.017636 | 0.02611 | 0.036547 | 0.048494 | 0.060965 | 0.072692 | 0.081885 | 0.086831 | 0.086001 | 0.079286 | 0.06865 | 0.054861 | 0.039679 | 0.026431 | 0.01794 | 0.016843 | 0.025077 | 0.035307 | 0 | 0 | 0
F8_Industrial_Other Industrial_New_Space Heating_Natural Gas_Building Automation System_A_Achievable Technical Potential | F8 | Industrial | Other Industrial | New | Space Heating | Natural Gas | Building Automation System | A | Incremental Summer Peak Savings (MW) | Achievable Technical Potential | 0 | 0 | 0 | 0 | 0 | 0 | 0 | 0 | 0 | 0 | 0 | 0 | 0 | 0 | 0 | 0 | 0 | 0 | 0 | 0 | 0 | 0 | 0 | 0 | 0 | 0 | 0 | 0 | 0 | 0 | 0
F9_Industrial_Other Industrial_New_Space Heating_Natural Gas_Building Automation System_A_Achievable Technical Potential | F9 | Industrial | Other Industrial | New | Space Heating | Natural Gas | Building Automation System | A | Incremental Winter Peak Savings (MW) | Achievable Technical Potential | 0 | 0 | 0 | 0 | 0 | 0 | 0 | 0 | 0 | 0 | 0 | 0 | 0 | 0 | 0 | 0 | 0 | 0 | 0 | 0 | 0 | 0 | 0 | 0 | 0 | 0 | 0 | 0 | 0 | 0 | 0
F10_Industrial_Other Industrial_New_Space Heating_Natural Gas_Building Automation System_A_Achievable Technical Potential | F10 | Industrial | Other Industrial | New | Space Heating | Natural Gas | Building Automation System | A | Cumulative Energy Savings (MWh or mTherms) | Achievable Technical Potential | 0 | 0 | 0 | 0 | 0 | 0.00076201 | 0.0025334 | 0.0061299 | 0.012715 | 0.023829 | 0.041352 | 0.067233 | 0.10338 | 0.15128 | 0.21138 | 0.28313 | 0.36401 | 0.44981 | 0.53379 | 0.61131 | 0.67779 | 0.72972 | 0.766 | 0.78617 | 0.79347 | 0.79347 | 0.79347 | 0.79347 | 0 | 0 | 0
F11_Industrial_Other Industrial_New_Space Heating_Natural Gas_Building Automation System_A_Achievable Technical Potential | F11 | Industrial | Other Industrial | New | Space Heating | Natural Gas | Building Automation System | A | Cumulative Summer Peak Savings (MW) | Achievable Technical Potential | 0 | 0 | 0 | 0 | 0 | 0 | 0 | 0 | 0 | 0 | 0 | 0 | 0 | 0 | 0 | 0 | 0 | 0 | 0 | 0 | 0 | 0 | 0 | 0 | 0 | 0 | 0 | 0 | 0 | 0 | 0
F12_Industrial_Other Industrial_New_Space Heating_Natural Gas_Building Automation System_A_Achievable Technical Potential | F12 | Industrial | Other Industrial | New | Space Heating | Natural Gas | Building Automation System | A | Cumulative Winter Peak Savings (MW) | Achievable Technical Potential | 0 | 0 | 0 | 0 | 0 | 0 | 0 | 0 | 0 | 0 | 0 | 0 | 0 | 0 | 0 | 0 | 0 | 0 | 0 | 0 | 0 | 0 | 0 | 0 | 0 | 0 | 0 | 0 | 0 | 0 | 0
F13_Industrial_Other Industrial_New_Space Heating_Natural Gas_Building Automation System_A_Achievable Technical Potential | F13 | Industrial | Other Industrial | New | Space Heating | Natural Gas | Building Automation System | A | Purchases (Incremental) | Achievable Technical Potential | 0 | 0 | 0 | 0 | 0 | 52.2611 | 123.7643 | 253.9944 | 468.5329 | 795.2662 | 1259.5382 | 1875.2124 | 2640.253 | 3523.8809 | 4455.3026 | 5336.2116 | 6032.4967 | 6414.9855 | 6382.3297 | 5903.516 | 5123.9264 | 4102.4257 | 2967.1191 | 1976.4887 | 1341.55 | 1259.5382 | 1875.2124 | 2640.253 | 3523.8809 | 4455.3026 | 5336.2116
F14_Industrial_Other Industrial_New_Space Heating_Natural Gas_Building Automation System_A_Achievable Technical Potential | F14 | Industrial | Other Industrial | New | Space Heating | Natural Gas | Building Automation System | A | Purchases (Cumulative) | Achievable Technical Potential | 0 | 0 | 0 | 0 | 0 | 52.2611 | 176.0254 | 430.0198 | 898.5527 | 1693.8189 | 2953.3571 | 4828.5696 | 7468.8226 | 10992.7035 | 15448.0061 | 20784.2177 | 26816.7144 | 33231.6999 | 39614.0296 | 45517.5456 | 50589.211 | 54567.8724 | 57280.997 | 58788.9529 | 59335.2367 | 59335.2367 | 59335.2367 | 59335.2367 | 59335.2367 | 59335.2367 | 59335.2367
F1_Industrial_Other Industrial_New_Space Heating_Natural Gas_Steam System Efficiency Improvements_A_Achievable Technical Potential | F1 | Industrial | Other Industrial | New | Space Heating | Natural Gas | Steam System Efficiency Improvements | A | Original Unit Energy Savings (kWh or therms) | Achievable Technical Potential | 0 | 0 | 0 | 0 | 0 | 0 | 0 | 0 | 0 | 0 | 0 | 0 | 0 | 0 | 0 | 0 | 0 | 0 | 0 | 0 | 0 | 0 | 0 | 0 | 0 | 0 | 0 | 0 | 0 | 0 | 0
F2_Industrial_Other Industrial_New_Space Heating_Natural Gas_Steam System Efficiency Improvements_A_Achievable Technical Potential | F2 | Industrial | Other Industrial | New | Space Heating | Natural Gas | Steam System Efficiency Improvements | A | Original Unit Summer Peak Savings (kW) | Achievable Technical Potential | 0 | 0 | 0 | 0 | 0 | 0 | 0 | 0 | 0 | 0 | 0 | 0 | 0 | 0 | 0 | 0 | 0 | 0 | 0 | 0 | 0 | 0 | 0 | 0 | 0 | 0 | 0 | 0 | 0 | 0 | 0
F3_Industrial_Other Industrial_New_Space Heating_Natural Gas_Steam System Efficiency Improvements_A_Achievable Technical Potential | F3 | Industrial | Other Industrial | New | Space Heating | Natural Gas | Steam System Efficiency Improvements | A | Original Unit Winter Peak Savings (kW) | Achievable Technical Potential | 0 | 0 | 0 | 0 | 0 | 0 | 0 | 0 | 0 | 0 | 0 | 0 | 0 | 0 | 0 | 0 | 0 | 0 | 0 | 0 | 0 | 0 | 0 | 0 | 0 | 0 | 0 | 0 | 0 | 0 | 0
F4_Industrial_Other Industrial_New_Space Heating_Natural Gas_Steam System Efficiency Improvements_A_Achievable Technical Potential | F4 | Industrial | Other Industrial | New | Space Heating | Natural Gas | Steam System Efficiency Improvements | A | Standalone Impact on Baseline Energy (%) | Achievable Technical Potential | 0% | 0% | 0% | 0% | 0% | 0% | 0% | 0% | 0% | 0% | 0% | 0% | 0% | 0% | 0% | 0% | 0% | 0% | 0% | 0% | 0% | 0% | 0% | 0% | 0 | 0 | 0 | 0 | 0 | 0 | 0
F5_Industrial_Other Industrial_New_Space Heating_Natural Gas_Steam System Efficiency Improvements_A_Achievable Technical Potential | F5 | Industrial | Other Industrial | New | Space Heating | Natural Gas | Steam System Efficiency Improvements | A | Standalone Impact on Baseline Summer Peak (%) | Achievable Technical Potential | 0% | 0% | 0% | 0% | 0% | 0% | 0% | 0% | 0% | 0% | 0% | 0% | 0% | 0% | 0% | 0% | 0% | 0% | 0% | 0% | 0% | 0% | 0% | 0% | 0 | 0 | 0 | 0 | 0 | 0 | 0
F6_Industrial_Other Industrial_New_Space Heating_Natural Gas_Steam System Efficiency Improvements_A_Achievable Technical Potential | F6 | Industrial | Other Industrial | New | Space Heating | Natural Gas | Steam System Efficiency Improvements | A | Standalone Impact on Baseline Winter Peak (%) | Achievable Technical Potential | 0% | 0% | 0% | 0% | 0% | 0% | 0% | 0% | 0% | 0% | 0% | 0% | 0% | 0% | 0% | 0% | 0% | 0% | 0% | 0% | 0% | 0% | 0% | 0% | 0 | 0 | 0 | 0 | 0 | 0 | 0
F7_Industrial_Other Industrial_New_Space Heating_Natural Gas_Steam System Efficiency Improvements_A_Achievable Technical Potential | F7 | Industrial | Other Industrial | New | Space Heating | Natural Gas | Steam System Efficiency Improvements | A | Incremental Energy Savings (MWh or mTherms) | Achievable Technical Potential | 0 | 0 | 0 | 0 | 0 | 0 | 0 | 0 | 0 | 0 | 0 | 0 | 0 | 0 | 0 | 0 | 0 | 0 | 0 | 0 | 0 | 0 | 0 | 0 | 0 | 0 | 0 | 0 | 0 | 0 | 0
F8_Industrial_Other Industrial_New_Space Heating_Natural Gas_Steam System Efficiency Improvements_A_Achievable Technical Potential | F8 | Industrial | Other Industrial | New | Space Heating | Natural Gas | Steam System Efficiency Improvements | A | Incremental Summer Peak Savings (MW) | Achievable Technical Potential | 0 | 0 | 0 | 0 | 0 | 0 | 0 | 0 | 0 | 0 | 0 | 0 | 0 | 0 | 0 | 0 | 0 | 0 | 0 | 0 | 0 | 0 | 0 | 0 | 0 | 0 | 0 | 0 | 0 | 0 | 0
F9_Industrial_Other Industrial_New_Space Heating_Natural Gas_Steam System Efficiency Improvements_A_Achievable Technical Potential | F9 | Industrial | Other Industrial | New | Space Heating | Natural Gas | Steam System Efficiency Improvements | A | Incremental Winter Peak Savings (MW) | Achievable Technical Potential | 0 | 0 | 0 | 0 | 0 | 0 | 0 | 0 | 0 | 0 | 0 | 0 | 0 | 0 | 0 | 0 | 0 | 0 | 0 | 0 | 0 | 0 | 0 | 0 | 0 | 0 | 0 | 0 | 0 | 0 | 0
F10_Industrial_Other Industrial_New_Space Heating_Natural Gas_Steam System Efficiency Improvements_A_Achievable Technical Potential | F10 | Industrial | Other Industrial | New | Space Heating | Natural Gas | Steam System Efficiency Improvements | A | Cumulative Energy Savings (MWh or mTherms) | Achievable Technical Potential | 0 | 0 | 0 | 0 | 0 | 0 | 0 | 0 | 0 | 0 | 0 | 0 | 0 | 0 | 0 | 0 | 0 | 0 | 0 | 0 | 0 | 0 | 0 | 0 | 0 | 0 | 0 | 0 | 0 | 0 | 0
F11_Industrial_Other Industrial_New_Space Heating_Natural Gas_Steam System Efficiency Improvements_A_Achievable Technical Potential | F11 | Industrial | Other Industrial | New | Space Heating | Natural Gas | Steam System Efficiency Improvements | A | Cumulative Summer Peak Savings (MW) | Achievable Technical Potential | 0 | 0 | 0 | 0 | 0 | 0 | 0 | 0 | 0 | 0 | 0 | 0 | 0 | 0 | 0 | 0 | 0 | 0 | 0 | 0 | 0 | 0 | 0 | 0 | 0 | 0 | 0 | 0 | 0 | 0 | 0
F12_Industrial_Other Industrial_New_Space Heating_Natural Gas_Steam System Efficiency Improvements_A_Achievable Technical Potential | F12 | Industrial | Other Industrial | New | Space Heating | Natural Gas | Steam System Efficiency Improvements | A | Cumulative Winter Peak Savings (MW) | Achievable Technical Potential | 0 | 0 | 0 | 0 | 0 | 0 | 0 | 0 | 0 | 0 | 0 | 0 | 0 | 0 | 0 | 0 | 0 | 0 | 0 | 0 | 0 | 0 | 0 | 0 | 0 | 0 | 0 | 0 | 0 | 0 | 0
F13_Industrial_Other Industrial_New_Space Heating_Natural Gas_Steam System Efficiency Improvements_A_Achievable Technical Potential | F13 | Industrial | Other Industrial | New | Space Heating | Natural Gas | Steam System Efficiency Improvements | A | Purchases (Incremental) | Achievable Technical Potential | 0 | 0 | 0 | 0 | 0 | 0 | 0 | 0 | 0 | 0 | 0 | 0 | 0 | 0 | 0 | 0 | 0 | 0 | 0 | 0 | 0 | 0 | 0 | 0 | 0 | 0 | 0 | 0 | 0 | 0 | 0
F14_Industrial_Other Industrial_New_Space Heating_Natural Gas_Steam System Efficiency Improvements_A_Achievable Technical Potential | F14 | Industrial | Other Industrial | New | Space Heating | Natural Gas | Steam System Efficiency Improvements | A | Purchases (Cumulative) | Achievable Technical Potential | 0 | 0 | 0 | 0 | 0 | 0 | 0 | 0 | 0 | 0 | 0 | 0 | 0 | 0 | 0 | 0 | 0 | 0 | 0 | 0 | 0 | 0 | 0 | 0 | 0 | 0 | 0 | 0 | 0 | 0 | 0