## LargeCustMains
Cascade Natural Gas - Washington
RJA WP-3
Large Customer Analysis
Number of Customers by Main Size and Type
| NA | 4 | 2 | 4 | 6 | 2 | 3 | 4 | 6 | 8 | 10 | 12 | 16 | 20
Tariff Schedule | Unknown |  | PE |  |  | Steel
| Unknown | 4-inch | 2-inch | 4-inch | 6-inch | 2-inch | 3-inch | 4-inch | 6-inch | 8-inch | 10-inch | 12-inch | 16-inch | 20-inch | Total
570 | 1 | 0 | 1 | 0 | 0 | 3 | 0 | 2 | 1 | 0 | 0 | 0 | 0 | 0 | 8
577 | 0 | 0 | 0 | 0 | 0 | 1 | 0 | 2 | 0 | 0 | 0 | 0 | 0 | 0 | 3
663 | 24 | 1 | 13 | 29 | 4 | 46 | 2 | 53 | 13 | 1 | 0 | 2 | 3 | 1 | 192
664 | 1 | 0 | 0 | 0 | 0 | 0 | 0 | 0 | 0 | 0 | 0 | 0 | 0 | 0 | 1
9xx | 1 | 0 | 0 | 0 | 0 | 1 | 0 | 3 | 1 | 2 | 1 | 2 | 0 | 0 | 11
| Class Allocation |  | Interrupt. | Transport. | Special
|  |  | 570577 | 663 | Contracts
| Mains Steel IP >6" |  | 11 | 193 | 11
| Mains Steel IP >4-6" |  | 11 | 186 | 6
| Mains Steel IP >2-4" |  | 10 | 169 | 4
| Mains Steel IP <=2" |  | 6 | 84 | 1
| Mains Plastic IP 6" |  | 2 | 72
| Mains Plastic IP 4" |  | 2 | 68
| Mains Plastic IP <=2" |  | 2 | 38
3-Day Peak by Main Size and Type
Tariff Schedule | Unknown |  | PE |  |  | Steel
| Unknown | 4-inch | 2-inch | 4-inch | 6-inch | 2-inch | 3-inch | 4-inch | 6-inch | 8-inch | 10-inch | 12-inch | 16-inch | 20-inch | Total
570 | 0 | 0 | 3282 | 0 | 0 | 9642 | 0 | 17417 | 29510 | 0 | 0 | 0 | 0 | 0 | 59851
577 | 0 | 0 | 0 | 0 | 0 | 1244 | 0 | 1298 | 0 | 0 | 0 | 0 | 0 | 0 | 2542
663 | 356721 | 0 | 22784 | 129703 | 41705 | 485169 | 11257 | 1323550 | 256674 | 2362 | 0 | 10463 | 546248 | 1181660 | 4368296
664 | 111514 | 0 | 0 | 0 | 0 | 0 | 0 | 0 | 0 | 0 | 0 | 0 | 0 | 0 | 111514
9xx | 0 | 0 | 0 | 0 | 0 | 59117 | 0 | 454543 | 0 | 1273440 | 751460 | 1073350 | 0 | 0 | 3611910
| Class Allocation |  | Interrupt. | Transport. | Special
|  |  | 570577 | 663 | Contracts
| Mains Steel IP >6" |  | 20797.6667 | 1493270 | 1203970
| Mains Steel IP >4-6" |  | 20797.6667 | 913025.6667 | 171220
| Mains Steel IP >2-4" |  | 10961 | 813566 | 171220
| Mains Steel IP <=2" |  | 4722.6667 | 325396 | 19705.6667
| Mains Plastic IP 6" |  | 1094 | 220809 | 0
| Mains Plastic IP 4" |  | 1094 | 206907.3333 | 0
| Mains Plastic IP <=2" |  | 1094 | 163673 | 0
Annual Throughput by Main Size and Type
Tariff Schedule | Unknown |  | PE |  |  | Steel
| Unknown | 4-inch | 2-inch | 4-inch | 6-inch | 2-inch | 3-inch | 4-inch | 6-inch | 8-inch | 10-inch | 12-inch | 16-inch | 20-inch | Total
570 | 71611 | 0 | 458967 | 0 | 0 | 229519 | 0 | 1149256 | 1573651 | 0 | 0 | 0 | 0 | 0 | 3483004
577 | 0 | 0 | 0 | 0 | 0 | 66067 | 0 | 102317 | 0 | 0 | 0 | 0 | 0 | 0 | 168384
663 | 33156919 | 407218 | 3288182 | 8417412 | 537348 | 59420059 | 885838 | 108965600 | 39855997 | 62247 | 0 | 524113 | 79284328 | 63251892 | 398057153
664 | 0 | 0 | 0 | 0 | 0 | 0 | 0 | 0 | 0 | 0 | 0 | 0 | 0 | 0 | 0
9xx | 178447 | 0 | 0 | 0 | 0 | 0 | 0 | 0 | 0 | 0 | 0 | 0 | 0 | 0 | 178447
| Class Allocation |  | Interrupt. | Transport. | Special
|  |  | 570577 | 663 | Contracts
| Mains Steel IP >6" |  | 3651388 | 398057153 | 178447
| Mains Steel IP >4-6" |  | 3651388 | 254934573 | 178447
| Mains Steel IP >2-4" |  | 2077737 | 214541228 | 0
| Mains Steel IP <=2" |  | 826164 | 95865160 | 0
| Mains Plastic IP 6" |  | 530578 | 45807079
| Mains Plastic IP 4" |  | 530578 | 45269731
| Mains Plastic IP <=2" |  | 530578 | 36445101
| Class Allocation |  | Interrupt. | Transport. | Special
|  |  | 570577 | 663 | Contracts
Mains Steel IP >6"
| Mains Steel IP >4-6" |  | 100% | 100% | 100%
| Mains Steel IP >2-4" |  | 56.9% | 53.9% | 0%
| Mains Steel IP <=2" |  | 22.63% | 24.08% | 0%
| Mains Plastic IP 6" |  | 14.53% | 11.51% | 0%
| Mains Plastic IP 4" |  | 14.53% | 11.37% | 0%
| Mains Plastic IP <=2" |  | 14.53% | 9.156% | 0%
Mains Length (Feet) by Main Size and Type
Tariff Schedule | Unknown |  | PE |  |  | Steel
| Unknown | 4-inch | 2-inch | 4-inch | 6-inch | 2-inch | 3-inch | 4-inch | 6-inch | 8-inch | 10-inch | 12-inch | 16-inch | 20-inch | Total
570 | 0 | 0 | 145 | 0 | 0 | 47114 | 0 | 28982 | 240 | 0 | 0 | 0 | 0 | 0 | 76481
577 | 0 | 0 | 0 | 0 | 0 | 46 | 0 | 1409 | 0 | 0 | 0 | 0 | 0 | 0 | 1455
663 | 0 | 6463 | 19043 | 87785 | 10329 | 164535 | 0 | 239112 | 55990 | 0 | 0 | 359 | 94479 | 27904 | 705999
664 | 0 | 0 | 0 | 0 | 0 | 0 | 0 | 0 | 0 | 0 | 0 | 0 | 0 | 0 | 0
9xx | 0 | 0 | 0 | 0 | 0 | 1966 | 0 | 13559 | 28076 | 105387 | 9 | 8840 | 0 | 0 | 157837
| Class Allocation |  | Interrupt. | Transport. | Special
|  |  | 570577 | 663 | Contracts
| Mains Steel IP >6" |  | 77936 | 705999 | 157837
| Mains Steel IP >4-6" |  | 77936 | 583257 | 43601
| Mains Steel IP >2-4" |  | 77696 | 516938 | 15525
| Mains Steel IP <=2" |  | 47305 | 183578 | 1966
| Mains Plastic IP 6" |  | 145 | 123620
| Mains Plastic IP 4" |  | 145 | 113291
| Mains Plastic IP <=2" |  | 145 | 19043

## Customer Count
Tarriff Rate | 2 | 3 | 4 | 6 | 8 | 10 | 12 | 16 | 20 | 12,6 | 16,12,10,8 | 2&1 | 2&4 | 2, 4 & 12 | 2, 4 & 6 | 2,4 & 8 | 4&6 | NA
PE | 2 | 3 | 4 | 6 | 8 | 10 | 12 | 16 | 20 | 6 | 8 | 2 | 2 | 2 | 2 | 2 | 4 | NA
504 | 1 | 0 | 0 | 0 | 0 | 0 | 0 | 0 | 0 | 0 | 0 | 1 | 0 | 0 | 0 | 0 | 0 | 0
505 | 1 | 0 | 0 | 0 | 0 | 0 | 0 | 0 | 0 | 0 | 0 | 0 | 0 | 0 | 0 | 0 | 0 | 0
511 | 7 | 0 | 15 | 1 | 0 | 0 | 0 | 0 | 0 | 0 | 0 | 0 | 0 | 0 | 0 | 0 | 0 | 0
570 | 1 | 0 | 0 | 0 | 0 | 0 | 0 | 0 | 0 | 0 | 0 | 0 | 0 | 0 | 0 | 0 | 0 | 0
577 | 0 | 0 | 0 | 0 | 0 | 0 | 0 | 0 | 0 | 0 | 0 | 0 | 0 | 0 | 0 | 0 | 0 | 0
663 | 13 | 0 | 29 | 4 | 0 | 0 | 0 | 0 | 0 | 0 | 0 | 0 | 0 | 0 | 0 | 0 | 0 | 0
664 | 0 | 0 | 0 | 0 | 0 | 0 | 0 | 0 | 0 | 0 | 0 | 0 | 0 | 0 | 0 | 0 | 0 | 0
901-01 | 0 | 0 | 0 | 0 | 0 | 0 | 0 | 0 | 0 | 0 | 0 | 0 | 0 | 0 | 0 | 0 | 0 | 0
901-02 | 0 | 0 | 0 | 0 | 0 | 0 | 0 | 0 | 0 | 0 | 0 | 0 | 0 | 0 | 0 | 0 | 0 | 0
901-03 | 0 | 0 | 0 | 0 | 0 | 0 | 0 | 0 | 0 | 0 | 0 | 0 | 0 | 0 | 0 | 0 | 0 | 0
901-06 | 0 | 0 | 0 | 0 | 0 | 0 | 0 | 0 | 0 | 0 | 0 | 0 | 0 | 0 | 0 | 0 | 0 | 0
901-07 | 0 | 0 | 0 | 0 | 0 | 0 | 0 | 0 | 0 | 0 | 0 | 0 | 0 | 0 | 0 | 0 | 0 | 0
901-08 | 0 | 0 | 0 | 0 | 0 | 0 | 0 | 0 | 0 | 0 | 0 | 0 | 0 | 0 | 0 | 0 | 0 | 0
901-09 | 0 | 0 | 0 | 0 | 0 | 0 | 0 | 0 | 0 | 0 | 0 | 0 | 0 | 0 | 0 | 0 | 0 | 0
901-10 | 0 | 0 | 0 | 0 | 0 | 0 | 0 | 0 | 0 | 0 | 0 | 0 | 0 | 0 | 0 | 0 | 0 | 0
901-11 | 0 | 0 | 0 | 0 | 0 | 0 | 0 | 0 | 0 | 0 | 0 | 0 | 0 | 0 | 0 | 0 | 0 | 0
901-14 | 0 | 0 | 0 | 0 | 0 | 0 | 0 | 0 | 0 | 0 | 0 | 0 | 0 | 0 | 0 | 0 | 0 | 0
901-16 | 0 | 0 | 0 | 0 | 0 | 0 | 0 | 0 | 0 | 0 | 0 | 0 | 0 | 0 | 0 | 0 | 0 | 0
9xx | 0 | 0 | 0 | 0 | 0 | 0 | 0 | 0 | 0 | 0 | 0 | 0 | 0 | 0 | 0 | 0 | 0 | 0
Gate station | 0 | 0 | 0 | 0 | 0 | 0 | 0 | 0 | 0 | 0 | 0 | 0 | 0 | 0 | 0 | 0 | 0 | 0
Terminated | 0 | 0 | 1 | 0 | 0 | 0 | 0 | 0 | 0 | 0 | 0 | 0 | 0 | 0 | 0 | 0 | 0 | 0
#N/A | 0 | 0 | 0 | 0 | 0 | 0 | 0 | 0 | 0 | 0 | 0 | 0 | 0 | 0 | 0 | 0 | 0 | 0
Subtotal | 23 | 0 | 45 | 5 | 0 | 0 | 0 | 0 | 0 | 0 | 0 | 1 | 0 | 0 | 0 | 0 | 0 | 0
STL | 2 | 3 | 4 | 6 | 8 | 10 | 12 | 16 | 20 | 6 | 8 | 2 | 2 | 2 | 2 | 2 | 4 | NA
504 | 1 | 0 | 1 | 0 | 0 | 0 | 0 | 0 | 0 | 0 | 0 | 0 | 0 | 0 | 0 | 0 | 0 | 0
505 | 1 | 0 | 0 | 0 | 0 | 0 | 0 | 0 | 0 | 0 | 0 | 0 | 0 | 0 | 0 | 0 | 0 | 0
511 | 18 | 1 | 13 | 2 | 4 | 0 | 0 | 0 | 0 | 0 | 0 | 0 | 2 | 0 | 0 | 0 | 0 | 0
570 | 2 | 0 | 2 | 1 | 0 | 0 | 0 | 0 | 0 | 0 | 0 | 0 | 1 | 0 | 0 | 0 | 0 | 0
577 | 1 | 0 | 2 | 0 | 0 | 0 | 0 | 0 | 0 | 0 | 0 | 0 | 0 | 0 | 0 | 0 | 0 | 0
663 | 36 | 2 | 52 | 13 | 1 | 0 | 2 | 3 | 1 | 0 | 0 | 0 | 7 | 1 | 1 | 1 | 1 | 0
664 | 0 | 0 | 0 | 0 | 0 | 0 | 0 | 0 | 0 | 0 | 0 | 0 | 0 | 0 | 0 | 0 | 0 | 0
901-01 | 0 | 0 | 0 | 0 | 0 | 1 | 0 | 0 | 0 | 0 | 0 | 0 | 0 | 0 | 0 | 0 | 0 | 0
901-02 | 0 | 0 | 0 | 0 | 0 | 0 | 0 | 0 | 0 | 0 | 0 | 0 | 0 | 0 | 0 | 0 | 0 | 0
901-03 | 0 | 0 | 0 | 0 | 0 | 0 | 0 | 0 | 0 | 0 | 1 | 0 | 0 | 0 | 0 | 0 | 0 | 0
901-06 | 0 | 0 | 0 | 0 | 1 | 0 | 0 | 0 | 0 | 0 | 0 | 0 | 0 | 0 | 0 | 0 | 0 | 0
901-07 | 0 | 0 | 0 | 0 | 0 | 0 | 0 | 0 | 0 | 1 | 0 | 0 | 0 | 0 | 0 | 0 | 0 | 0
901-08 | 0 | 0 | 0 | 0 | 0 | 0 | 1 | 0 | 0 | 0 | 0 | 0 | 0 | 0 | 0 | 0 | 0 | 0
901-09 | 0 | 0 | 1 | 0 | 0 | 0 | 0 | 0 | 0 | 0 | 0 | 0 | 0 | 0 | 0 | 0 | 0 | 0
901-10 | 0 | 0 | 1 | 0 | 0 | 0 | 0 | 0 | 0 | 0 | 0 | 0 | 0 | 0 | 0 | 0 | 0 | 0
901-11 | 0 | 0 | 0 | 0 | 0 | 0 | 0 | 0 | 0 | 0 | 0 | 0 | 1 | 0 | 0 | 0 | 0 | 0
901-14 | 0 | 0 | 0 | 0 | 0 | 0 | 0 | 0 | 0 | 0 | 0 | 0 | 0 | 0 | 0 | 0 | 1 | 0
901-16 | 0 | 0 | 0 | 0 | 0 | 0 | 1 | 0 | 0 | 0 | 0 | 0 | 0 | 0 | 0 | 0 | 0 | 0
9xx | 0 | 0 | 2 | 0 | 1 | 1 | 2 | 0 | 0 | 1 | 1 | 0 | 1 | 0 | 0 | 0 | 1 | 0
Gate station | 0 | 0 | 0 | 1 | 0 | 0 | 0 | 0 | 0 | 0 | 0 | 0 | 0 | 0 | 0 | 0 | 0 | 0
Terminated | 1 | 0 | 0 | 0 | 0 | 0 | 0 | 0 | 0 | 0 | 0 | 0 | 0 | 0 | 0 | 0 | 0 | 0
#N/A | 0 | 0 | 0 | 0 | 0 | 0 | 0 | 0 | 0 | 0 | 0 | 0 | 0 | 0 | 0 | 0 | 0 | 0
Subtotal | 60 | 3 | 72 | 17 | 6 | 1 | 4 | 3 | 1 | 1 | 1 | 0 | 11 | 1 | 1 | 1 | 2 | 0
NA | 2 | 3 | 4 | 6 | 8 | 10 | 12 | 16 | 20 | 6 | 8 | 2 | 2 | 2 | 2 | 2 | 4 | NA
504 | 0 | 0 | 0 | 0 | 0 | 0 | 0 | 0 | 0 | 0 | 0 | 0 | 0 | 0 | 0 | 0 | 0 | 0
505 | 0 | 0 | 0 | 0 | 0 | 0 | 0 | 0 | 0 | 0 | 0 | 0 | 0 | 0 | 0 | 0 | 0 | 0
511 | 0 | 0 | 0 | 0 | 0 | 0 | 0 | 0 | 0 | 0 | 0 | 0 | 0 | 0 | 0 | 0 | 0 | 7
570 | 0 | 0 | 0 | 0 | 0 | 0 | 0 | 0 | 0 | 0 | 0 | 0 | 0 | 0 | 0 | 0 | 0 | 1
577 | 0 | 0 | 0 | 0 | 0 | 0 | 0 | 0 | 0 | 0 | 0 | 0 | 0 | 0 | 0 | 0 | 0 | 0
663 | 0 | 0 | 1 | 0 | 0 | 0 | 0 | 0 | 0 | 0 | 0 | 0 | 0 | 0 | 0 | 0 | 0 | 24
664 | 0 | 0 | 0 | 0 | 0 | 0 | 0 | 0 | 0 | 0 | 0 | 0 | 0 | 0 | 0 | 0 | 0 | 1
901-01 | 0 | 0 | 0 | 0 | 0 | 0 | 0 | 0 | 0 | 0 | 0 | 0 | 0 | 0 | 0 | 0 | 0 | 0
901-02 | 0 | 0 | 0 | 0 | 0 | 0 | 0 | 0 | 0 | 0 | 0 | 0 | 0 | 0 | 0 | 0 | 0 | 1
901-03 | 0 | 0 | 0 | 0 | 0 | 0 | 0 | 0 | 0 | 0 | 0 | 0 | 0 | 0 | 0 | 0 | 0 | 0
901-06 | 0 | 0 | 0 | 0 | 0 | 0 | 0 | 0 | 0 | 0 | 0 | 0 | 0 | 0 | 0 | 0 | 0 | 0
901-07 | 0 | 0 | 0 | 0 | 0 | 0 | 0 | 0 | 0 | 0 | 0 | 0 | 0 | 0 | 0 | 0 | 0 | 0
901-08 | 0 | 0 | 0 | 0 | 0 | 0 | 0 | 0 | 0 | 0 | 0 | 0 | 0 | 0 | 0 | 0 | 0 | 0
901-09 | 0 | 0 | 0 | 0 | 0 | 0 | 0 | 0 | 0 | 0 | 0 | 0 | 0 | 0 | 0 | 0 | 0 | 0
901-10 | 0 | 0 | 0 | 0 | 0 | 0 | 0 | 0 | 0 | 0 | 0 | 0 | 0 | 0 | 0 | 0 | 0 | 0
901-11 | 0 | 0 | 0 | 0 | 0 | 0 | 0 | 0 | 0 | 0 | 0 | 0 | 0 | 0 | 0 | 0 | 0 | 0
901-14 | 0 | 0 | 0 | 0 | 0 | 0 | 0 | 0 | 0 | 0 | 0 | 0 | 0 | 0 | 0 | 0 | 0 | 0
901-16 | 0 | 0 | 0 | 0 | 0 | 0 | 0 | 0 | 0 | 0 | 0 | 0 | 0 | 0 | 0 | 0 | 0 | 0
9xx | 0 | 0 | 0 | 0 | 0 | 0 | 0 | 0 | 0 | 0 | 0 | 0 | 0 | 0 | 0 | 0 | 0 | 1
Gate station | 0 | 0 | 0 | 0 | 0 | 0 | 0 | 0 | 0 | 0 | 0 | 0 | 0 | 0 | 0 | 0 | 0 | 0
Terminated | 0 | 0 | 0 | 0 | 0 | 0 | 0 | 0 | 0 | 0 | 0 | 0 | 0 | 0 | 0 | 0 | 0 | 0
#N/A | 0 | 0 | 0 | 0 | 0 | 0 | 0 | 0 | 0 | 0 | 0 | 0 | 0 | 0 | 0 | 0 | 0 | 1
Subtotal | 0 | 0 | 1 | 0 | 0 | 0 | 0 | 0 | 0 | 0 | 0 | 0 | 0 | 0 | 0 | 0 | 0 | 35

## 3 Day Peak
Tarriff Rate | 2 | 3 | 4 | 6 | 8 | 10 | 12 | 16 | 20 | 12,6 | 16,12,10,8 | 2&1 | 2&4 | 2, 4 & 12 | 2, 4 & 6 | 2,4 & 8 | 4&6 | NA
PE | 2 | 3 | 4 | 6 | 8 | 10 | 12 | 16 | 20 | 6 | 8 | 2 | 2 | 2 | 2 | 2 | 4 | NA
504 | 8953 | 0 | 0 | 0 | 0 | 0 | 0 | 0 | 0 | 0 | 0 | 0 | 0 | 0 | 0 | 0 | 0 | 0
505 | 0 | 0 | 0 | 0 | 0 | 0 | 0 | 0 | 0 | 0 | 0 | 0 | 0 | 0 | 0 | 0 | 0 | 0
511 | 0 | 0 | 0 | 0 | 0 | 0 | 0 | 0 | 0 | 0 | 0 | 0 | 0 | 0 | 0 | 0 | 0 | 0
570 | 3282 | 0 | 0 | 0 | 0 | 0 | 0 | 0 | 0 | 0 | 0 | 0 | 0 | 0 | 0 | 0 | 0 | 0
577 | 0 | 0 | 0 | 0 | 0 | 0 | 0 | 0 | 0 | 0 | 0 | 0 | 0 | 0 | 0 | 0 | 0 | 0
663 | 22784 | 0 | 129703 | 41705 | 0 | 0 | 0 | 0 | 0 | 0 | 0 | 0 | 0 | 0 | 0 | 0 | 0 | 0
664 | 0 | 0 | 0 | 0 | 0 | 0 | 0 | 0 | 0 | 0 | 0 | 0 | 0 | 0 | 0 | 0 | 0 | 0
901-01 | 0 | 0 | 0 | 0 | 0 | 0 | 0 | 0 | 0 | 0 | 0 | 0 | 0 | 0 | 0 | 0 | 0 | 0
901-02 | 0 | 0 | 0 | 0 | 0 | 0 | 0 | 0 | 0 | 0 | 0 | 0 | 0 | 0 | 0 | 0 | 0 | 0
901-03 | 0 | 0 | 0 | 0 | 0 | 0 | 0 | 0 | 0 | 0 | 0 | 0 | 0 | 0 | 0 | 0 | 0 | 0
901-06 | 0 | 0 | 0 | 0 | 0 | 0 | 0 | 0 | 0 | 0 | 0 | 0 | 0 | 0 | 0 | 0 | 0 | 0
901-07 | 0 | 0 | 0 | 0 | 0 | 0 | 0 | 0 | 0 | 0 | 0 | 0 | 0 | 0 | 0 | 0 | 0 | 0
901-08 | 0 | 0 | 0 | 0 | 0 | 0 | 0 | 0 | 0 | 0 | 0 | 0 | 0 | 0 | 0 | 0 | 0 | 0
901-09 | 0 | 0 | 0 | 0 | 0 | 0 | 0 | 0 | 0 | 0 | 0 | 0 | 0 | 0 | 0 | 0 | 0 | 0
901-10 | 0 | 0 | 0 | 0 | 0 | 0 | 0 | 0 | 0 | 0 | 0 | 0 | 0 | 0 | 0 | 0 | 0 | 0
901-11 | 0 | 0 | 0 | 0 | 0 | 0 | 0 | 0 | 0 | 0 | 0 | 0 | 0 | 0 | 0 | 0 | 0 | 0
901-14 | 0 | 0 | 0 | 0 | 0 | 0 | 0 | 0 | 0 | 0 | 0 | 0 | 0 | 0 | 0 | 0 | 0 | 0
901-16 | 0 | 0 | 0 | 0 | 0 | 0 | 0 | 0 | 0 | 0 | 0 | 0 | 0 | 0 | 0 | 0 | 0 | 0
9xx | 0 | 0 | 0 | 0 | 0 | 0 | 0 | 0 | 0 | 0 | 0 | 0 | 0 | 0 | 0 | 0 | 0 | 0
Gate station | 0 | 0 | 0 | 0 | 0 | 0 | 0 | 0 | 0 | 0 | 0 | 0 | 0 | 0 | 0 | 0 | 0 | 0
Terminated | 0 | 0 | 2125 | 0 | 0 | 0 | 0 | 0 | 0 | 0 | 0 | 0 | 0 | 0 | 0 | 0 | 0 | 0
#N/A | 0 | 0 | 0 | 0 | 0 | 0 | 0 | 0 | 0 | 0 | 0 | 0 | 0 | 0 | 0 | 0 | 0 | 0
Subtotal | 35019 | 0 | 131828 | 41705 | 0 | 0 | 0 | 0 | 0 | 0 | 0 | 0 | 0 | 0 | 0 | 0 | 0 | 0
STL | 2 | 3 | 4 | 6 | 8 | 10 | 12 | 16 | 20 | 6 | 8 | 2 | 2 | 2 | 2 | 2 | 4 | NA
504 | 0 | 0 | 0 | 0 | 0 | 0 | 0 | 0 | 0 | 0 | 0 | 0 | 0 | 0 | 0 | 0 | 0 | 0
505 | 0 | 0 | 0 | 0 | 0 | 0 | 0 | 0 | 0 | 0 | 0 | 0 | 0 | 0 | 0 | 0 | 0 | 0
511 | 0 | 0 | 0 | 0 | 0 | 0 | 0 | 0 | 0 | 0 | 0 | 0 | 0 | 0 | 0 | 0 | 0 | 0
570 | 3540 | 0 | 17417 | 29510 | 0 | 0 | 0 | 0 | 0 | 0 | 0 | 0 | 6102 | 0 | 0 | 0 | 0 | 0
577 | 1244 | 0 | 1298 | 0 | 0 | 0 | 0 | 0 | 0 | 0 | 0 | 0 | 0 | 0 | 0 | 0 | 0 | 0
663 | 313783 | 11257 | 1302910 | 256674 | 2362 | 0 | 10463 | 546248 | 1181660 | 0 | 0 | 0 | 156199 | 8093 | 2934 | 4160 | 20640 | 0
664 | 0 | 0 | 0 | 0 | 0 | 0 | 0 | 0 | 0 | 0 | 0 | 0 | 0 | 0 | 0 | 0 | 0 | 0
901-01 | 0 | 0 | 0 | 0 | 0 | 751460 | 0 | 0 | 0 | 0 | 0 | 0 | 0 | 0 | 0 | 0 | 0 | 0
901-02 | 0 | 0 | 0 | 0 | 0 | 0 | 0 | 0 | 0 | 0 | 0 | 0 | 0 | 0 | 0 | 0 | 0 | 0
901-03 | 0 | 0 | 0 | 0 | 0 | 0 | 0 | 0 | 0 | 0 | 833270 | 0 | 0 | 0 | 0 | 0 | 0 | 0
901-06 | 0 | 0 | 0 | 0 | 440170 | 0 | 0 | 0 | 0 | 0 | 0 | 0 | 0 | 0 | 0 | 0 | 0 | 0
901-07 | 0 | 0 | 0 | 0 | 0 | 0 | 0 | 0 | 0 | 0 | 0 | 0 | 0 | 0 | 0 | 0 | 0 | 0
901-08 | 0 | 0 | 0 | 0 | 0 | 0 | 16260 | 0 | 0 | 0 | 0 | 0 | 0 | 0 | 0 | 0 | 0 | 0
901-09 | 0 | 0 | 226600 | 0 | 0 | 0 | 0 | 0 | 0 | 0 | 0 | 0 | 0 | 0 | 0 | 0 | 0 | 0
901-10 | 0 | 0 | 105646 | 0 | 0 | 0 | 0 | 0 | 0 | 0 | 0 | 0 | 0 | 0 | 0 | 0 | 0 | 0
901-11 | 0 | 0 | 0 | 0 | 0 | 0 | 0 | 0 | 0 | 0 | 0 | 0 | 59117 | 0 | 0 | 0 | 0 | 0
901-14 | 0 | 0 | 0 | 0 | 0 | 0 | 0 | 0 | 0 | 0 | 0 | 0 | 0 | 0 | 0 | 0 | 122297 | 0
901-16 | 0 | 0 | 0 | 0 | 0 | 0 | 1057090 | 0 | 0 | 0 | 0 | 0 | 0 | 0 | 0 | 0 | 0 | 0
9xx | 0 | 0 | 332246 | 0 | 440170 | 751460 | 1073350 | 0 | 0 | 0 | 833270 | 0 | 59117 | 0 | 0 | 0 | 122297 | 0
Gate station | 0 | 0 | 0 | 0 | 0 | 0 | 0 | 0 | 0 | 0 | 0 | 0 | 0 | 0 | 0 | 0 | 0 | 0
Terminated | 0 | 0 | 0 | 0 | 0 | 0 | 0 | 0 | 0 | 0 | 0 | 0 | 0 | 0 | 0 | 0 | 0 | 0
#N/A | 0 | 0 | 0 | 0 | 0 | 0 | 0 | 0 | 0 | 0 | 0 | 0 | 0 | 0 | 0 | 0 | 0 | 0
Subtotal | 318567 | 11257 | 1653871 | 286184 | 442532 | 751460 | 1083813 | 546248 | 1181660 | 0 | 833270 | 0 | 221418 | 8093 | 2934 | 4160 | 142937 | 0
NA | 2 | 3 | 4 | 6 | 8 | 10 | 12 | 16 | 20 | 6 | 8 | 2 | 2 | 2 | 2 | 2 | 4 | NA
504 | 0 | 0 | 0 | 0 | 0 | 0 | 0 | 0 | 0 | 0 | 0 | 0 | 0 | 0 | 0 | 0 | 0 | 0
505 | 0 | 0 | 0 | 0 | 0 | 0 | 0 | 0 | 0 | 0 | 0 | 0 | 0 | 0 | 0 | 0 | 0 | 0
511 | 0 | 0 | 0 | 0 | 0 | 0 | 0 | 0 | 0 | 0 | 0 | 0 | 0 | 0 | 0 | 0 | 0 | 0
570 | 0 | 0 | 0 | 0 | 0 | 0 | 0 | 0 | 0 | 0 | 0 | 0 | 0 | 0 | 0 | 0 | 0 | 0
577 | 0 | 0 | 0 | 0 | 0 | 0 | 0 | 0 | 0 | 0 | 0 | 0 | 0 | 0 | 0 | 0 | 0 | 0
663 | 0 | 0 | 0 | 0 | 0 | 0 | 0 | 0 | 0 | 0 | 0 | 0 | 0 | 0 | 0 | 0 | 0 | 356721
664 | 0 | 0 | 0 | 0 | 0 | 0 | 0 | 0 | 0 | 0 | 0 | 0 | 0 | 0 | 0 | 0 | 0 | 111514
901-01 | 0 | 0 | 0 | 0 | 0 | 0 | 0 | 0 | 0 | 0 | 0 | 0 | 0 | 0 | 0 | 0 | 0 | 0
901-02 | 0 | 0 | 0 | 0 | 0 | 0 | 0 | 0 | 0 | 0 | 0 | 0 | 0 | 0 | 0 | 0 | 0 | 0
901-03 | 0 | 0 | 0 | 0 | 0 | 0 | 0 | 0 | 0 | 0 | 0 | 0 | 0 | 0 | 0 | 0 | 0 | 0
901-06 | 0 | 0 | 0 | 0 | 0 | 0 | 0 | 0 | 0 | 0 | 0 | 0 | 0 | 0 | 0 | 0 | 0 | 0
901-07 | 0 | 0 | 0 | 0 | 0 | 0 | 0 | 0 | 0 | 0 | 0 | 0 | 0 | 0 | 0 | 0 | 0 | 0
901-08 | 0 | 0 | 0 | 0 | 0 | 0 | 0 | 0 | 0 | 0 | 0 | 0 | 0 | 0 | 0 | 0 | 0 | 0
901-09 | 0 | 0 | 0 | 0 | 0 | 0 | 0 | 0 | 0 | 0 | 0 | 0 | 0 | 0 | 0 | 0 | 0 | 0
901-10 | 0 | 0 | 0 | 0 | 0 | 0 | 0 | 0 | 0 | 0 | 0 | 0 | 0 | 0 | 0 | 0 | 0 | 0
901-11 | 0 | 0 | 0 | 0 | 0 | 0 | 0 | 0 | 0 | 0 | 0 | 0 | 0 | 0 | 0 | 0 | 0 | 0
901-14 | 0 | 0 | 0 | 0 | 0 | 0 | 0 | 0 | 0 | 0 | 0 | 0 | 0 | 0 | 0 | 0 | 0 | 0
901-16 | 0 | 0 | 0 | 0 | 0 | 0 | 0 | 0 | 0 | 0 | 0 | 0 | 0 | 0 | 0 | 0 | 0 | 0
9xx | 0 | 0 | 0 | 0 | 0 | 0 | 0 | 0 | 0 | 0 | 0 | 0 | 0 | 0 | 0 | 0 | 0 | 0
Gate station | 0 | 0 | 0 | 0 | 0 | 0 | 0 | 0 | 0 | 0 | 0 | 0 | 0 | 0 | 0 | 0 | 0 | 0
Terminated | 0 | 0 | 0 | 0 | 0 | 0 | 0 | 0 | 0 | 0 | 0 | 0 | 0 | 0 | 0 | 0 | 0 | 0
#N/A | 0 | 0 | 0 | 0 | 0 | 0 | 0 | 0 | 0 | 0 | 0 | 0 | 0 | 0 | 0 | 0 | 0 | 0
Subtotal | 0 | 0 | 0 | 0 | 0 | 0 | 0 | 0 | 0 | 0 | 0 | 0 | 0 | 0 | 0 | 0 | 0 | 468235

## Annual Volume
Tarriff Rate | 2 | 3 | 4 | 6 | 8 | 10 | 12 | 16 | 20 | 12,6 | 16,12,10,8 | 2&1 | 2&4 | 2, 4 & 12 | 2, 4 & 6 | 2,4 & 8 | 4&6 | NA
PE | 2 | 3 | 4 | 6 | 8 | 10 | 12 | 16 | 20 | 6 | 8 | 2 | 2 | 2 | 2 | 2 | 4 | NA
504 | 12113 | 0 | 0 | 0 | 0 | 0 | 0 | 0 | 0 | 0 | 0 | 0 | 0 | 0 | 0 | 0 | 0 | 0
505 | 0 | 0 | 0 | 0 | 0 | 0 | 0 | 0 | 0 | 0 | 0 | 0 | 0 | 0 | 0 | 0 | 0 | 0
511 | 0 | 0 | 0 | 0 | 0 | 0 | 0 | 0 | 0 | 0 | 0 | 0 | 0 | 0 | 0 | 0 | 0 | 0
570 | 458967 | 0 | 0 | 0 | 0 | 0 | 0 | 0 | 0 | 0 | 0 | 0 | 0 | 0 | 0 | 0 | 0 | 0
577 | 0 | 0 | 0 | 0 | 0 | 0 | 0 | 0 | 0 | 0 | 0 | 0 | 0 | 0 | 0 | 0 | 0 | 0
663 | 3288182 | 0 | 8417412 | 537348 | 0 | 0 | 0 | 0 | 0 | 0 | 0 | 0 | 0 | 0 | 0 | 0 | 0 | 0
664 | 0 | 0 | 0 | 0 | 0 | 0 | 0 | 0 | 0 | 0 | 0 | 0 | 0 | 0 | 0 | 0 | 0 | 0
901-01 | 0 | 0 | 0 | 0 | 0 | 0 | 0 | 0 | 0 | 0 | 0 | 0 | 0 | 0 | 0 | 0 | 0 | 0
901-02 | 0 | 0 | 0 | 0 | 0 | 0 | 0 | 0 | 0 | 0 | 0 | 0 | 0 | 0 | 0 | 0 | 0 | 0
901-03 | 0 | 0 | 0 | 0 | 0 | 0 | 0 | 0 | 0 | 0 | 0 | 0 | 0 | 0 | 0 | 0 | 0 | 0
901-06 | 0 | 0 | 0 | 0 | 0 | 0 | 0 | 0 | 0 | 0 | 0 | 0 | 0 | 0 | 0 | 0 | 0 | 0
901-07 | 0 | 0 | 0 | 0 | 0 | 0 | 0 | 0 | 0 | 0 | 0 | 0 | 0 | 0 | 0 | 0 | 0 | 0
901-08 | 0 | 0 | 0 | 0 | 0 | 0 | 0 | 0 | 0 | 0 | 0 | 0 | 0 | 0 | 0 | 0 | 0 | 0
901-09 | 0 | 0 | 0 | 0 | 0 | 0 | 0 | 0 | 0 | 0 | 0 | 0 | 0 | 0 | 0 | 0 | 0 | 0
901-10 | 0 | 0 | 0 | 0 | 0 | 0 | 0 | 0 | 0 | 0 | 0 | 0 | 0 | 0 | 0 | 0 | 0 | 0
901-11 | 0 | 0 | 0 | 0 | 0 | 0 | 0 | 0 | 0 | 0 | 0 | 0 | 0 | 0 | 0 | 0 | 0 | 0
901-14 | 0 | 0 | 0 | 0 | 0 | 0 | 0 | 0 | 0 | 0 | 0 | 0 | 0 | 0 | 0 | 0 | 0 | 0
901-16 | 0 | 0 | 0 | 0 | 0 | 0 | 0 | 0 | 0 | 0 | 0 | 0 | 0 | 0 | 0 | 0 | 0 | 0
9xx | 0 | 0 | 0 | 0 | 0 | 0 | 0 | 0 | 0 | 0 | 0 | 0 | 0 | 0 | 0 | 0 | 0 | 0
Gate station | 0 | 0 | 0 | 0 | 0 | 0 | 0 | 0 | 0 | 0 | 0 | 0 | 0 | 0 | 0 | 0 | 0 | 0
Terminated | 0 | 0 | 52011 | 0 | 0 | 0 | 0 | 0 | 0 | 0 | 0 | 0 | 0 | 0 | 0 | 0 | 0 | 0
#N/A | 0 | 0 | 0 | 0 | 0 | 0 | 0 | 0 | 0 | 0 | 0 | 0 | 0 | 0 | 0 | 0 | 0 | 0
Subtotal | 3759262 | 0 | 8469423 | 537348 | 0 | 0 | 0 | 0 | 0 | 0 | 0 | 0 | 0 | 0 | 0 | 0 | 0 | 0
STL | 2 | 3 | 4 | 6 | 8 | 10 | 12 | 16 | 20 | 6 | 8 | 2 | 2 | 2 | 2 | 2 | 4 | NA
504 | 0 | 0 | 0 | 0 | 0 | 0 | 0 | 0 | 0 | 0 | 0 | 0 | 0 | 0 | 0 | 0 | 0 | 0
505 | 0 | 0 | 0 | 0 | 0 | 0 | 0 | 0 | 0 | 0 | 0 | 0 | 0 | 0 | 0 | 0 | 0 | 0
511 | 0 | 0 | 0 | 0 | 0 | 0 | 0 | 0 | 0 | 0 | 0 | 0 | 0 | 0 | 0 | 0 | 0 | 0
570 | 229519 | 0 | 1149256 | 1573651 | 0 | 0 | 0 | 0 | 0 | 0 | 0 | 0 | 0 | 0 | 0 | 0 | 0 | 0
577 | 66067 | 0 | 102317 | 0 | 0 | 0 | 0 | 0 | 0 | 0 | 0 | 0 | 0 | 0 | 0 | 0 | 0 | 0
663 | 44822526 | 885838 | 106201901 | 39855997 | 62247 | 0 | 524113 | 79284328 | 63251892 | 0 | 0 | 0 | 12979952 | 779803 | 434112 | 403666 | 2763699 | 0
664 | 0 | 0 | 0 | 0 | 0 | 0 | 0 | 0 | 0 | 0 | 0 | 0 | 0 | 0 | 0 | 0 | 0 | 0
901-01 | 0 | 0 | 0 | 0 | 0 | 0 | 0 | 0 | 0 | 0 | 0 | 0 | 0 | 0 | 0 | 0 | 0 | 0
901-02 | 0 | 0 | 0 | 0 | 0 | 0 | 0 | 0 | 0 | 0 | 0 | 0 | 0 | 0 | 0 | 0 | 0 | 0
901-03 | 0 | 0 | 0 | 0 | 0 | 0 | 0 | 0 | 0 | 0 | 0 | 0 | 0 | 0 | 0 | 0 | 0 | 0
901-06 | 0 | 0 | 0 | 0 | 0 | 0 | 0 | 0 | 0 | 0 | 0 | 0 | 0 | 0 | 0 | 0 | 0 | 0
901-07 | 0 | 0 | 0 | 0 | 0 | 0 | 0 | 0 | 0 | 0 | 0 | 0 | 0 | 0 | 0 | 0 | 0 | 0
901-08 | 0 | 0 | 0 | 0 | 0 | 0 | 0 | 0 | 0 | 0 | 0 | 0 | 0 | 0 | 0 | 0 | 0 | 0
901-09 | 0 | 0 | 0 | 0 | 0 | 0 | 0 | 0 | 0 | 0 | 0 | 0 | 0 | 0 | 0 | 0 | 0 | 0
901-10 | 0 | 0 | 0 | 0 | 0 | 0 | 0 | 0 | 0 | 0 | 0 | 0 | 0 | 0 | 0 | 0 | 0 | 0
901-11 | 0 | 0 | 0 | 0 | 0 | 0 | 0 | 0 | 0 | 0 | 0 | 0 | 0 | 0 | 0 | 0 | 0 | 0
901-14 | 0 | 0 | 0 | 0 | 0 | 0 | 0 | 0 | 0 | 0 | 0 | 0 | 0 | 0 | 0 | 0 | 0 | 0
901-16 | 0 | 0 | 0 | 0 | 0 | 0 | 0 | 0 | 0 | 0 | 0 | 0 | 0 | 0 | 0 | 0 | 0 | 0
9xx | 0 | 0 | 0 | 0 | 0 | 0 | 0 | 0 | 0 | 0 | 0 | 0 | 0 | 0 | 0 | 0 | 0 | 0
Gate station | 0 | 0 | 0 | 0 | 0 | 0 | 0 | 0 | 0 | 0 | 0 | 0 | 0 | 0 | 0 | 0 | 0 | 0
Terminated | 0 | 0 | 0 | 0 | 0 | 0 | 0 | 0 | 0 | 0 | 0 | 0 | 0 | 0 | 0 | 0 | 0 | 0
#N/A | 0 | 0 | 0 | 0 | 0 | 0 | 0 | 0 | 0 | 0 | 0 | 0 | 0 | 0 | 0 | 0 | 0 | 0
Subtotal | 45118112 | 885838 | 107453474 | 41429648 | 62247 | 0 | 524113 | 79284328 | 63251892 | 0 | 0 | 0 | 12979952 | 779803 | 434112 | 403666 | 2763699 | 0
NA | 2 | 3 | 4 | 6 | 8 | 10 | 12 | 16 | 20 | 6 | 8 | 2 | 2 | 2 | 2 | 2 | 4 | NA
504 | 0 | 0 | 0 | 0 | 0 | 0 | 0 | 0 | 0 | 0 | 0 | 0 | 0 | 0 | 0 | 0 | 0 | 0
505 | 0 | 0 | 0 | 0 | 0 | 0 | 0 | 0 | 0 | 0 | 0 | 0 | 0 | 0 | 0 | 0 | 0 | 0
511 | 0 | 0 | 0 | 0 | 0 | 0 | 0 | 0 | 0 | 0 | 0 | 0 | 0 | 0 | 0 | 0 | 0 | 0
570 | 0 | 0 | 0 | 0 | 0 | 0 | 0 | 0 | 0 | 0 | 0 | 0 | 0 | 0 | 0 | 0 | 0 | 71611
577 | 0 | 0 | 0 | 0 | 0 | 0 | 0 | 0 | 0 | 0 | 0 | 0 | 0 | 0 | 0 | 0 | 0 | 0
663 | 0 | 0 | 407218 | 0 | 0 | 0 | 0 | 0 | 0 | 0 | 0 | 0 | 0 | 0 | 0 | 0 | 0 | 33156919
664 | 0 | 0 | 0 | 0 | 0 | 0 | 0 | 0 | 0 | 0 | 0 | 0 | 0 | 0 | 0 | 0 | 0 | 0
901-01 | 0 | 0 | 0 | 0 | 0 | 0 | 0 | 0 | 0 | 0 | 0 | 0 | 0 | 0 | 0 | 0 | 0 | 0
901-02 | 0 | 0 | 0 | 0 | 0 | 0 | 0 | 0 | 0 | 0 | 0 | 0 | 0 | 0 | 0 | 0 | 0 | 178447
901-03 | 0 | 0 | 0 | 0 | 0 | 0 | 0 | 0 | 0 | 0 | 0 | 0 | 0 | 0 | 0 | 0 | 0 | 0
901-06 | 0 | 0 | 0 | 0 | 0 | 0 | 0 | 0 | 0 | 0 | 0 | 0 | 0 | 0 | 0 | 0 | 0 | 0
901-07 | 0 | 0 | 0 | 0 | 0 | 0 | 0 | 0 | 0 | 0 | 0 | 0 | 0 | 0 | 0 | 0 | 0 | 0
901-08 | 0 | 0 | 0 | 0 | 0 | 0 | 0 | 0 | 0 | 0 | 0 | 0 | 0 | 0 | 0 | 0 | 0 | 0
901-09 | 0 | 0 | 0 | 0 | 0 | 0 | 0 | 0 | 0 | 0 | 0 | 0 | 0 | 0 | 0 | 0 | 0 | 0
901-10 | 0 | 0 | 0 | 0 | 0 | 0 | 0 | 0 | 0 | 0 | 0 | 0 | 0 | 0 | 0 | 0 | 0 | 0
901-11 | 0 | 0 | 0 | 0 | 0 | 0 | 0 | 0 | 0 | 0 | 0 | 0 | 0 | 0 | 0 | 0 | 0 | 0
901-14 | 0 | 0 | 0 | 0 | 0 | 0 | 0 | 0 | 0 | 0 | 0 | 0 | 0 | 0 | 0 | 0 | 0 | 0
901-16 | 0 | 0 | 0 | 0 | 0 | 0 | 0 | 0 | 0 | 0 | 0 | 0 | 0 | 0 | 0 | 0 | 0 | 0
9xx | 0 | 0 | 0 | 0 | 0 | 0 | 0 | 0 | 0 | 0 | 0 | 0 | 0 | 0 | 0 | 0 | 0 | 178447
Gate station | 0 | 0 | 0 | 0 | 0 | 0 | 0 | 0 | 0 | 0 | 0 | 0 | 0 | 0 | 0 | 0 | 0 | 0
Terminated | 0 | 0 | 0 | 0 | 0 | 0 | 0 | 0 | 0 | 0 | 0 | 0 | 0 | 0 | 0 | 0 | 0 | 0
#N/A | 0 | 0 | 0 | 0 | 0 | 0 | 0 | 0 | 0 | 0 | 0 | 0 | 0 | 0 | 0 | 0 | 0 | 0
Subtotal | 0 | 0 | 407218 | 0 | 0 | 0 | 0 | 0 | 0 | 0 | 0 | 0 | 0 | 0 | 0 | 0 | 0 | 33585424

## Mains Lenghts
Tarriff Rate | 2 | 3 | 4 | 6 | 8 | 10 | 12 | 16 | 20 | 12,6 | 16,12,10,8 | 2&1 | 2&4 | 2, 4 & 12 | 2, 4 & 6 | 2,4 & 8 | 4&6 | NA
PE | 2 | 3 | 4 | 6 | 8 | 10 | 12 | 16 | 20 | 6 | 8 | 2 | 2 | 2 | 2 | 2 | 4 | NA
504 | 1653 | 0 | 0 | 0 | 0 | 0 | 0 | 0 | 0 | 0 | 0 | 1456 | 0 | 0 | 0 | 0 | 0 | 0
505 | 781 | 0 | 0 | 0 | 0 | 0 | 0 | 0 | 0 | 0 | 0 | 0 | 0 | 0 | 0 | 0 | 0 | 0
511 | 6108 | 0 | 34599 | 1487 | 0 | 0 | 0 | 0 | 0 | 0 | 0 | 0 | 0 | 0 | 0 | 0 | 0 | 0
570 | 145 | 0 | 0 | 0 | 0 | 0 | 0 | 0 | 0 | 0 | 0 | 0 | 0 | 0 | 0 | 0 | 0 | 0
577 | 0 | 0 | 0 | 0 | 0 | 0 | 0 | 0 | 0 | 0 | 0 | 0 | 0 | 0 | 0 | 0 | 0 | 0
663 | 19043 | 0 | 87785 | 10329 | 0 | 0 | 0 | 0 | 0 | 0 | 0 | 0 | 0 | 0 | 0 | 0 | 0 | 0
664 | 0 | 0 | 0 | 0 | 0 | 0 | 0 | 0 | 0 | 0 | 0 | 0 | 0 | 0 | 0 | 0 | 0 | 0
901-01 | 0 | 0 | 0 | 0 | 0 | 0 | 0 | 0 | 0 | 0 | 0 | 0 | 0 | 0 | 0 | 0 | 0 | 0
901-02 | 0 | 0 | 0 | 0 | 0 | 0 | 0 | 0 | 0 | 0 | 0 | 0 | 0 | 0 | 0 | 0 | 0 | 0
901-03 | 0 | 0 | 0 | 0 | 0 | 0 | 0 | 0 | 0 | 0 | 0 | 0 | 0 | 0 | 0 | 0 | 0 | 0
901-06 | 0 | 0 | 0 | 0 | 0 | 0 | 0 | 0 | 0 | 0 | 0 | 0 | 0 | 0 | 0 | 0 | 0 | 0
901-07 | 0 | 0 | 0 | 0 | 0 | 0 | 0 | 0 | 0 | 0 | 0 | 0 | 0 | 0 | 0 | 0 | 0 | 0
901-08 | 0 | 0 | 0 | 0 | 0 | 0 | 0 | 0 | 0 | 0 | 0 | 0 | 0 | 0 | 0 | 0 | 0 | 0
901-09 | 0 | 0 | 0 | 0 | 0 | 0 | 0 | 0 | 0 | 0 | 0 | 0 | 0 | 0 | 0 | 0 | 0 | 0
901-10 | 0 | 0 | 0 | 0 | 0 | 0 | 0 | 0 | 0 | 0 | 0 | 0 | 0 | 0 | 0 | 0 | 0 | 0
901-11 | 0 | 0 | 0 | 0 | 0 | 0 | 0 | 0 | 0 | 0 | 0 | 0 | 0 | 0 | 0 | 0 | 0 | 0
901-14 | 0 | 0 | 0 | 0 | 0 | 0 | 0 | 0 | 0 | 0 | 0 | 0 | 0 | 0 | 0 | 0 | 0 | 0
901-16 | 0 | 0 | 0 | 0 | 0 | 0 | 0 | 0 | 0 | 0 | 0 | 0 | 0 | 0 | 0 | 0 | 0 | 0
9xx | 0 | 0 | 0 | 0 | 0 | 0 | 0 | 0 | 0 | 0 | 0 | 0 | 0 | 0 | 0 | 0 | 0 | 0
Gate station | 0 | 0 | 0 | 0 | 0 | 0 | 0 | 0 | 0 | 0 | 0 | 0 | 0 | 0 | 0 | 0 | 0 | 0
Terminated | 0 | 0 | 2129 | 0 | 0 | 0 | 0 | 0 | 0 | 0 | 0 | 0 | 0 | 0 | 0 | 0 | 0 | 0
#N/A | 0 | 0 | 0 | 0 | 0 | 0 | 0 | 0 | 0 | 0 | 0 | 0 | 0 | 0 | 0 | 0 | 0 | 0
Subtotal | 27730 | 0 | 124513 | 11816 | 0 | 0 | 0 | 0 | 0 | 0 | 0 | 1456 | 0 | 0 | 0 | 0 | 0 | 0
STL | 2 | 3 | 4 | 6 | 8 | 10 | 12 | 16 | 20 | 6 | 8 | 2 | 2 | 2 | 2 | 2 | 4 | NA
504 | 2450 | 0 | 698 | 0 | 0 | 0 | 0 | 0 | 0 | 0 | 0 | 0 | 0 | 0 | 0 | 0 | 0 | 0
505 | 0 | 0 | 0 | 0 | 0 | 0 | 0 | 0 | 0 | 0 | 0 | 0 | 0 | 0 | 0 | 0 | 0 | 0
511 | 32183 | 2068 | 13709 | 1164 | 37922 | 0 | 0 | 0 | 0 | 0 | 0 | 0 | 20366 | 0 | 0 | 0 | 0 | 0
570 | 5284 | 0 | 28982 | 240 | 0 | 0 | 0 | 0 | 0 | 0 | 0 | 0 | 41830 | 0 | 0 | 0 | 0 | 0
577 | 46 | 0 | 1409 | 0 | 0 | 0 | 0 | 0 | 0 | 0 | 0 | 0 | 0 | 0 | 0 | 0 | 0 | 0
663 | 54313 | 0 | 237132 | 55990 | 0 | 0 | 359 | 94479 | 27904 | 0 | 0 | 0 | 103302 | 820 | 1044 | 5056 | 1980 | 0
664 | 0 | 0 | 0 | 0 | 0 | 0 | 0 | 0 | 0 | 0 | 0 | 0 | 0 | 0 | 0 | 0 | 0 | 0
901-01 | 0 | 0 | 0 | 0 | 0 | 9 | 0 | 0 | 0 | 0 | 0 | 0 | 0 | 0 | 0 | 0 | 0 | 0
901-02 | 0 | 0 | 0 | 0 | 0 | 0 | 0 | 0 | 0 | 0 | 0 | 0 | 0 | 0 | 0 | 0 | 0 | 0
901-03 | 0 | 0 | 0 | 0 | 0 | 0 | 0 | 0 | 0 | 0 | 40932 | 0 | 0 | 0 | 0 | 0 | 0 | 0
901-06 | 0 | 0 | 0 | 0 | 64455 | 0 | 0 | 0 | 0 | 0 | 0 | 0 | 0 | 0 | 0 | 0 | 0 | 0
901-07 | 0 | 0 | 0 | 0 | 0 | 0 | 0 | 0 | 0 | 28076 | 0 | 0 | 0 | 0 | 0 | 0 | 0 | 0
901-08 | 0 | 0 | 0 | 0 | 0 | 0 | 7636 | 0 | 0 | 0 | 0 | 0 | 0 | 0 | 0 | 0 | 0 | 0
901-09 | 0 | 0 | 4650 | 0 | 0 | 0 | 0 | 0 | 0 | 0 | 0 | 0 | 0 | 0 | 0 | 0 | 0 | 0
901-10 | 0 | 0 | 4917 | 0 | 0 | 0 | 0 | 0 | 0 | 0 | 0 | 0 | 0 | 0 | 0 | 0 | 0 | 0
901-11 | 0 | 0 | 0 | 0 | 0 | 0 | 0 | 0 | 0 | 0 | 0 | 0 | 1966 | 0 | 0 | 0 | 0 | 0
901-14 | 0 | 0 | 0 | 0 | 0 | 0 | 0 | 0 | 0 | 0 | 0 | 0 | 0 | 0 | 0 | 0 | 3992 | 0
901-16 | 0 | 0 | 0 | 0 | 0 | 0 | 1204 | 0 | 0 | 0 | 0 | 0 | 0 | 0 | 0 | 0 | 0 | 0
9xx | 0 | 0 | 9567 | 0 | 64455 | 9 | 8840 | 0 | 0 | 28076 | 40932 | 0 | 1966 | 0 | 0 | 0 | 3992 | 0
Gate station | 0 | 0 | 0 | 113 | 0 | 0 | 0 | 0 | 0 | 0 | 0 | 0 | 0 | 0 | 0 | 0 | 0 | 0
Terminated | 0 | 0 | 0 | 0 | 0 | 0 | 0 | 0 | 0 | 0 | 0 | 0 | 0 | 0 | 0 | 0 | 0 | 0
#N/A | 0 | 0 | 0 | 0 | 0 | 0 | 0 | 0 | 0 | 0 | 0 | 0 | 0 | 0 | 0 | 0 | 0 | 0
Subtotal | 94276 | 2068 | 301064 | 57507 | 166832 | 18 | 18039 | 94479 | 27904 | 56152 | 81864 | 0 | 169430 | 820 | 1044 | 5056 | 9964 | 0
NA | 2 | 3 | 4 | 6 | 8 | 10 | 12 | 16 | 20 | 6 | 8 | 2 | 2 | 2 | 2 | 2 | 4 | NA
504 | 0 | 0 | 0 | 0 | 0 | 0 | 0 | 0 | 0 | 0 | 0 | 0 | 0 | 0 | 0 | 0 | 0 | 0
505 | 0 | 0 | 0 | 0 | 0 | 0 | 0 | 0 | 0 | 0 | 0 | 0 | 0 | 0 | 0 | 0 | 0 | 0
511 | 0 | 0 | 0 | 0 | 0 | 0 | 0 | 0 | 0 | 0 | 0 | 0 | 0 | 0 | 0 | 0 | 0 | 0
570 | 0 | 0 | 0 | 0 | 0 | 0 | 0 | 0 | 0 | 0 | 0 | 0 | 0 | 0 | 0 | 0 | 0 | 0
577 | 0 | 0 | 0 | 0 | 0 | 0 | 0 | 0 | 0 | 0 | 0 | 0 | 0 | 0 | 0 | 0 | 0 | 0
663 | 0 | 0 | 6463 | 0 | 0 | 0 | 0 | 0 | 0 | 0 | 0 | 0 | 0 | 0 | 0 | 0 | 0 | 0
664 | 0 | 0 | 0 | 0 | 0 | 0 | 0 | 0 | 0 | 0 | 0 | 0 | 0 | 0 | 0 | 0 | 0 | 0
901-01 | 0 | 0 | 0 | 0 | 0 | 0 | 0 | 0 | 0 | 0 | 0 | 0 | 0 | 0 | 0 | 0 | 0 | 0
901-02 | 0 | 0 | 0 | 0 | 0 | 0 | 0 | 0 | 0 | 0 | 0 | 0 | 0 | 0 | 0 | 0 | 0 | 0
901-03 | 0 | 0 | 0 | 0 | 0 | 0 | 0 | 0 | 0 | 0 | 0 | 0 | 0 | 0 | 0 | 0 | 0 | 0
901-06 | 0 | 0 | 0 | 0 | 0 | 0 | 0 | 0 | 0 | 0 | 0 | 0 | 0 | 0 | 0 | 0 | 0 | 0
901-07 | 0 | 0 | 0 | 0 | 0 | 0 | 0 | 0 | 0 | 0 | 0 | 0 | 0 | 0 | 0 | 0 | 0 | 0
901-08 | 0 | 0 | 0 | 0 | 0 | 0 | 0 | 0 | 0 | 0 | 0 | 0 | 0 | 0 | 0 | 0 | 0 | 0
901-09 | 0 | 0 | 0 | 0 | 0 | 0 | 0 | 0 | 0 | 0 | 0 | 0 | 0 | 0 | 0 | 0 | 0 | 0
901-10 | 0 | 0 | 0 | 0 | 0 | 0 | 0 | 0 | 0 | 0 | 0 | 0 | 0 | 0 | 0 | 0 | 0 | 0
901-11 | 0 | 0 | 0 | 0 | 0 | 0 | 0 | 0 | 0 | 0 | 0 | 0 | 0 | 0 | 0 | 0 | 0 | 0
901-14 | 0 | 0 | 0 | 0 | 0 | 0 | 0 | 0 | 0 | 0 | 0 | 0 | 0 | 0 | 0 | 0 | 0 | 0
901-16 | 0 | 0 | 0 | 0 | 0 | 0 | 0 | 0 | 0 | 0 | 0 | 0 | 0 | 0 | 0 | 0 | 0 | 0
9xx | 0 | 0 | 0 | 0 | 0 | 0 | 0 | 0 | 0 | 0 | 0 | 0 | 0 | 0 | 0 | 0 | 0 | 0
Gate station | 0 | 0 | 0 | 0 | 0 | 0 | 0 | 0 | 0 | 0 | 0 | 0 | 0 | 0 | 0 | 0 | 0 | 0
Terminated | 0 | 0 | 0 | 0 | 0 | 0 | 0 | 0 | 0 | 0 | 0 | 0 | 0 | 0 | 0 | 0 | 0 | 0
#N/A | 0 | 0 | 0 | 0 | 0 | 0 | 0 | 0 | 0 | 0 | 0 | 0 | 0 | 0 | 0 | 0 | 0 | 0
Subtotal | 0 | 0 | 6463 | 0 | 0 | 0 | 0 | 0 | 0 | 0 | 0 | 0 | 0 | 0 | 0 | 0 | 0 | 0

## WA large customer plant
|  |  | City | Service address | District | Work Order | Service Line |  |  |  | Main Extension |  |  |  | Meter/Reg/ | Adjacent Mains/ Reg Station Work Orders | Contribution in Aid of Construction (CAIC)
Tariff Rate | Customer ID | Company Name | City | Service address | District | Work Order | Size(inches) | Material | Vintage Year | Length(feet) | main Size(inches) | main Material | main Vintage Year | main Length(feet) | Equipment Information | Adjacent Mains/ Reg Station Work Orders | Contribution in Aid of Construction (CAIC) | customer number 2 | rate | 3-peak days | Customer ID (6 digit) | volume
663 | 606 831 0000 | Petland Cemetery | Aberdeen/Aberdeen/Northwest | 10 E Wishkah RD #A Aberdeen Washington 98520 | ABE | 2086840 | 2 | PE | 5/7/97 | 173 | 2 | PE | 5/7/97 | 1874 | 11M175, R29 | 52640 |  | 6068310000 | 663 | 2197 | 606831 | 195147
511 | 550 831 0000 | Stafford Creek Correctional Facility | Aberdeen/Aberdeen/Northwest | 791 SR 105 Aberdeen Washington 98520 | ABE | 0002337 | 4 | STL | 7/9/99 | 55 | 4 | STL | 6/10/99 | 2167 | 38M125, R151, R85 | 53034 |  | 5508310000 | 511 |  | 550831 | 0
663 | 260 000 0000 | Harpo Investments Inc. | Aberdeen/Aberdeen/Northwest | 2421 Port Industrial Road Aberdeen Washington 98520 | ABE | 0000777 | 4 | STL | 12/8/68 | 31 | 2 | STL | 5/27/81 | 666 | 10" Turbo, R29,R29 | 29279 |  | 2600000000 | 663 | 1649 | 260000 | 162133
663 | 537 593 7865 | Grays Harbor Community Hospital West | Aberdeen/Aberdeen/Northwest | 915 Anderson Drive Aberdeen Washington 98520-1006 | ABE | 0000740 | 2 | PE | 6/10/95 | 37 | 2 | STL | 4/13/82 | 189 | 10000, R27 | 29606 |  | 5375937865 | 663 | 2691 | 537593 | 207456
663 | 172 922 2774 | Grays Harbor Community Hospital East | Aberdeen/Aberdeen/Northwest | 1006 N. H. Street Aberdeen Washington 98520-2521 | ABE | 0000745 | 2 | STL | 6/5/72 | 171 | 4 | STL | 6/5/72 | 451 | 16M125, R34,87 | 20323 |  | 1729222774 | 663 | 1984 | 172922 | 148224
663 | 590 000 0000 | Lakeside Industries of Aberdeen | Aberdeen/Aberdeen/Northwest | 2400 Sargent BLVD Aberdeen Washington 98520 | ABE | 0001090 | 4 | PE | 3/26/01 | 29 | 4 | PE | 2/12/01 | 26 | T-57 Turbo, R151, R151 | D0025499 |  | 5900000000 | 663 | 0 | 590000 | 76891
663 | 861 000 0000 | Sierra Pacific Industries | Aberdeen/Aberdeen/Northwest | 301 Hagara St. Aberdeen Washington 98250 | ABE | 0001872 | 4 | PE | 1/21/03 | 62 | 6 | PE | 11/5/02 | 4937 | 8"MKII Turbo, R357,357 | C0067938 | 219800 | 8610000000 | 663 | 0 | 861000 | 357090
663 | 691 000 0000 | Murphy Company | Elma/Aberdeen/Northwest | 126 Odonnel Avenue Elma Washington 98541-9439 | ABE | 0001655 | 4 | STL | 4/12/89 | 30 | 4 | STL | 4/12/89 | 1178 | 38M125, R34,85 | 34477 |  | 6910000000 | 663 | 17899 | 691000 | 2020478
663 | 902 000 0000 | Rohm & Hass Company (Dow Chemical) | Elma/Aberdeen/Northwest | 4800 State Route 12 Elma Washington 98541 | ABE | 0002250 | 4 | STL | 8/1/89 | 2 | 4 | STL | 7/11/75 | 5980 | 20M175, 2"Mooney Flowgrid, 2" Equim | 23189 |  | 9020000000 | 663 | 34024 | 902000 | 625189
663 | 670 000 0000 | Hoquiam Plywood Company Inc. | Hoquiam/Aberdeen/Northwest | 1000 Woodlawn Avenue Hoquiam Washington 98550-1140 | ABE | 2402200 | 4 | STL | 6/19/86 | 549 | 6 | STL | 10/5/68 | 2292 | 38M125, 2" Fisher, 2" Equim | 14589 |  | 6700000000 | 663 | 7322 | 670000 | 752764
663 | 080 000 0000 | Imperium Grays Harbor LLC | Hoquiam/Aberdeen/Northwest | 3122 Port Industrial Road Hoquiam Washington 98550 | ABE | 0000948 | 6 | PE | 3/12/07 | 808 | 6 | PE | 3/12/07 | 1171 | 23M125, R32,87 | C0081568 |  | 800000000 | 663 | 39221 | 080000 | 0
663 | 899 371 0656 | Paneltech | Hoquiam/Aberdeen/Northwest | 2999 John Stevens Way #G Hoquiam Washington 98550-4242 | ABE | 0001512 | 2 | STL | 10/21/96 | 18 | 2 | STL | 5/2/94 | 263 | 16M175TC, R343, R152, R87 | 46687 |  | 8993710656 | 663 | 5746 | 899371 | 699840
663 | 631 000 0000 | Ocean Protien LLC | Hoquiam/Aberdeen/Northwest | 518 22nd Street Hoquiam Washington 98550 | ABE | 0001461 | 4 | PE | 4/13/05 | 425 | 4 | PE | 4/13/05 | 694 | 8" T-60 MK-II Turbo Meter 175#, R151, R152, R85 | C0074207 |  | 6310000000 | 663 | 0 | 631000 | 727080
511 | 149 141 0000 | Grays Harbor County | Montesano/Aberdeen/Northwest | 102 Broadway Street W Montesano Washington 98563-3606 | ABE | 2450350 | 2 | STL | 9/24/71 | 144 | 2 | STL | 9/24/71 | 132 | 7M175TC B3 Rotary, R27 | 18840 |  | 1491410000 | 511 |  | 149141 | 0
511 | 888 221 0000 | Wal-Mart Stores Inc. Shelton | Shelton/Aberdeen/Northwest | 100 E Wallace Kneeland BLVD Shelton Washington 98584 | ABE | 1864660 | 2 | PE | 11/3/02 | 532 | 2 | PE | 9/13/94 | 1151 | M18TC, R27 | 46520 |  | 8882210000 | 511 |  | 888221 | 0
570 | 912 000 0000 | Washinton State Department of Corrections at Shelton | Shelton/Aberdeen/Northwest | 2321 W. Dayton-Airport road 98584-6319 | ABE | 0002335 | 4 | STL | 7/22/99 | 1216 | 4 | STL | 11/10/92 | 28919 | 38M125, R151, R152, R25 | 40981 |  | 9120000000 | 570 | 15589 | 912000 | 1149256
663 | 901 000 0000 | Mason County PUD #3 | Shelton/Aberdeen/Northwest | 2201 W. Dayton Airport Road Shelton Washington 98584 | ABE | 0001265 | 4 | STL | 12/14/01 | 85 | 4 | STL | 11/10/92 | 28919 | 16M125, R151,151 | 40981 |  | 9010000000 | 663 | 0 | 901000 | 0
663 | 211 000 0000 | Mason General Hospital | Shelton/Aberdeen/Northwest | 901 MT View Drive BLDG 1 Shelton Washington 98584-4401 | ABE | 0001302 | 2 | STL | 7/26/68 | 365 | 2 | STL | 4/23/91 | 17 | 23M125 5lb, Rock 243-B | 39870 |  | 2110000000 | 663 | 1988 | 211000 | 152914
505 | 469 722 2707 | Simpson Lumber company LLC | Shelton/Aberdeen/Northwest | 421 Front Street Shelton Washington 98584 | ABE | 1881300 | 4 | STL | 1986-02-26 | 28 | 2 | STL | NA | NA | 23M125,R151, R152, R85 | PRE-CNG |  | 4697222707 | 505 | 0 | 469722 | 0
505 | 408 424 9501 | Simpson Lumber company LLC | Shelton/Aberdeen/Northwest | 30 E Export RD Shelton Washington 98584 | ABE | 0001262 | 2 | PE | 2/13/97 | 66 | 2 | PE | 2/13/97 | 781 | 23M125,R151, R152, R85 | 52294 |  | 4084249501 | 505 | 0 | 408424 | 0
663 | 832 720 6380 | Owens-Brockway Glass Container Inc. | Kalama/Aberdeen/Northwest | 2310 N. Hendrickson RD Kalama Washington 98625 | Lon | 3130092 | 4 | STL | 7/23/08 | 59 | 2 | STL | 6/17/08 | 80 | 23M125, 25lb, R151, R360, R85 | E0084526 |  | 8327206380 | 663 | 26825 | 832720 | 3288899
663 | 420 000 0000 | Steel Scape Washington LLC | Kalama/Aberdeen/Northwest | 220 W Kalama River RD Kalama Washington 98625 | Lon | NOT IN GIS | NA | NA | NA | NA | NA | NA | NA | NA | T60175, R151,151 |  |  | 4200000000 | 663 | 42839 | 420000 | 4195861
901-14 | 150 000 0000 | Emerald Kalama Chemical LLC | Kalama/Aberdeen/Northwest | 1296 NW 3rd Avenue Kalama Washington 98625-9701 | Lon | 3150200 | 4 | STL | 9/18/95 | 249 | 4&6 | STL | 9/21/95 | 3992 | AAT140 ANSI 300 CASE CAST STEE, R (4) 3" Mooney Flowgrids | 49628, 49627 |  | 1500000000 | 901-14 | 122297 | 150000 | 0
511 | 269 541 0000 | Kelso School District | Kelso/Longview /Northwest | 1904 Allen Street Kelso Washington 98626-4803 | Lon | NOT IN GIS | NA | NA | NA | NA | NA | NA | NA | NA | 16M125, R26 |  |  | 2695410000 | 511 |  | 269541 | 0
663 | 850 000 0000 | Foster Farms | Kelso/Longview /Northwest | 1700 S. 13th Avenue Kelso Washington 98626 | Lon | 0000665 | 4 | PE | 1/19/98 | 928 | 6 | STL | 7/23/97 | 9102 | 8MKII Turbo, R151, R85 | 52828 |  | 8500000000 | 663 | 11327 | 850000 | 1172122
511 | 849 441 0000 | Mark Morris School | Longview/Aberdeen/Northwest | 1602 Mark Morris CT. Longview Washington 98632-3988 | Lon | 2720184 | 4 | STL | 11/4/77 | 18 | 4 | STL | 12/10/81 | 63 | 23M125, 2" Fisher 298 TK | 29437 |  | 8494410000 | 511 |  | 849441 | 0
511 | 949 441 0000 | R.A. Long School | Longview/Aberdeen/Northwest | 2903 Nichols BLVD Longview Washington 98632-2704 | Lon | 0001240 | 4 | STL | 2/28/78 | 184 | 8 | STL | NA | NA | 23M125, R151,R152, R85 | PRE-CNG |  | 9494410000 | 511 |  | 949441 | 0
511 | 709 441 0000 | St. John Medical Center | Longview/Aberdeen/Northwest | 600 Broadway Street Longview Washington 98632-3256 | Lon | 2820080 | 4 | STL | NA | 615 | 4 | STL | NA | NA | 16M125, R135,135 | PRE-CNG |  | 7094410000 | 511 |  | 709441 | 0
570 | 011 000 0000 | Lower Columbis College | Longview/Aberdeen/Northwest | 1600 Maple Street #B Longview Washington 98632-3907 | Lon | 0001270 | 4 | STL | 3/10/82 | 60 | 4 | STL | 12/10/81 | 63 | M8, R23 | 29437 |  | 110000000 | 570 | 1828 | 011000 | 0
Terminated | 330 000 0000 | Kemira Water Solutions Inc. | Longview/Aberdeen/Northwest | 850 3rd Avenue | Lon | 0000278 | 2 | STL | 4/24/62 | 401 | 2 | STL | NA | NA | 16M125, R135,135 | PRE-CNG |  | 3300000000 | Terminated | 0 | 330000 | 0
663 | 110 000 0000 | Lakeside Industries of Longview | Longview/Aberdeen/Northwest | 500 Tennant Way Longview Washington 98632 | Lon | 0000124 | 4 | STL | 5/1/67 | 200 | 4 | NA | 12/7/65 | 6463 | 38M125, (2)R360, (2)R383 | 82C8335 |  | 1100000000 | 663 |  | 110000 | 407218
663 | 080 404 9066 | Long View Fibre Company dba Kapstone Paper | Longview/Aberdeen/Northwest | 300 Fibre Way Longview, WA 98632 | Lon | 192344 | 6 | STL | 3/25/13 | 38 | 12 | STL | 4/6/95 | 359 | 8" orifice, 10" orifice M-13-61 8"T-60 MKII175, R406,361,406,361,330,361,521 | 43601 |  | 804049066 | 663 | 0 | 080404 | 0
663 | 611 000 0000 | Northwest hardwoods | Longview/Aberdeen/Northwest | 101 Industrial Way Longview Washington 98632-1003 | Lon | 0001331 | 4 | PE | 3/10/86 | 630 | 4 | STL | 3/10/86 | 2441 | 38M125, R151, R85 | 32846 |  | 6110000000 | 663 | 6689 | 611000 | 965154
901-16 | 411 000 0000 | Puget Sound Energy Mint Farm | Longview/Aberdeen/Northwest | 1200 Prudential BLVD Longveiw Washington 98632-9822 | Lon | 0001317 | 12 | STL | 8/1/07 | 218 | 12 | STL | 10/1/03 | 1204 | AAT230 ANSI 300 CASE CAST STEE | 59671 | 176082 | 4110000000 | 901-16 | 1057090 | 411000 | 0
663 | 971 000 0000 | ST Johns Medical Center | Longview/Aberdeen/Northwest | 1615 Delaware ST Longview Washington 98632 | Lon | 0001985 | 4 | PE | 2/23/98 | 400 | 2 | STL | 3/31/98 | 20 | 38M125, R151, R85 | 55380 |  | 9710000000 | 663 | 8484 | 971000 | 809470
901-07 | 301 000 0000 | Longview Fibre Cogen | Longview/Aberdeen/Northwest | 280 Firbre Way Longview Washington 98632-1003 | Lon | 0001215 | 6 | STL |  | 100 | 12,6 | STL |  | 28076 | 8" orifice, 10" orifice M-13-61 8"T-60 MKII175, R406,361,406,361,330,361,521 | 43601, 43600, 52828, 165130 | 85000 | 3010000000 | 901-07 |  | 301000 | 0
663 | 331 000 0000 | Northwest Pet Products Inc. (American Nutrition Inc.) | Woodland/Aberdeen/Northwest | 350 N Perkin Road Woodland Washington 98674 | Lon | NOT IN GIS | NA | NA | NA | NA | NA | NA | NA | NA | 23M DCID, R343, R85 |  |  | 3310000000 | 663 | 1658 | 331000 | 380159
663 | 881 000 0000 | Sunlight Supply Inc. | Woodland/Aberdeen/Northwest | 1560 Down River DR Woodland Washington 98674-9513 | Lon | 3060088 | 3/4 | STL | 5/26/88 | 31 | 2 | STL | 12/27/72 | 3556 | 1000, R140 | 20632 |  | 8810000000 | 663 | 668 | 881000 | 68051
511 | 741 970 0000 | Bellingham Housing Authority | Bellingham/Bellingham/Northwest | 409 York Street Bellingham Washington 98225-4844 | BEL | 1255180 | 2 | STL | 5/9/69 | 210 | 2 | PE | 9/11/96 | 248 | 7M125, R24 | 51396 |  | 7419700000 | 511 |  | 741970 | 0
511 | 021 970 0000 | Best Western Lakeway Inn | Bellingham/Bellingham/Northwest | 714 Lakeway DR Bellingham Washington 98229-6220 | BEL | 1254220 | 2 | STL | 1/24/78 | 1041 | 2 | STL | 1/24/78 | 201 | 11M175TC, R147 | 25238 |  | 219700000 | 511 |  | 021970 | 0
511 | 608 150 0000 | Haggen Inc. | Bellingham/Bellingham/Northwest | 2900 Woburn Street Bellingham Washington 98226-3865 | BEL | 0000776 | 2 | PE | 9/30/94 | 213 | 4 | PE | 9/30/94 | 724 | M18TC, R27 | 47352 |  | 6081500000 | 511 |  | 608150 | 0
511 | 002 970 0000 | Leopold Hotel LLC | Bellingham/Bellingham/Northwest | 1224 Cornwall Avenue Bellingham Washington 98225-5021 | BEL | 0029700680 | 2 | STL | 6/28/10 | 9 | 2 | STL | 6/2/11 | 2159 | 7M175TC, R29 | 174004 |  | 29700000 | 511 |  | 297000 | 0
511 | 290 970 0000 | Sehome Joint Ventures | Bellingham/Bellingham/Northwest | 255 N Forest St. Bellingham Washington 98225-5835 | BEL | 1253820 | 2 | STL | 11/17/60 | 297 | 2&4 | STL | 3/21/61 | 3819 | 1000 R142 | 10C4144 |  | 2909700000 | 511 |  | 290970 | 0
511 | 311 970 0000 | Western Washington University | Bellingham/Bellingham/Northwest | 2901 Bill McDonald PKWY Bellingham Washington 98225 | BEL | 1254090 | 2 | STL | 5/19/70 | 78 | 4 | STL | 5/13/70 | 1665 | 1000, R21 | 17783 |  | 3119700000 | 511 |  | 311970 | 0
663 | 130 000 0000 | City of Bellingham | Bellingham/Bellingham/Northwest | 200 McKenzie Ave. Bellingham Washington 98225-7039 | BEL | 1253880 | 4 | STL | 7/11/73 | 464 | 4 | STL | 7/11/73 | 927 | 38M125, R150, R22 | 21317 |  | 1300000000 | 663 | 5468 | 130000 | 348840
Terminated | 197 455 5018 | Costco Wholesale Corporation | Bellingham/Bellingham/Northwest | 4299 Meridian Street Bellingham WA 98226-5512 | BEL | 1252719 | 2 | PE | 9/12/91 | 138 | 4 | PE | 9/12/91 | 2129 | 1000, R140 | 40499 |  | 1974555018 | Terminated | 2125 | 197455 | 52011
663 | 681 000 0000 | Harry Smith Gardens | Bellingham/Bellingham/Northwest | 1265 Marine Drive Bellingham Washington 98225-8427 | BEL | 1253031 | 2 | STL | 11/25/80 | 1343 | 2 | STL | 11/22/68 | 7780 | 38M125, R151, R85 | 15313 |  | 6810000000 | 663 | 6772 | 681000 | 365700
663 | 660 000 0000 | Heath Tecna Inc. | Bellingham/Bellingham/Northwest | 3225 Woburn Street Bellingham Washington 98226-5656 | BEL | 0000800 | 4 | STL | 11/16/89 | 312 | 4 | STL | 1/16/90 | 3495 | 38M125, R150, R22 | 37554 |  | 6600000000 | 663 | 3494 | 660000 | 187036
663 | 231 000 0000 | NW Health Care Linen | Bellingham/Bellingham/Northwest | 4123 Strider Loop Belingham Washington 98226 | BEL | 0001442 | 4 | PE | 10/15/92 | 120 | 2 | PE | 8/23/91 | 1399 | 38M125, R151, R25 | 41182 |  | 2310000000 | 663 | 4504 | 231000 | 378584
663 | 181 000 0000 | ST Joseph Hospital | Bellingham/Bellingham/Northwest | 2901 Squalicum PKWY Bellingham Washington 98225-1851 | BEL | 0001987 | 4 | PE | 5/15/02 | 80 | 4 | PE | 12/20/01 | 3593 | 8" T60, R151, R85 | A0065444 |  | 1810000000 | 663 | 9034 | 181000 | 638632
663 | 081 000 0000 | ST Joseph Hospital South | Bellingham/Bellingham/Northwest | 809 E Chestnut ST Bellingham Washington 98225 | BEL | 0001986 | 2 | STL | 8/13/58 | 58 | 2&4 | STL | ? | 19504 | 23M125, 2" fisher 99-42, 2" rockwell 461-57s | 10C6599 |  | 810000000 | 663 |  | 081000 | 0
663 | 491 000 0000 | Trans Ocean Products | Bellingham/Bellingham/Northwest | 350 W.Orchard DR Belingham Washington 98225-1769 | BEL | 0002082 | 2 | PE | 6/16/89 | 24 | 4 | PE | 6/7/89 | 3292 | 16M125, R135,135 | 37150 |  | 4910000000 | 663 | 7499 | 491000 | 468986
663 | 322 000 0000 | Western Washington University | Bellingham/Bellingham/Northwest | E College PKWY Bellingham Washington 98225 | BEL | 1255970 | NA | NA | 3/12/94 | 12 | 2&4 | STL | NA | 18476 | T60175, R357, R357 | 10C7998 |  | 3220000000 | 663 | 39495 | 322000 | 1794211
901-03 | 650 000 0000 | Encogen Northwest LLC | Bellingham/Bellingham/Northwest | 915 Cornwall ST Bellingham Washington 98225 | BEL | 0000630 | 8 | STL | 1994-06-01 | 690 | 16,12,10,8 | STL | ? | 40932 | ANSI 300 AAT-140, (4)fisher 399 | 41508, 41506, 41501, 41505, 41500 |  | 6500000000 | 901-03 | 833270 | 650000 | 0
511 | 786 690 0000 | Blaine Middle School | Blaine/Bellingham/Northwest | 836 Mitchell Ave. Blaine Washington 98230 | BEL | 1492500 | 4 | PE | 7/28/86 | 312 | 4 | PE | 7/30/86 | 7590 | 38M125, 2" Mooney flowgrid, 2" Rock 461-57s | 33563 |  | 7866900000 | 511 |  | 786690 | 0
663 | 521 000 0000 | Nature's Path Foods Inc. | Blaine/Bellingham/Northwest | 2220 Natures Path Way Blaine Washington 98230 | BEL | 1499684 | 4 | PE | 11/13/98 | 109 | 4 | PE | 8/20/98 | 279 | 16M175TC, 2"flowgrid, 2"461-57s | A0085442 |  | 5210000000 | 663 | 5621 | 521000 | 444489
663 | 802 000 0000 | Pacific Growers | Blaine/Bellingham/Northwest | 9131 Markworth RD #A Blaine Washington 98230-9762 | BEL | 0002235 | 2 | STL | 9/28/88 | 408 | 2 | STL | 9/28/88 | 789 | 11M175 R29 | 36385 |  | 8020000000 | 663 | 4164 | 802000 | 193907
663 | 070 000 0000 | The Inn at Semiahmoo | Blaine/Bellingham/Northwest | 9565 Semiahmoo PKWY #A Blaine Washington 98230-9326 | BEL | 0000852 | 2 | PE | 12/17/86 | 22 | 4 | PE | 10/20/86 | 22110 | 16M125, 2" AMER Axial Flow | 33216 |  | 700000000 | 663 | 3240 | 070000 | 0
663 | 602 000 0000 | Van Wingerden Greenhouses | Blaine/Bellingham/Northwest | 8210 Portal Way Blaine Washington 98230-9735 | BEL | 1291800 | 2 | STL | 12/16/80 | 161 | 4 | STL | 12/16/80 | 1552 | 16M175, R343, 2"461-57s | 28563 |  | 6020000000 | 663 | 9782 | 602000 | 478238
511 | 417 590 0000 | Mt. Baker School District | Deming/Bellingham/Northwest | 4936 Deming RD Deming Washington 98244 | BEL | 1481600 | 1 | STL | 8/26/67 | 3 | 2 | STL | 7/28/67 | 3577 | 16M125TC, R34, R87 | 12840 |  | 4175900000 | 511 |  | 417590 | 0
663 | 690 000 0000 | EPL Feeds LLC of Everson | Everson/Bellingham/Northwest | 5996 Lawrence Road Everson Washington 98247-9586 | BEL | 0001120 | 2 | STL | 2/7/69 | 232 | 2&4 | STL | 12/10/68 | 4995 | 7M175TC, R227 | 14484 |  | 6900000000 | 663 | 0 | 690000 | 0
663 | 461 000 0000 | Selco Lumber | Everson/Bellingham/Northwest | 7205 Mission Road Everson Washington 98247 | BEL | 1377668 | 4 | PE | 10/22/92 | 568 | 4 | PE | 10/22/92 | 1162 | T57175, R151,151 | 43134 |  | 4610000000 | 663 | 4454 | 461000 | 320821
663 | 911 000 0000 | The Ostrom Company | Everson/Bellingham/Northwest | 7334 Goodwin Road Everson Washington 98247-9466 | BEL | 0001370 | 2 | STL | 12/30/81 | 1801 | 2 | STL | 12/30/81 | 2821 | M-18TC, (2) 2" Equim 243RPC | 29329 |  | 9110000000 | 663 | 3782 | 911000 | 247704
511 | 740 280 0000 | Ferndale High School | Ferndale/Bellingham/Northwest | 5830 Golden Eagle Drive Ferndale Washington 98248 | BEL | 1270630 | 2 | STL | 8/13/69 | 504 | 2&4 | STL | 11/9/62 | 16547 | 16M125, Fisher 99, Rock 57 | 14C5521 |  | 7402800000 | 511 |  | 740280 | 0
511 | 789 380 0000 | Silver Reef Casino | Ferndale/Bellingham/Northwest | 4876 Haxton Way Ferndale Washington 98248-9130 | BEL | 1281031 | 2 | PE | 4/22/05 | 749 | 4 | PE | 1/4/02 | 2679 | M21TC, R29 | A0066229 |  | 7893800000 | 511 |  | 789380 | 0
511 | 740 280 0000 | Vista View Elementary | Ferndale/Bellingham/Northwest | 6051 Vista Drive Ferndale Washington 98248 | BEL | 1278913 | 2 | STL | 9/1/93 | 571 | 4 | STL | 1/18/93 | 1015 | M18TC, R27 | 43767 |  | 7402800000 | 511 |  | 740280 | 0
663 | 400 000 0000 | Absorption Corporation (Healthy Pet) | Ferndale/Bellingham/Northwest | 6960 Salashan PKWY Ferndale Washington 98248 | BEL | 1289966 | 4 | STL | 5/29/03 | 357 | 4 | STL | 5/29/03 | 753 | 16M125, R343, RB4020 | A0069999 |  | 4000000000 | 663 | 2119 | 400000 | 7331380
663 | 920 000 0000 | Cargill Financial Service Center of Ferndale | Ferndale/Bellingham/Northwest | 5744 3rd Avenue Ferndale Washington 98248 | BEL | 1298345 | 2 | STL | 5/4/83 | 34 | 2&4 | STL | 11/9/62 | 16547 | 23M125, R32, R87 | 14C5521 |  | 9200000000 | 663 | 1128 | 920000 | 116767
663 | 140 000 0000 | Chemco Inc. | Ferndale/Bellingham/Northwest | 4191 Grandview Road Ferndale Washingotn 98248-8540 | BEL | 0000405 | 4 | STL | 4/6/82 | 672 | 4 | STL | 4/6/82 | 246 | 6" T-30 MK-II Turbo Meter, 175, R34, R87 | 29520 |  | 1400000000 | 663 | 0 | 140000 | 126154
663 | 361 000 0000 | Metri zie Inc. (Sauder Mouldings Inc.) | Ferndale/Bellingham/Northwest | 5575 Nordic Way #A Ferndale Washington 98248 | BEL | 0001810 | 2 | PE | 11/28/89 | 383 | 2 | STL | 1/29/86 | 1533 | 11M175, R147 | 33116 |  | 3610000000 | 663 | 2234 | 361000 | 185094
663 | 564 900 5035 | Whatcome Builders | Ferndale/Bellingham/Northwest | 4950 Labounty Road Ferndale Washington 98248 | BEL | 1279313 | 4 | PE | 5/24/04 | 107 | 4 | PE | 8/11/08 | 937 | 6" Turo, (2) Rock 441-57S | A0084051 |  | 5649005035 | 663 | 0 | 564900 | 224305
901-06 | 720 000 0000 | Phillips 66 Company | Ferndale/Bellingham/Northwest | 3901 Unick RD Ferndale Washington 98248-9003 | BEL | 0000190 | 8 | HP STL | pre 1979 | 1051 | 8 | STL | pre 1979 | 64455 | 12" T-140 MK-II Turbo Meter 220, No regulator | 14C1344 |  | 7200000000 | 901-06 | 440170 | 720000 | 0
901-08 | 451 000 0000 | PSE - Whitehorn | Ferndale/Bellingham/Northwest | 4570 Brown Road Ferndale, WA 98248 | BEL | 1284820 | 12 | STL |  | 23 | 12 | STL |  | 7636 |  | 26956 |  | 4510000000 | 901-08 | 16260 | 451000 | 0
663 | 522 000 0000 | Darigold Inc. (101 Lynden) | Lynden/Bellingham/Northwest | 8424 Depot Road Lynden Washington 98264-1400 | BEL | 1350500 | 4 | STL | 10/5/77 | 297 | 4 | STL | NA | NA | (2)T-60 MK-II Turbo meter, 175, R360, R360 | PRE-CNG |  | 5220000000 | 663 | 14202 | 522000 | 3968361
663 | 702 000 0000 | Van Wingerden Warehouse #G | Lynden/Bellingham/Northwest | 8421 Bob Hall RD #G-House Lynden Washington 98264-9171 | BEL | 1327017 | 2 | PE | 1/24/02 | 190 | 2 | PE | 1/18/02 | 1980 | 7M175, R29 | A0066365 |  | 7020000000 | 663 | 5924 | 702000 | 338582
663 | 785 490 0000 | Great Western Lumber Company | Nooksack/Bellingham/Northwest | 7636 Goodwin Road Nooksack Washington 98276-9999 | BEL | 0000840 | 2 | STL | 9/3/63 | 411 | 2 | STL | 8/29/63 | 732 | 16M125, 2" Fisher 99-45, 2" Rock 461-575 | 16C7000 |  | 7854900000 | 663 | 1441 | 785490 | 0
663 | 640 000 0000 | Elenbass Company (EPL Feeds LLC) | Sumas/Bellingham/Northwest | 411 W. Front Street Sumas Washington 98295-9603 | BEL | 0000482 | 2 | PE | 9/18/97 | 111 | 4 | STL | 9/5/86 | 2037 | 11M175, R147 | 32082 |  | 6400000000 | 663 | 1343 | 640000 | 174132
663 | 970 000 0000 | IKO Pacific Inc. | Sumas/Bellingham/Northwest | 850 W Front Street Sumas Washington 98295 | BEL | 0000945 | 4 | PE | 2/6/98 | 483 | 4 | PE | 2/6/98 | 2383 | 38M125, R151, R85 | 52810 |  | 9700000000 | 663 | 8066 | 970000 | 1499226
577 | 731 000 0000 | Olympic College | Bremerton/Bremerton/Northwest | 16th & Chester St. Bremerton Washington 98310 | BRE | 0001465 | 2 | STL | 6/15/68 | 88 | 4 | STL | 12/13/67 | 678 | 23M125, R32, R87 | 13615 |  | 7310000000 | 577 |  | 731000 | 0
663 | 460 000 0000 | Harrison Medical Center Bremerton | Bremerton/Bremerton/Northwest | 2520 Cherry Avenue Bremerton Washington 98310 | BRE | 0000785 | 4 | STL | 7/1/71 | 469 | 2 | STL | 3/3/72 | 320 | 38M125,2" Fisher 99-43, 2" Rock 461-57S | 19796 |  | 4600000000 | 663 | 8995 | 460000 | 604041
663 | 280 000 0000 | Naval Hospital Bremerton | Bremerton/Bremerton/Northwest | Naval Hospital Boone Road Bremerton Washington 98312 | BRE | 2001121 | 4 | STL | 1982-06-21 | 84 | 4 | STL | 6/16/82 | 2914 | 38M125,2" Fisher 99-43, 2" Rock 461-57S | 29462 |  | 2800000000 | 663 | 6666 | 280000 | 501600
663 | 351 000 0000 | United States Navy Steam Plant Bremerton Washington | Bremerton/Bremerton/Northwest | 1400 Farragut Avenue #Steam Plant Bremerton Washington 98314 | BRE | 0001625 | 6 | STL | 4/11/96 | 6 | 6 | STL | 4/11/96 | 1188 | AAT140 ANSI 600 CASE CAST STEE, (4) 4" Mooney Flowgrid, 4" AMER Axial Flow Relief | 47760 |  | 3510000000 | 663 |  | 351000 | 7939664
663 | 721 000 0000 | United States Navy Undersea Warfare | Keyport/Brimerton/Northwest | 610 Dowell Street Keyport Washington 98345-7610 | BRE | NOT IN GIS | NA | NA | NA | NA | NA | NA | NA | NA | 8" T-60 MK-II Turbo Meter 175, R 360,383,360,383 |  |  | 7210000000 | 663 | 11097 | 721000 | 458302
570 | 022 000 0000 | Washington Veterans Home | Port Orchars/Bremerton/Northwest | 1141 Beach Dr. E. Port Orchard Washington 98366 | BRE | 0002340 | 4 | STL | 11/10/83 | 803 | 2&4 | STL | 9/18/64 | 41830 | T30/35, R147 | 22C6318 |  | 220000000 | 570 | 6102 | 022000 | 0
663 | 560 000 0000 | harrison Medical Center Silverdale | Silverdale/Bremerton/Northwest | 1800 Myhre Road Silverdale Washington 98383 | BRE | 0000787 | 2 | PE | 10/18/99 | 542 | 2 | PE | 10/18/99 | 220 | M18TC, R27 | 57459 |  | 5600000000 | 663 | 2069 | 560000 | 169872
663 | 921 000 0000 | United States Navy Submarine Base | Silverdale/Bremerton/Northwest | 3696 NW Mountain View RD Silverdale Washington 98383 | BRE | NOT IN GIS | NA | NA | NA | NA | NA | NA | NA | NA | 8" T-60 MK-II Turbo Meter 720, R 330, 361, 85 |  |  | 9210000000 | 663 | 53195 | 921000 | 3576848
663 | 4986710000 | Columbia School District High School | Burbank/Burbank/Central | 787 Maple Street Burbank Washington 99323 | KEN | 4800749 | 2 | PE | 1/27/00 | 127 | 2 | STL | 2/10/67 | 3520 | 7M175, R27 | 12301 |  | 4986710000 | 663 | 932 | 498671 | 21398
663 | 798 671 0000 | Columbia School District Middle and Elementary Schools | Burbank/Burbank/Central | 987 Maple Street Burbank Washington 99323 | KEN | NOT IN GIS | NA | NA | NA | NA | NA | NA | NA | NA | 7M175, R27 |  |  | 7986710000 | 663 | 1416 | 798671 | 32358
663 | 940 000 0000 | Tyson Fresh Meats Inc. | Burbank/kennewick/Central | 13983 Dodd Road Burbank Washington 99323 | KEN | 0000489 | 4 | STL | 10/7/70 | 220 | 4 | STL | 2/24/80 | 525 | T90 175# CASE ALUMINUM, (2) 2" Amer Axial Flow | 00123 |  | 9400000000 | 663 | 38930 | 940000 | 4133926
663 | 291 000 0000 | Tessenderlo Kerley Inc. | Kennewick/Kennewick/Central | 233807 E Straightbank Rd Kennewick Washington 99337 | KEN | NOT IN GIS | NA | NA | NA | NA | NA | NA | NA | NA | 11M175 non TC, |  |  | 2910000000 | 663 | 3597 | 291000 | 346953
511 | 618 671 0000 | Red Lion Hotel | Kennewick/Kennewick/Central | 2525 N 20th Ave. Pasco Washington 99301-3305 | KEN | NOT IN GIS | NA | NA | NA | NA | NA | NA | NA | NA | R10000, (2) 2" 243-RPC-8, R24 |  |  | 6186710000 | 511 |  | 618671 | 0
511 | 193 661 0000 | Southridge High School | Kennewick/Kennewick/Central | 3520 Southridge Blvd. Kennewick Washington 99338 | KEN | 1936610257 | 4 | PE | 2/12/96 | 782 | 4 | PE | 2/21/96 | 4950 | 23M125, R32,87 | 48232 |  | 1936610000 | 511 |  | 193661 | 0
511 | 665 661 0000 | Stimson Lane LTD | Kennewick/Kennewick/Central | STE Michelle Wine Estates LTD 178810 Columbia Crest DR Kennewick WA 99336 | KEN | NOT IN GIS | NA | NA | NA | NA | NA | NA | NA | NA | 16M125, R135,135 |  |  | 6656610000 | 511 |  | 665661 | 0
511 | 771 951 0000 | Wal-Mart Stores Inc. Kennewick | Kennewick/Kennewick/Central | 2720 S Quinlan St Kennewick Washington 99336 | KEN | NOT IN GIS | NA | NA | NA | NA | NA | NA | NA | NA | M18TC, R29 |  |  | 7719510000 | 511 |  | 771951 | 0
570 | 120 000 0000 | Benton County Facilities | Kennewick/Kennewick/Central | 7122 W. Okanogan Place #A Kennewick Washington 99336-2359 | KEN | 4650392 | 2 | PE | 9/4/96 | 598 | 2 | PE | 9/4/96 | 145 | M15TC, R27 | 51558 |  | 1200000000 | 570 | 3282 | 120000 | 458967
663 | 600 000 0000 | Agrium US Inc. | Kennewick/Kennewick/Central | 227515 E. Bowles Road Kennewick Washingotn 99337-8673 | KEN | 4500176 | 4 | STL | 12/31/08 | 2242 | 4 | STL | 12/31/08 | 647 | 16M125, R 151,363,151,363 | 161298 |  | 6000000000 | 663 | 7369 | 600000 | 276126
663 | 6945800229 | Costco Utility Kennewick | Kennewick/Kennewick/Central | 8505 W Guage Blvd Kennewick Washington 99336-8120 | KEN | 4553610 | 2 | PE | 11/1/99 | 351 | 2 | PE | 11/3/99 | 1468 | M18TC, R29 | 57558 |  | 6945800229 | 663 | 2401 | 694580 | 76129
663 | 580 000 0000 | J Lieb Foods LLC | Kennewick/Kennewick/Central | 10 E Bruneau Avenue Kennewick WA 99336-3772 | KEN | 4606854 | 4 | STL | 6/18/97 | 155 | 2 | STL | 2/28/68 | 1184 | T57175, R333,360,85 | 14332 |  | 5800000000 | 663 | 17275 | 580000 | 410869
663 | 675 906 8937 | Kennewick General Hospital | Kennewick/Kennewick/Central | 3810 Plaza Way (CUP) Kennewick Washington 99338 | KEN | NOT IN GIS | NA | NA | NA | NA | NA | NA | NA | NA | 38M125, (2) R151 |  |  | 6759068937 | 663 | 452 | 675906 | 235603
663 | 880 000 0000 | Kennewick General Hospital | Kennewick/Kennewick/Central | 900 S. Aubrn Street Kennewick Washington 99336-5621 | KEN | 0001030 | 2 | STL | 7/9/69 | 444 | 2 | STL | 7/9/69 | 576 | 16M125, R34,87 | 16224 |  | 8800000000 | 663 | 1699 | 880000 | 108987
663 | 980 000 0000 | Kennewick General Hospital | Kennewick/Kennewick/Central | 900 S. Auburn Street #A fKennewick Washington 99336-5621 | KEN | 0001031 | 2 | STL | 11/4/93 | 101 | 4 | STL | NA | NA | AL5000, R227 | FISH |  | 9800000000 | 663 | 792 | 980000 | 79796
663 | 261 000 0000 | Sandvik Special Metals | Kennewick/Kennewick/Central | 43507 Piert Road Kennewick Washington 99337 | KEN | 4500106 | 2 | STL | 1/20/68 | 309 | 4 | STL | 7/8/69 | 1784 | 16M125, R34,87 | 16255 |  | 2610000000 | 663 | 3199 | 261000 | 123952
663 | 122 000 0000 | Conagra Foods Lamb Weston Paterson (Watts Brothers Frozen Foods) | Kennewick/Kennewick/Central | 187107 S Watts RD Kennewick Washington 99336 | KEN | 4652125 | 4 | PE | 6/12/97 | 1070 | 4 | PE | 6/12/97 | 13972 | 23M232, R32,87 | 52150 |  | 1220000000 | 663 | 693 | 122000 | 518610
663 | 342 813 4511 | Wycoff Farms Inc. | Kennewick/Kennewick/Central | 168688 State Route 221 Kennewick Washington 99336 | KEN | NOT IN GIS | NA | NA | NA | NA | NA | NA | NA | NA | T30/35ANSI300, (2) R151 |  | 657220 | 3428134511 | 663 | 0 | 342813 | 579388
663 | 002 000 0000 | Twin City Foods Inc. | Pasco/Kennewick/Central | 5405 Industrial Way Pasco Washington 99301 | KEN | 0002097 | 4 | BOTH | 2/13/98 | 305 | 4 | STL | 11/19/98 | 721 | T60175, R151,152,85 | 56050 |  | 20000000 | 663 | 630 | 200000 | 0
511 | 718 671 0000 | Columbia Basin College | Pasco/Kennewick/Central | 2600 N 20th Ave Pasco Washington 99301-3379 | KEN | 4800398 | 2 | STL | 11/6/86 | 519 | 6 | STL | NA | NA | 38M125, R34,85 | PRE-CNG |  | 7186710000 | 511 |  | 718671 | 0
511 | 0 | Syngenta | Pasco/Kennewick/Central | 5516-B Industrial Way, Pasco, WA 99301 | KEN | 4801404 | 2 | PE | 1/27/09 | 937 | 4 | PE | 1/27/09 | 486 | 7M175TC, (2) R135 | 161240 |  |  | 511 | 0 |  | 0
511 | 336 487 8602 | Timken Motor & Crane Services LLC | Pasco/Kennewick/Central | 4224 E. B Street #B Pasco Washington 99301 | KEN | 7009408328 | 4 | PE | 5/19/15 | 300 | 2 | PE | 6/27/01 | 1420 | 16M175TC, (2) R135 | 59544 |  | 3364878602 | 511 |  | 336487 | 0
511 | 941 271 0000 | Wal-Mart Stores Inc. Pasco | Pasco/Kennewick/Central | 4820 Road 68 Pasco Washington 99301 | KEN | 4694329 | 2 | PE | 6/28/05 | 130 | 4 | PE | 5/16/05 | 1460 | 16M175TC, (2) R135 | D0077582 | 125000 | 9412710000 | 511 |  | 941271 | 0
663 | 820 000 0000 | Bybee Foods LLC | Pasco/Kennewick/Central | 1825 Commercial Avenue Pasco Washington 99301-9533 | KEN | 4801399 | 2&4 | BOTH | 5/30/06 | 1121/50 | 2 | STL | 5/30/06 | 1903 | 38M125, R151,152,25 | D0080137 | 76676 | 8200000000 | 663 | 149 | 820000 | 58632
663 | 228 734 7983 | Commercial Fueling, LLC | Pasco/Kennewick/Central | 2021 N Commercial Ave. Pasco WA 99302 | KEN | 5784244919 | 2 | STL | 5/13/14 | 18 | 2 | STL | 5/13/14 | 4986 | 11M175 non TC, (2) R135 | 208908 |  | 2287347983 | 663 | 987 | 228734 | 132155
663 | 519 170 1685 | Oregon Potato Company | Pasco/Kennewick/Central | 400 Commercial Avenue Pasco Washington 99301 | KEN | 4742391 | 2 | PE | 10/9/07 | 568 | 2 | STL | 5/24/89 | 1986 | 11M175, R147 | 35509 |  | 5191701685 | 663 | 3642 | 519170 | 261340
663 | 831 000 0000 | Our Lady of Lourdes Hospital | Pasco/Kennewick/Central | 520 N 4th Avenue Pasco Washington 99301-5257 | KEN | 0001470 | 2 | STL | 7/1/83 | 137 | 4 | STL | 5/23/56 | NA | 16M125, R34,87 | FISH |  | 8310000000 | 663 | 3916 | 831000 | 242541
663 | 071 000 0000 | Pasco Processing LLC | Pasco/Kennewick/Central | 5815 Industrial Way Pasco Washington 99301 | KEN | 0001887 | 4 | PE | 6/28/95 | 270 | 4 | PE | 6/28/95 | 945 | 38M125, R151,85 | 48957 |  | 710000000 | 663 | 27387 | 071000 | 0
663 | 751 000 0000 | Resers Fine Foods | Pasco/Kennewick/Central | 5310 Industrial Way Pasco Washington 99301 | KEN | 0001658 | 2&4 | BOTH | 11/19/98 | 189 | 4 | STL | 11/19/98 | 721 | T57175, R151,152,85 | 56050 |  | 7510000000 | 663 | 17270 | 751000 | 1325372
663 | 390 000 0000 | Western States Asphalt | Pasco/Kennewick/Central | 3152 Selph Landing Road Pasco Washington 99301-8840 | KEN | 0001060 | 4 | PE | 5/22/97 | 107 | 4 | PE | 5/22/97 | 9638 | 23M125, R151,152,484 | 49479 |  | 3900000000 | 663 | 5675 | 390000 | 510591
663 | 981 000 0000 | Syngenta Seeds Inc. | Pasco/Kennewick/Central | 5516 Industrial Way #A Pasco Washington 99301 | KEN | 4801405 | 4 | PE | 1/27/09 | 40 | 4 | PE | 1/27/09 | 486 | T30/35, R347,360,85 | 161240 |  | 9810000000 | 663 | 0 | 981000 | 175352
663 | 551 540 8812 | Tri-Cities Grain LLC | Pasco/Kennewick/Central | 600 Tank Farm Road Pasco Washington 99301 | KEN | 0736875029 | 4 | PE | 9/11/12 | 1765 | 8 | STL | NA | NA | 38M125, R151,360,85 | 01C4776 | 30400 | 5515408812 | 663 | 2362 | 551540 | 62247
901-10 | 740 000 0000 | Lamb Weston Inc. Pasco | Pasco/Kennewick/Central | 960 Glade Road North Pasco Washington 99301 | KEN | 0000485 | 4 | STL | 4/9/90 | 225 | 4 | STL | 7/22/66 | 4917 | T60175, (2) R151 | 11097, 27994 |  | 7400000000 | 901-10 | 105646 | 740000 | 0
663 | 502 000 0000 | Grain Handling Inc. | PlymouthKennewick/Central | 190801 Plymouth Industrial Road Plymouth Washington 99346 | KEN | 4653008 | 2 | STL | 4/29/83 | 346 | 4 | STL | 8/27/80 | 4112 | T18ANSI300, (2)R330 | 28141 | 100000 | 5020000000 | 663 | 32 | 502000 | 399431
663 | 091 000 0000 | TestAmerica laboratories Inc. | Richland/Kennewick/Central | 2800 George Washington Way Richland Washington 99352-1613 | KEN | 4950090 | 2 | STL | 1/13/82 | 213 | 6 | STL | 7/30/66 | 1164 | 11M175, R227 | 11181 |  | 910000000 | 663 | 3494 | 091000 | 0
511 | 596 381 0000 | Battelle RTL | Richland/Kennewick/Central | 2955 George Washington Way, Richland, WA, 99352-1614 | KEN | 4950092 | 4 | STL | 7/30/66 | 1016 | 6 | STL | 7/30/66 | 1164 | 16M125, R34,87 | 11181 |  | 5963810000 | 511 |  | 596381 | 0
511 | 798 002 0000 | Tree Fruit Experiment Station | Richland/Kennewick/Central | 1100 N Western STA Wenatchee, WA 98801-1230 | KEN | 5851177 | 2 | STL | 9/6/63 | 177 | 4 | STL | 10/5/62 | 1100 | 11M Rotary, R147 | 30C5426 |  | 7980020000 | 511 |  | 798002 | 0
511 | 0 | Chief Joseph Middle School | Richland/Kennewick/Central | 504 Wilson Street, Richland Washington, 99352 | KEN | 4950137 | 2 | STL | 9/2/80 | 352 | 4 | STL | 10/4/94 | 725 | 11M175, R227 | 47406 |  |  | 511 | 0 |  | 0
511 | 0 | Department of Energy Pacific Northwest National Laboratory | Richland/Kennewick/Central | 700 Horn Rapids Road Richland Wa. 99354 | KEN | 4950149 | 4 | PE | 8/4/09 | 376 | 4 | PE | 8/5/09 | 1630 | 11M175, (2)R135 | 161296 |  |  | 511 | 0 |  | 0
511 | 777 381 0000 | GSA Fin Div Utilities Unit | Richland/Kennewick/Central | 825 Jadwin Ave. Richland WA 99352-3562 | KEN | 4950210 | 4 | STL | 11/6/64 | 313 | 4 | STL | 11/6/64 | 385 | 38M125, 99-181, 461-57S | 55C3213 |  | 7773810000 | 511 |  | 777381 | 0
511 | 2273810009 | Richland School District 450 Hanford Street Building J 99352 | Richland/Kennewick/Central | Richland School District 450 Hanford Street Building J 99352 | KEN | 4950172 | 2 | PE | 3/7/06 | 87 | 2 | STL | 3/7/06 | 361 | 10000, R27 | D0079716 |  | 2273810009 | 511 |  | 227381 | 0
511 | 496 381 0000 | Unitech Services Group Inc. | Richland/Kennewick/Central | 2424 Robertson Ave. Richland Washington 99352-5310 | KEN | 4950091 | 4 | PE | 7/14/93 | 249 | 4 | PE | 7/14/94 | 5363 | 16M175, (2) R135 | 44244 |  | 4963810000 | 511 |  | 496381 | 0
511 | 471 871 0000 | Wal-Mart Stores Inc. richland | Richland/Kennewick/Central | 2801 Duportail St. Richland Washington 99352 | KEN | 4840751 | 2 | PE | 4/26/01 | 133 | 2 | PE | 5/31/01 | 815 | 7M175, R29 | 59399 |  | 4718710000 | 511 |  | 471871 | 0
663 | 100 000 0000 | Areva NP Inc. | Richland/Kennewick/Central | 2101 Horn Rapids RD Richland Washington 99354-5102 | KEN | 4950063 | 2 | PE | 3/22/00 | 247 | 2 | PE | 3/21/00 | 1482 | 7M175, (2) R135 | 58320 |  | 1000000000 | 663 | 1908 | 100000 | 1797825
663 | 810 000 0000 | Batelle EMSL | Richland/Kennewick/Central | 3345 Q Avenue Richland Washington 99352 | KEN | 0000140 | 4 | PE | 11/1/95 | 9 | 4 | PE | 11/7/95 | 3089 | 38M125, R34,85 | 48891 |  | 8100000000 | 663 | 0 | 810000 | 143467
663 | 210 000 0000 | Batelle RRC Government | Richland/Kennewick/Central | 900 Battelle Boulevard Richland Washington 99354 | KEN | NOT IN GIS | NA | NA | NA | NA | NA | NA | NA | NA | 38M125, R34,85 |  |  | 2100000000 | 663 | 11925 | 210000 | 683075
663 | 860 000 0000 | Granite Construction Inc. Richland | Richland/Kennewick/Central | 2090 Robertson Road Richland Washington 99352 | KEN | 3273405307 | 2 | PE | 10/18/12 | 1420 | 4 | STL | 9/10/08 | 767 | 7M175, R227 | D0084967 | 45000 | 8600000000 | 663 |  | 860000 | 115727
663 | 680 000 0000 | Johnson Controls Inc. | Richland/Kennewick/Central | Cypress Gate Highway 4 Richland Washington 99352 | KEN | 4950126 | 6 | STL | 9/23/97 | 30 | 6 | STL | 9/23/97 | 28830 | 38M125, (2) R330, (2) R360 | 53238 |  | 6800000000 | 663 | 14582 | 680000 | 383142
663 | 780 000 0000 | Kadlec Regional Medical Center | Richland/Kennewick/Central | 888 Swift BLVD Richland Washington 99352-3514 | KEN | 4950151 | 2 | PE | 11/30/01 | 112 | 4 | STL | 8/4/00 | 147 | 38M125, R34,85 | 59586 |  | 7800000000 | 663 | 10189 | 780000 | 541548
663 | 990 000 0000 | Lamb Weston Inc. Richland | Richland/Kennewick/Central | 2013 Saint Street Richland Washington 99352-5302 | KEN | 0001135 | 4 | STL | 8/2/72 | 1136 | 6 | STL | 8/12/72 | 2695 | T90175, 1098, R85 | 20050 |  | 9900000000 | 663 | 79164 | 990000 | 6739265
663 | 051 000 0000 | Penwest Foods Company | Richland/Kennewick/Central | 216 University Richland Washington 99352-5500 | KEN | 4950080 | 2 | PE | 11/1/94 | 59 | 4 | PE | 3/29/94 | 2914 | 38M125, 99-41, 441-57S | 45551 |  | 510000000 | 663 | 6982 | 051000 | 0
663 | 541 000 0000 | Perma-Fix Northwest | Richland/Kennewick/Central | 2025 Battelle BLVD. Richland Washington 99352 | KEN | 4950130 | 2 | PE | 2/25/98 | 200 | 4 | STL | 3/24/98 | 8883 | 7M175 (2) R135 | 54408 |  | 5410000000 | 663 | 4264 | 541000 | 97238
663 | 641 000 0000 | Perma-Fix Northwest | Richland/Kennewick/Central | 2025 Battelle BLVD. Richland Washington 99352 | KEN | 4950127 | 4 | PE | 11/5/99 | 435 | 4 | PE | 11/22/99 | 636 | 16M175, (2) R135 | 57761 |  | 6410000000 | 663 | 6829 | 641000 | 268794
663 | 363 783 0970 | US Linen and Uniform | Richland/Kennewick/Central | 1106 Harding Street Richland Washington 99352-4214 | KEN | 4950170 | 2 | STL | 8/25/61 | 115 | 4 | STL | NA | NA | 11M175, R147 | PRE-CNG |  | 3637830970 | 663 | 809 | 363783 | 172552
511 | 878 491 0000 | YMCA Of Walla Walla | Walla Walla/Kennewick/Central | 340 S Park Street Walla Walla Washington 99362 | Wal | 5390430 | 2 | PE | 7/19/96 | 256 | 2 | STL | 7/8/66 | 15661 | 7M175, R227 | 11116 |  | 8784910000 | 511 |  | 878491 | 0
570 | 812 000 0000 | Washington State Penitentiary | Walla Walla/Kennewick/Central | 1505 N. 13th Ave. VOC AUTO Walla Walla Washington 99362 | Wal | 8120000991 | 6 | STL | 9/13/06 | 6 | 6 | STL | 9/13/06 | 240 | T60175, (2)R151 | M0080259 |  | 8120000000 | 570 | 29510 | 812000 | 1573651
663 | 440 000 0000 | Cliffstar Corporation | Walla Walla/Kennewick/Central | 1164 Dell Avenue Walla Walla Washington 99362-1053 | Wal | 5390253 | 4 | STL | 8/30/62 | 454 | 4 | STL | 8/25/82 | 345 | 56M125, R99-181, 441-57S | 30151 |  | 4400000000 | 663 | 2568 | 440000 | 299261
663 | 760 000 0000 | Granite Construction Walla Walla | Walla Walla/Kennewick/Central | 1430 Dell Avenue Walla Walla Washington 99362-1054 | Wal | 5231162 | 4 | PE | 6/12/08 | 423 | 4 | PE | 10/6/94 | 1229 | T60MKIITurbo, 9@) R448, (2) R361 | 46733 |  | 7600000000 | 663 | 0 | 760000 | 0
663 | 281 000 0000 | ST Mary Medical Center | Walla Walla/Kennewick/Central | 401 W Poplar ST #A Walla Walla Washington 99362 | Wal | 5180205 | 4 | PE | 8/6/02 | 210 | 3 | STL | 7/18/56 | NA | 38M125, 2" Mooney, 2"Actavis | FISH |  | 2810000000 | 663 | 9158 | 281000 | 420006
663 | 012 000 0000 | Veterans Administration Medical Center | Walla Walla/Kennewick/Central | 77 Wainwright DR Walla Walla Washington 99362-3975 | Wal | 5390503 | 4 | STL | 9/4/80 | 80 | 4 | STL | 9/4/80 | 765 | T30/35, (2) R151 | 189130 |  | 120000000 | 663 | 4515 | 012000 | 0
663 | 212 000 0000 | Walla Walla General Hospital | Walla Walla/Kennewick/Central | 1025 S. 2nd Avenue Walla Walla Washington 99362-4116 | Wal | 5390457 | 2 | STL | 11/5/75 | 69 | 2 | STL | 11/11/75 | 413 | 11M175, R29 | 23912 |  | 2120000000 | 663 | 2184 | 212000 | 137540
663 | 822 000 0000 | Whitman College | Walla Walla/Kennewick/Central | 712 Penrose Avenue Walla Walla Washington 99362 | Wal | 5390295 | 4 | STL | 8/28/63 | 54 | 4 | STL | 10/1/63 | 156 | 38M125, (2)461-57S | 50C6957 |  | 8220000000 | 663 | 8459 | 822000 | 252669
901-09 | 620 000 0000 | Boise White Paper, L.L.C. | Wallula/Kennewick/Central | 31831 W. Highway 12 Wallula Washington 99363 | Wal | 0000180 | 4 | STL |  | 1815 | 4 | STL |  | 4650 | Pipeline Meter | 18137, 15798 |  | 6200000000 | 901-09 | 226600 | 620000 | 0
663 | 500 000 0000 | Chemtrade Solutions LLC (Formerly General Chemical Corp) | Anacortes/Mt. Vernon/Northweat | 8579 North Texas Road Anacortes Washington 98221-8360 | MTV | 0000061 | 2 | STL | 5/19/58 | 113 | 4 | STL | 9/21/94 | 2496 | 38M125, R151,85 | 44413 |  | 5000000000 | 663 | 16055 | 500000 | 2422248
663 | 180 000 0000 | Island Hospital | Anacortes/Mt. Vernon/Northweat | 1211 24th Street Anacortes Washington 98221-2590 | MTV | 0000952 | 2 | STL | 8/29/91 | 173 | 2 | STL | ? | 135 | 16M175, R34,87 | 56753 |  | 1800000000 | 663 | 1971 | 180000 | 147191
663 | 621 153 6358 | Shell Oil Products Equilon Enterprises (Linde Hydrogen Facility) | Anacortes/Mt. Vernon/Northweat | 8738 Texas Road Anacortes Washington 98221 | MTV | 4086545446 | 4 | STL | 11/16/12 | 68 | 16 | STL | 5/7/92 | 43344 | T18ANSI300, (2)R330, (2) R371 | 40000 |  | 6211536358 | 663 | 47578 | 621153 | 10476233
663 | 391 000 0000 | Shell (Oil Products) Puget Sound Refinery | Anacortes/Mt. Vernon/Northweat | 8505 South Texas Road Anacortes Washington 98221-9340 | MTV | GG002454 | 6 | STL | 10/25/02 | 585 | 16 | STL | 5/7/92 | 43344 | T140ANSI 300, (2) R383 | 40000 |  | 3910000000 | 663 | 498670 | 391000 | 68806205
664 | 591 000 0000 | Shell Oil Products (Hydrogen Plant) | Anacortes/Mt. Vernon/Northweat | 8581 S. Texas Road Anacortes Washington 98221-9340 | MTV | NOT IN GIS | NA | NA | NA | NA | NA | NA | NA | NA | T18ANSI300, (2) R330 |  | 64660 | 5910000000 | 664 | 111514 | 591000 | 0
663 | 481 000 0000 | Sugiyo USA Inc. | Anacortes/Mt. Vernon/Northweat | 3200 T Avenue Anacortes Washington 98221-3496 | MTV | 0002005 | 2 | STL | 3/20/87 | 276 | 2 | STL | 3/20/87 | 1548 | 16M125, R34,87 | 34554 |  | 4810000000 | 663 | 2341 | 481000 | 228977
663 | 961 000 0000 | Tesoro Refining and Marketing | Anacortes/Mt. Vernon/Northweat | 10200 S March Point RD Anacortes Washington 98221-8662 | MTV | 0001880 | 8 | STL | ? | 11 | 4 | STL | 9/22/88 | 1237 | T140ANSI300, (2) R383 | 35840 |  | 9610000000 | 663 | 637420 | 961000 | 63091740
663 | 102 000 0000 | Trident Seafood Corp | Anacortes/Mt. Vernon/Northweat | 1400 4th ST Anacortes Washington 98221-1532 | MTV | 0150195 | 2 | PE | 2012 | 190 | 2 | STL | 12/15/66 | 183 | 16M175, R29,135 | 12274 |  | 1020000000 | 663 | 3917 | 102000 | 292109
901-01 | 111 000 0000 | Shell Puget Sound (March Point Cogen) | Anacortes/Mt. Vernon/Northweat | 8507 S. Texas RD. Anacortes Washington 98221-9340 | MTV | 0016002 | 10 | STL | 3/18/94 | 5 | 10 | STL | 5/7/92 | 9 | T140ANSI 300, (2) R383 | 150020 |  | 1110000000 | 901-01 | 751460 | 111000 | 0
511 | 289 800 0000 | Anacortes School District #103 Senior High School | Anacortes/Mt. Vernon/Northwest | 1600 20th Street, Anacortes, WA 98221-2361 | MTV | 0150160 | 4 | STL | 2012-11-01 | 106 | 4 | STL | 7/1/59 | 1197 | 16M125 Rotary (Base Mounted) R34, R87 | 11C2660 |  | 2898000000 | 511 |  | 289800 | 0
663 | 360 000 0000 | Arlington Dry KILNS LLC | Arlington/Mt. Vernon/Northwest | 19406 68th Drive NE Arlington Washington 98223-7404 | MTV | 0005780 | 4 | STL | 6/17/77 | 320 | 4 | STL | 4/15/67 | 3419 | 23M125, R32,87 | 12411 |  | 3600000000 | 663 | 5083 | 360000 | 318601
663 | 001 999 277 | Seattle Galvanizing Co. Inc. | Arlington/Mt. Vernon/Northwest | 6010 199th Street NE, Arlington WA 98223 | MTV | 6069510855 | 2 | PE | 3/20/14 | 202 | 2 | PE | 2/10/97 | 982 | 7M175, (2)R135 | 52079 |  | 1999277 | 663 |  | 199927 | 0
663 | 310 000 0000 | Stella-Jones Corp | Arlington/Mt. Vernon/Northwest | 6520 188th ST NE Arlington Washington 98223-8707 | MTV | 0000127 | 4 | STL | 6/9/81 | 1071 | 4 | STL | 4/15/67 | 3419 | 16M125, R34,87 | 12411 |  | 3100000000 | 663 | 142 | 310000 | 1210649
#N/A | 0 | #N/A | Bow/Mt. Vernon/Northwest | 5984 Darrk Lane, Bow, WA,98232 | MTV | NOT IN GIS | NA | NA | NA | NA | NA | NA | NA | NA | 16M175, R151,360,347,360 |  | 2663250 | #N/A | #N/A |  | #N/A | 0
663 | 341 000 0000 | Pacific Woodtech LVL Corporation | Bulington/Mt Vernon/Northwest | 1868 Park Lane Burlington Washington 98233-4630 | MTV | 0001492 | 4 | PE | 3/9/99 | 348 | 4 | PE | 5/29/96 | 3366 | T30/35175, R25 | 50123 |  | 3410000000 | 663 | 11096 | 341000 | 692293
511 | 004 410 0000 | Burlington-Edison High School | Burlington/Mt. Vernon/Northwest | 301 N Burlington Blvd Burlington Washington 98233-1028 | MTV | 0290132 | 2 | STL | 10/10/58 | 158 | 2 | STL | 10/10/58 | 1293 | 10000, R29 | 13C2154 |  | 44100000 | 511 |  | 441000 | 0
511 | 193 410 0000 | Cargill Financial Services | Burlington/Mt. Vernon/Northwest | 16939 SR 20 Burlington Washington 98233-9621 | MTV | 0290100 | 2 | STL | 8/8/74 | 101 | 2 | STL | 12/2/82 | 2596 | 16M125, (2)R135 | 30126 |  | 1934100000 | 511 |  | 193410 | 0
663 | 517 489 4113 | Costco Utility Burlington | Burlington/Mt. Vernon/Northwest | 1725 S. Burlington Blvd. Burlington Washington 98233 | MTV | 0210933 | 2 | PE | 6/26/00 | 68 | 2 | STL | 4/4/00 | 1079 | 7M175, R27 | 58242 |  | 5174894113 | 663 | 1688 | 517489 | 58291
663 | 551 000 0000 | Puget Sound Energy Fredonia | Burlington/Mt. Vernon/Northwest | 14254 Ovenell Road Burlington Washington 98233 | MTV | 0290075 | 16 | STL | 1980 | 51 | 2 | STL | 1/8/90 | 352 | T230 ANSI 300, (2)R397 | 38139 |  | 5510000000 | 663 | 136080 | 551000 | 28957460
511 | 653 530 0000 | Little Mountain Elementary | Mt. Vernon/Mt. Vernon/Northwest | 1420 S Laventure Road Mount Vernon Washington 98273 | MTV | 0560540 | 2 | PE | 4/16/97 | 217 | 2 | PE | 9/29/95 | 596 | 16M175, R58,25 | 49087 |  | 6535300000 | 511 |  | 653530 | 0
511 | 169 920 0000 | Mount Vernon High School | Mt. Vernon/Mt. Vernon/Northwest | 314 N 9th Street #A Mount Vernon Washjington 98273 | MTV | 0488496 | 2 | PE | 9/27/04 | 155 | 2 | STL | 5/21/63 | 314 | 38M125, R34,85 | 71C6743 |  | 1699200000 | 511 |  | 169920 | 0
511 | 543 730 0000 | Skagit Valley Community College | Mt. Vernon/Mt. Vernon/Northwest | 2405 E. College Way Mount Vernon Washington 98273-5821 | MTV | 0580178 | 2 | STL | 7/11/63 | 441 | 4 | STL | NA | NA | 16M125, 99-45, r25 | PRE-CNG |  | 5437300000 | 511 |  | 543730 | 0
511 | 813 720 0000 | Wal-Mart Stores Inc. Mount Vernon | Mt. Vernon/Mt. Vernon/Northwest | 2301 Freeway Drive Mount Vernon Washington 98273 | MTV | 0462945 | 4 | PE | 4/10/01 | 35 | 4 | PE | NA | NA | 16M175, (2) R135 | 163384 |  | 8137200000 | 511 |  | 813720 | 0
663 | 050 000 0000 | Draper Valley Farms | Mt. Vernon/Mt. Vernon/Northwest | 1000 Jason Lane Mount Vernon Washington 98279 | MTV | 0000490 | 4 | STL | 11/24/71 | 441 | 4 | STL | 10/26/62 | 6427 | 16M175, R343,25 | 71C1227 |  | 500000000 | 663 | 2236 | 050000 | 0
663 | 431 000 0000 | Northwest Horticulture LLC | Mt. Vernon/Mt. Vernon/Northwest | 14113 River Bend Road Mount Vernon Washington 98273-7288 | MTV | 0001448 | 4 | PE | 12/9/98 | 654 | 4 | PE | 1/23/98 | 5424 | T30/35, R(2)R151 | 54175 |  | 4310000000 | 663 | 16272 | 431000 | 643325
663 | 859 520 0000 | Sierra Pacific Industries | Mt. Vernon/Mt. Vernon/Northwest | 14353 McFarland RD Mount Vernon Washington 98273-8232 | MTV | NOT IN GIS | NA | NA | NA | NA | NA | NA | NA | NA | T60175, (2) R151,(2) R360 |  |  | 8595200000 | 663 | 0 | 859520 | 341828
663 | 171 000 0000 | Skagit Valley Hospital | Mt. Vernon/Mt. Vernon/Northwest | 1415 E Kinvaid St. Mount Vernon Washington 98274-4126 | MTV | NOT IN GIS | NA | NA | NA | NA | NA | NA | NA | NA | T30/35, R34,86 |  | 30000 | 1710000000 | 663 | 8744 | 171000 | 691447
663 | 271 000 0000 | Skagit Gardens Inc. #1 | Mt. Vernon/Mt. Vernon/Northwest | 3112 Old 99 South RD GRNHSE Mount Vernon Washington 98273-9069 | MTV | 0001895 | 2 | STL | 11/6/00 | 213 | 2 | STL | 4/22/70 | 2450 | 16M125, fisher 99, 461-57S | 17519 |  | 2710000000 | 663 | 8127 | 271000 | 249376
663 | 371 000 0000 | Skagit Gardens Inc. #2 | Mt. Vernon/Mt. Vernon/Northwest | 1717 Old 99 South RD Mount Vernon Washington 98273-9069 | MTV | 0001900 | 2 | STL | 12/6/90 | 11 | 4 | STL | 10/17/84 | 4492 | 16M125, R343,25 | 31272 |  | 3710000000 | 663 | 5952 | 371000 | 90173
663 | 359 609 8223 | Skagit Gardens #3 | Mt. Vernon/Mt. Vernon/Northwest | 14207 River Bend Road Mount Vernon Washington 98273-7288 | MTV | 0460140 | 1 | PE | 7/21/99 | 80 | 4 | PE | 1/23/98 | 5424 | 10000, R29 | 54175 |  | 3596098223 | 663 | 1875 | 359609 | 26193
663 | 312 000 0000 | Northwest Hardwoods Inc. (Washington Alder LLC) | Mt. Vernon/Mt. Vernon/Northwest | 13421 Farm to Market Road Mount Vernon Washington 98273-8273 | MTV | 0290378 | 3/4 & 1 | BOTH | 8/26/98 | 38/266 | 2 | STL | 1/25/82 | 6835 | 38M125, R34,85 | 29141 |  | 3120000000 | 663 | 4255 | 312000 | 709795
663 | 712 000 0000 | Washington Bulb Co. Inc. | Mt. Vernon/Mt. Vernon/Northwest | 16031 Beaver Marsh RD Mount Vernon Washington 98279-8804 | MTV | 0002323 | 2 | STL | 1/21/81 | 153 | 4 | STL | 1/20/81 | 11047 | T60175, R151,85 | 28370 |  | 7120000000 | 663 | 14086 | 712000 | 658168
570 | 321 000 0000 | Naval Hospital Oak Harbor | Oak Harbor/Mt Vernon/Northwest | Naval Hospital B-993 NAS Whidby Island Oak Harbor Washington 98277-8853 | MTV | 0648005 | 2 | STL | 6/20/89 | 259 | 2 | STL | 2/6/87 | 4345 | AL5000, R29 | 33831 |  | 3210000000 | 570 | 1931 | 321000 | 131605
663 | 010 000 0000 | United States Navy Ault field | Oak Harbor/Mt Vernon/Northwest | Naval Air Station Oak Harbor Washington 98227 | MTV | NOT IN GIS | NA | NA | NA | NA | NA | NA | NA | NA | T60175, R151,151 |  |  | 100000000 | 663 | 20925 | 010000 | 0
511 | 956 594 3375 | Janicki Industries | Sedro Woolley/Mt Vernon/Northwest | 1476 E. Moore Street Sedro Woolley Washington 98284 | MTV | 0300700 | 4 | PE | 2014-11-12 | 492 | 2 | STL | 1/5/81 | 154 | 3M175, R227 | 28825 | 133650 | 9565943375 | 511 |  | 956594 | 0
511 | 161 910 0000 | Sedro-Woolley High School | Sedro Woolley/Mt Vernon/Northwest | 1310 3rd St. Sedro Woolley Washington 98284 | MTV | 0370140 | 2 | STL | 11/2/72 | 139 | 3 | STL | 4/2/59 | 2068 | 16M125, R34,87 | 12C2074 |  | 1619100000 | 511 |  | 161910 | 0
511 | 131 000 0000 | State of Washington D.E.S. (North Cascades Gateway Center) | Sedro Woolley/Mt Vernon/Northwest | 803 Fruitdale RD Sedro Woolley Washington 98284-9211 | MTV | NOT IN GIS | NA | NA | NA | NA | NA | NA | NA | NA | 16M125,(2) R151 |  |  | 1310000000 | 511 |  | 131000 | 0
511 | 0 | Washington State, Department of Administration Office of State Procurement North Cascades Gateway center | Sedro Woolley/Mt Vernon/Northwest | 24876 Charles Jones Mem Cir. #5 Sedro Woolley, WA 98284-5044 | MTV | NOT IN GIS | NA | NA | NA | NA | NA | NA | NA | NA | Account not active |  |  |  | 511 | 0 |  | 0
663 | 4020000000 | United General Hospital | Sedro Woolley/Mt Vernon/Northwest | SR 20 Sedro Wooley, WA 98284 | MTV | NOT IN GIS | NA | NA | NA | NA | NA | NA | NA | NA | Romet 20M,2" fisher 99, 2"Rock 461-57S |  |  | 4020000000 | 663 | 3016 | 402000 | 221557
511 | 929 440 0000 | Josephine Sunset Home | Standwood/Mt Vernon/Northwest | 9901 272ND PL NW Stanwood Washington 98292-7449 | MTV | 0683300 | 2 | STL | 1/3/74 | 100 | 2 | STL | 9/2/71 | 300 | 11M175, R147 | 19462 |  | 9294400000 | 511 |  | 929440 | 0
511 | 705 640 0000 | Stanwood High School | Standwood/Mt Vernon/Northwest | 7400 272nd St. NW Stanwood Washington 98292-7410 | MTV | 0697000 | 2 | STL | 3/12/71 | 132 | 4 | STL | 12/31/70 | 3410 | 11M175, R147 | 17520 |  | 7056400000 | 511 |  | 705640 | 0
663 | 991 000 0000 | Twin City Foods Inc. | Standwood/Mt Vernon/Northwest | 10120 269th PL NW Stanwood Washington 98292 | MTV | 0690001 | 4 | PE | 2/3/97 | 157 | 4 | PE | 2/5/97 | 221 | 10000, R27 | 52033 |  | 9910000000 | 663 | 1508 | 991000 | 134602
511 | 759 812 0000 | Ace Hardware Corporation | Moxee/Yakima/Central | 7702 Duffield Road Moxee Washington 98936-9372 | YAK | 6493428 | 4 | PE | 11/7/05 | 726 | 4 | PE | 11/5/05 | 880 | T60175, R151,441-57S | P0078575 |  | 7598120000 | 511 |  | 759812 | 0
663 | 710 000 0000 | Kronos Micronutrients LP | Moxee/Yakima/Central | 301 W. Charron Road Moxee Washington 98936-9392 | YAK | 0000135 | 2 | STL | 6/7/82 | 142 | 4 | STL | 4/12/82 | 35119 | 23M125, R32,87 | 29775 |  | 7100000000 | 663 | 1532 | 710000 | 3611338
663 | 851 000 0000 | Roy Farms | Moxee/Yakima/Central | 401 Walters Road Moxee Washington 98936-9775 | YAK | 6490112 | 4 | PE | 2012-11-01 | 2214 | 4 | PE | 3/6/85 | 1354 | 38M125, R32,87 | 222188 |  | 8510000000 | 663 | 0 | 851000 | 121101
663 | 951 000 0000 | Roy Farms | Moxee/Yakima/Central | 1045 Desmarais Road Moxee Washington 98936-9717 | YAK | 6490160 | 4 | PE | 7/18/08 | 372 | 4 | STL | 4/12/82 | 35119 | T60175, 2" Mooney,441-57S | 29775 |  | 9510000000 | 663 | 0 | 951000 | 155001
663 | 061 000 0000 | Roy Farms | Moxee/Yakima/Central | 2700 Faucher Road Moxee Washington 98936-9741 | YAK | 6490130 | 2 | STL | 7/15/82 | 492 | 4 | STL | 4/12/82 | 35119 | T30/35175, R25 | 29775 |  | 610000000 | 663 | 0 | 061000 | 0
577 | 432 000 0000 | Yakima Valley School | Selah/Yakima/Central | 709 Speyers RD Selah Washington 98942-1052 | YAK | 6420145 | 2&4 | STL | 9/10/63 | 569 | 4 | STL | 3/5/82 | 731 | 16M175, (2) R25 | K0067597 |  | 4320000000 | 577 | 1298 | 432000 | 102317
663 | 623 322 0000 | Monson Fruit Company | Selah/Yakima/Central | 252 N Rushmore Road Selah Washington 98942 | YAK | 6554637 | 2 | PE | 8/14/97 | 586 | 4 | PE | 8/14/97 | 1202 | 16M125, R34,87 | 53319 |  | 6233220000 | 663 | 1541 | 623322 | 75731
663 | 648 234 0449 | Sun-Rype Products USA | Selah/Yakima/Central | 1 S Railroad Avenue Selah Washington 98942 | YAK | 6420101 | 1.25 | STL | 5/19/92 | 180 | 6 | STL | 11/20/70 | 1058 | 11M175, R29 | 18209 |  | 6482340449 | 663 | 7895 | 648234 | 791989
663 | 791 000 0000 | Tree Top Imc. | Selah/Yakima/Central | 101 S. Railroad Avenue Selah Washington 98942 | YAK | 6420110 | 4 | STL | 9/14/60 | 48 | 6 | STL | 11/20/70 | 1058 | 38M125, R34,85 | 18209 |  | 7910000000 | 663 | 5425 | 791000 | 0
663 | 891 000 0000 | Tree Top Inc. | Selah/Yakima/Central | 205 S Railroad Avenue Selah Washington 98942 | YAK | 6420111 | 4 | STL | 7/30/95 | 47 | 6 | STL | 11/20/70 | 1058 | 38M125, R34,85 | 18209 |  | 8910000000 | 663 | 17934 | 891000 | 3431781
663 | 422 000 0000 | International Paper Union Gap (Wayerhaeuser) | Union Gap/Yakima/Central | 660 W. Ahtanum Road Union Gap Washington 98903-1860 | YAK | NOT IN GIS | NA | NA | NA | NA | NA | NA | NA | NA | 38M125, 1098, 441-57S |  |  | 4220000000 | 663 |  | 422000 | 652425
663 | 187 792 7860 | Costco Utility Bills | Union Gap/Yakima/Central | 2310 Longfibre Ave. Union Gap Washington 98903 | YAK | 6142681 | 2 | PE | 10/9/07 | 311 | 6 | PE | 10/9/07 | 614 | 23M125, R32,87 | P0083031 |  | 1877927860 | 663 | 2484 | 187792 | 0
511 | 552 212 7113 | Columbia Reach Pack (Chiawana Inc.) | Yakima/Yakima/Central | 3107 River Road Yakima, WA 98902 | YAK | 6203648 | 1 | STL | 6/14/71 | 29 | 2 | STL | 6/16/71 | 242 | 11M175, R147 | 19197 |  | 5522127113 | 511 |  | 552212 | 0
511 | 347 712 0000 | Davis High School | Yakima/Yakima/Central | 212 South 6th Avenue Yakima Washington 98902 | YAK | NOT IN GIS | NA | NA | NA | NA | NA | NA | NA | NA | 16M175, R27 |  |  | 3477120000 | 511 |  | 347712 | 0
511 | 346 712 0000 | Wal-Mart Stores Inc. Yakima | Yakima/Yakima/Central | 1600 East Chestnut Ave Yakina Washington 98901 | YAK | 6350392 | 2 | STL | 9/14/94 | 498 | 2 | STL | 2/17/82 | 1814 | 16M175, (2) R135 | 29653 |  | 3467120000 | 511 |  | 346712 | 0
511 | 131 202 0000 | Wal-Mart Stores Inc. Yakima | Yakima/Yakima/Central | 6600 W Nob Hill Blvd Yakima Washington 98908 | YAK | 6001066 | 4 | PE | 7/14/09 | 726 | 4 | PE | 7/14/09 | 628 | AL5000, R140 | 165830 |  | 1312020000 | 511 |  | 131202 | 0
511 | 894 359 8194 | Washington Fruit and Produce Company | Yakima/Yakima/Central | 1007 River Road Yakima Washington 98902 | YAK | 6061001 | 2 | PE | 6/3/10 | 84 | 4 | PE | 5/18/01 | 855 | 16M175,(2) R135 | 58590 |  | 8943598194 | 511 |  | 894359 | 0
511 | 077 712 0000 | Yakima Medical Laundry | Yakima/Yakima/Central | 1819 W J ST Yakima Wasington 98902-1227 | YAK | 0000355 | 1.25 | STL | 6/12/80 | 60 | 2 | STL | 9/17/79 | 611 | 23M175, R151,365,474 | 27059 |  | 777120000 | 511 |  | 077712 | 0
577 | 132 000 0000 | YMCA Of Yakima | Yakima/Yakima/Central | 5 N Naches Avenue Yakima Washington 98901-2712 | YAK | 0002560 | 2 | STL | 1/2/58 | 50 | 2 | STL | 2/6/75 | 46 | 10000, R27 | 23577 |  | 1320000000 | 577 | 1244 | 132000 | 66067
663 | 540 000 0000 | Cintas Corporation | Yakima/Yakima/Central | 930 N 5th Avenue Yakima Washington 98902 | YAK | 0000477 | 2&4 | PE | 11/10/98 | 32 | 2, 4 & 6 | STL | 1/31/57 | 1044 | AL5000, R227 | 212629 |  | 5400000000 | 663 | 2934 | 540000 | 434112
663 | 530 000 0000 | Del Monte Corporation Yakima | Yakima/Yakima/Central | 108 W. Walnut Street Yakima Washington 98902-3443 | YAK | 0000300 | 4 | STL | 5/17/73 | 40 | 2, 4 & 12 | STL | 5/18/73 | 820 | 38M125R34, 85 | 21246 |  | 5300000000 | 663 | 8093 | 530000 | 779803
663 | 570 000 0000 | Hopps Extract Corp of America | Yakima/Yakima/Central | 305 N 2nd Avenue Yakima Washington 98902-2626 | YAK | 5211745 | 2 | STL | 5/18/62 | 9 | 2 | STL | 5/18/62 | 673 | T18175, R343,87 | 50C5356 |  | 5700000000 | 663 | 2115 | 570000 | 169655
663 | 160 000 0000 | John I Haas Inc. | Yakima/Yakima/Central | 1112 N. 6th Avenue Yakima Washington 98902-1350 | YAK | NOT IN GIS | NA | NA | NA | NA | NA | NA | NA | NA | 16M125, (2)R151 |  |  | 1600000000 | 663 | 3498 | 160000 | 395606
663 | 501 000 0000 | Longview Fibre Company, Yakima | Yakima/Yakima/Central | 2001 Longfibre Avenue Yakima Washington 98901 | YAK | 0001221 | 4 | STL | 4/27/93 | 93 | 4 | STL | 6/19/95 | 712 | 38M125, R34, 85 | 48853 |  | 5010000000 | 663 | 247330 | 501000 | 851067
663 | 311 000 0000 | Michelsen Packaging Company | Yakima/Yakima/Central | 922 N. 1st Avenue Yakima Washington 98902 | YAK | 0001305 | 4 | BOTH | 10/7/09 | 348 | 4 | STL | NA | NA | 38M125, R151,152,85 | FISH |  | 3110000000 | 663 | 20208 | 311000 | 2067416
663 | 561 000 0000 | Seneca Foods Corporation | Yakima/Yakima/Central | 2418 River Road Yakima Washington 98902-1131 | YAK | 0001855 | 2 | PE | 12/14/86 | 8 | 4 | PE | 7/19/05 | 200 | 16M125, (2)R135 | 60525 |  | 5610000000 | 663 | 3014 | 561000 | 355494
663 | 771 000 0000 | Yakima Regional Medical Center | Yakima/Yakima/Central | 110 S 9th Avenue Yakima Washington 98902 | YAK | 0001980 | 4 | STL | 11/26/74 | 59 | 12 | STL | NA | NA | T30/35, R330,365,85 | FISH |  | 7710000000 | 663 | 10463 | 771000 | 524113
663 | 332 000 0000 | Yakima Valley Memorial Hospital | Yakima/Yakima/Central | 2811 Tieton DR Yakima Washington 98902-3761 | YAK | 0002600 | 4 | STL | 5/10/89 | 27 | 4 | STL | NA | NA | 16M125, (2)R151 | FISH |  | 3320000000 | 663 |  | 332000 | 504804
504 | 236 499 7904 | Yakima Valley Memorial Hospital | Yakima/Yakima/Central | 822 N. 39th Avenue Yakima Washington 98902 | YAK | 6351108 | NA | PE | 7/20/99 | 606 | 2 | PE | 8/25/97 | 1653 | 3M175, R227 | 53771 |  | 2364997904 | 504 | 8953 | 236499 | 12113
511 | 478 142 4410 | FruitSmart Inc. | Grandview/Yakima/Central | 201 N. Euclid Road, Grandview, WA 98930 | YAK | 4160357 | 4 | PE | 2015-05-06 | 298 | 4 | STL | 5/28/71 | 882 | 23M232, (2)R135 | 18264 |  | 4781424410 | 511 |  | 478142 | 0
663 | 222 000 0000 | Welch Food Inc. | Grandview/Yakima/Central | Birch Avenue Grandview Washington 98930 | YAK | NOT IN GIS | NA | NA | NA | NA | NA | NA | NA | NA | T60175, R360,517 |  |  | 2220000000 | 663 | 18219 | 222000 | 1595934
663 | 232 000 0000 | Welch Food Inc. | Grandview/Yakima/Central | 401 Avenue B Grandview Washington 98930-1622 | YAK | 4170125 | 4 | STL | 5/19/71 | 263 | 4 | STL | 5/28/71 | 882 | T60175, (2)R151 | 18264 |  | 2320000000 | 663 | 7794 | 232000 | 449661
663 | 876 083 7943 | Wyckoff Farms Inc. | Grandview/Yakima/Central | 1415 Pleasant Ave. Grandview Washington 98930 | YAK | 8080529678 | 4 | PE | 4/21/15 | 317 | 2 | PE | 3/28/13 | 1351 | 16M175 (2) R135 | 200316 |  | 8760837943 | 663 |  | 876083 | 113746
663 | 030 000 0000 | Cargill Financial Service Center of Granger | Granger/Yakima/Central | 700 Ruehl Way Granger Washington 98932 | YAK | 0000226 | 4 | PE | 6/1/99 | 738 | 4 | PE | NA | NA | 11M175, R147 | 56585 |  | 300000000 | 663 | 2783 | 030000 | 0
663 | 761 000 0000 | Shonan U S A Inc. | Granger/Yakima/Central | 702 Wallace Way Granview Washington 98930 | YAK | 0001865 | 2 | STL | 11/7/89 | 191 | 4 | STL | 7/9/93 | 161 | Romet 20M, R151,152,461-57S | 44833 |  | 7610000000 | 663 | 5697 | 761000 | 450625
663 | 221 000 0000 | The JM Smucker Company | Granger/Yakima/Central | 100 Forsell RD Grandview Washington 98930 | YAK | NOT IN GIS | NA | NA | NA | NA | NA | NA | NA | NA | 38M125, 1098, 441-57S |  |  | 2210000000 | 663 | 5634 | 221000 | 990487
663 | 490 000 0000 | Milne Fruit Products | Prosser/Yakima/Central | 804 Bennett Avenue Prosser Washington 99350 | YAK | 0001080 | 4 | BOTH | 6/29/61 | 133 | 4 | STL | 6/17/58 | 210 | 38M125, R151, 85 | 47C1961 |  | 4900000000 | 663 | 15864 | 490000 | 2316348
663 | 661 000 0000 | Tree Top Inc. Prosser | Prosser/Yakima/Central | 2780 Lee Road Prosser Washington 99350 | YAK | 0001860 | 4 | STL | 8/10/64 | 165 | 2 | STL | 12/18/80 | 768 | T60175, (2)R151 | 28376 |  | 6610000000 | 663 | 35331 | 661000 | 3508825
663 | 770 000 0000 | Independent Food Processors (Seneca) | Sunnyside/Yakima/Central | 1525 S. 4th Street Sunnyside Washington 98944 | YAK | 0000890 | 2 | STL | 1/15/90 | 640 | 2,4 & 8 | STL | 3/29/95 | 5056 | 38M125, R34,85 | 47208 |  | 7700000000 | 663 | 4160 | 770000 | 403666
511 | 038 151 0000 | Sunnyside Community Hospital | Sunnyside/Yakima/Central | 1016 Tacoma Ave. Sunnyside Washington 98944 | YAK | 4040235 | 2 | STL | 8/5/57 | 84 | 2 | STL | 9/25/70 | 1721 | 11M175, R227 | 18071 |  | 381510000 | 511 |  | 038151 | 0
663 | 021 000 0000 | Valley Processing Inc. | Sunnyside/Yakima/Central | 108 E Blaine Avenue Sunnyside Washington 98944 | YAK | 0001381 | 2 | STL | 10/8/93 | 50 | 2&4 | STL | 7/7/67 | 242 | T30/35, (2) R151 | 13201 | 147454 | 210000000 | 663 | 2414 | 021000 | 0
663 | 121 000 0000 | Valley processing #3 | Sunnyside/Yakima/Central | 119 E Blaine Sunnyside Washington 98944 | YAK | 0001382 | 4 | PE | 3/14/00 | 190 | 2 | STL | 11/30/63 | 225 | 38M175 2" fisher, R85 | 42C7189 |  | 1210000000 | 663 |  | 121000 | 1010998
663 | 374 678 8016 | Yakima Chief Inc. | Sunnyside/Yakima/Central | 555 W Sout Hill RD Sunnyside Washington 98944 | YAK | 4061235 | 2 | PE | 8/25/98 | 481 | 2 | PE | 8/25/98 | 2658 | AL5000, R29 | 55667 |  | 3746788016 | 663 | 1892 | 374678 | 119750
663 | 622 000 0000 | Darigold Inc. (102 Sunnyside) | Sunnyside/Yakima/Central | 400 Alexander RD Sunnyside Washington 98944 | YAK | 0002502 | 4 | STL | 10/22/91 | 112 | 4&6 | STL | 10/22/91 | 1980 | T60175 (2) R151 | 40426 |  | 6220000000 | 663 | 20640 | 622000 | 2763699
663 | 412 000 0000 | Washington Beef LLC | Toppenish/Yakima/Central | 42 Fort Road Toppenish Wasington 98948-9801 | YAK | 4340112 | 4 | BOTH | 11/19/04 | 137 | 2&4 | STL | 8/1/60 | 2791 | 38M125, R357, (2)R152 | 41C2801 |  | 4120000000 | 663 | 23990 | 412000 | 2107232
663 | 512 000 0000 | Washington Beef LLC | Toppenish/Yakima/Central | 201 Elmwood RD #2 Toppenish Washington 98948-9779 | YAK | 0002312 | 4 | PE | 10/21/97 | 143 | 4 | PE | 10/21/97 | 1829 | 38M125, R151,85 | 53702 |  | 5120000000 | 663 | 2115 | 512000 | 149387
570 | 161 000 0000 | S.P. Farms Inc. | Toppenish/Yakima/Central | 10255 Toppenish Washington 98948 | YAK | NOT IN GIS | NA | NA | NA | NA | NA | NA | NA |  | 38M125, fisher 99-41, 461-57S |  |  | 1610000000 | 570 | 0 | 161000 | 71611
663 | 430 000 0000 | Del Monte Corporation | Toppenish/Yakima/Central | 49 E. 3rd Ave. Toppenish Washington 98948 | YAK | 4340165 | 4 | STL | 2/26/57 | 10 | 3 | STL | NA | NA | 38M125 R34,85 | FISH |  | 4300000000 | 663 | 2099 | 430000 | 465832
663 | 379 657 1347 | Phillip Sealock Mint Still | Toppenish/Yakima/Central | 1601 LaRue, Toppenish, Washington 98948 | YAK | 2130303583 | 4 | PE | 11/9/13 | 10 | 6 | PE | 11/9/13 | 3607 | 38M125(2) R347, 152,360 | 206147 | 323177 | 3796571347 | 663 | 0 | 379657 | 180258
663 | 031 000 0000 | Sun-Rype Concentrates Inc. | Wapato/Yakima/Central | 371 Industrial Park RD Wapato Washington 98951-9009 | YAK | 0001438 | 4 | STL | 9/14/76 | 309 | 4 | STL | 6/6/67 | 4920 | T60175, (2) R151 | 12335 |  | 310000000 | 663 |  | 031000 | 0
663 | 621 000 0000 | National Frozen Food Corporation | Moses Lake/Yakima/Central | 14406 Road 3 NE Moses Lake Washington 98837-9172 | Wen | NOT IN GIS | NA | NA | NA | NA | NA | NA | NA | NA | 38M125, R34,85 |  |  | 6210000000 | 663 | 1471 | 621000 | 954787
511 | 905 841 0000 | Moses Lake High School | Moses Lake/Yakima/Central | 803 E Sharon Ave. Moses Lake 98837-2441 | Wen | 3400200 | 2 | STL | NA | 835 | 2 | STL | NA | NA | 16M125, R34,25 | PRE-CNG |  | 9058410000 | 511 |  | 905841 | 0
511 | 023 841 0000 | Wal-Mart Stores Inc. Moses Lake | Moses Lake/Yakima/Central | 1005 N Stratford Road Moses Lake 98837 | Wen | 3370099 | 2 | PE | 12/5/01 | 412 | 2 | STL | 2/15/62 | 665 | 11M125, R 147 | 57C5112 |  | 238410000 | 511 |  | 023841 | 0
663 | 900 000 0000 | Basic American Foods | Moses Lake/Yakima/Central | 538 Potato Frontage Road SE Moses Lake Washington 98837-8500 | Wen | 3400459 | 4 | STL | 7/23/09 | 1406 | 6 | STL | 4/5/96 | 329 | 38M125, R151,85 | 50648 |  | 9000000000 | 663 | 7782 | 900000 | 5955308
663 | 302 000 0000 | Chemi-Con Materials Corp | Moses Lake/Yakima/Central | 9053 Graham Road NE Moses Lake Washington 98837 | Wen | NOT IN GIS | NA | NA | NA | NA | NA | NA | NA | NA | T60175, 2' Mooney 441-57S |  | 300000 | 3020000000 | 663 | 7675 | 302000 | 794144
663 | 060 000 0000 | Guardian Fiberglass Inc. | Moses Lake/Yakima/Central | 3741 Road N NE Moses Lake 98837-9505 | Wen | 3400141 | 4 | STL | 2/24/09 | 623 | 4 | STL | 2/24/09 | 3929 | 23M125, R151,85 | 161308 |  | 600000000 | 663 |  | 060000 | 0
663 | 270 546 9740 | SGL Automotive Carbon Fibers LLC | Moses Lake/Yakima/Central | 8781 Randolph RD Moses Lake Washington 98837 | Wen | 7429080852 | 4 | STL | 3/30/11 | 286 | 4 | STL | 3/30/11 | 4753 | 38M125 (2) R357, (2) R361 | 180809 | 119154 | 2705469740 | 663 | 0 | 270546 | 1391983
663 | 471 000 0000 | REC Silicon | Moses Lake/Yakima/Central | 3322 N NE Moses Lake Washington 98837-9119 | Wen | NOT IN GIS | NA | NA | NA | NA | NA | NA | NA | NA | T30/35 ANSI 300 (2) R151 |  |  | 4710000000 | 663 | 121651 | 471000 | 13262337
663 | 811 000 0000 | Western Polymer Corp | Moses Lake/Yakima/Central | 32 RD R SE Moses Lake Washington 98837 | Wen | NOT IN GIS | NA | NA | NA | NA | NA | NA | NA | NA | 2M900 |  |  | 8110000000 | 663 | 5264 | 811000 | 324618
901-11 | 630 000 0000 | JR Simplot Company | Moses Lake/Yakima/Central | 14124 Wheeler Road NE Moses Lake Washington 98837-9119 | Wen | 3400120 | 4 | STL | 7/12/65 | 20 | 2&4 | STL | 9/26/72 | 1966 | 38M125, (2) R357, (2) R360 | 20799, 20757, 19482 |  | 6300000000 | 901-11 | 59117 | 630000 | 0
511 | 645 877 9513 | Phillips Feed LLC | Othello/Yakima/Central | 1475 W. Lee Rd, Othello, WA 99344 | Wen | 3660012 | 1 | PE | 10/22/96 | 87 | 2 | PE | 10/23/96 | 886 | 3M175, R29 | 51248 |  | 6458779513 | 511 |  | 645877 | 0
511 | 152 051 0000 | Warden Hutterian Brethren | Othello/Yakima/Central | 1485 W. Foley Road Othello Washington 99344-9006 | Wen | 3740200 | 2 | STL | 6/18/81 | 1480 | 2 | STL | 6/18/81 | 382 | 23M125, R151,152,85 | 28667 |  | 1520510000 | 511 |  | 152051 | 0
570 | 931 000 0000 | Othello Communtiy Hospital | Othello/Yakima/Central | 315 N. 4th Avenue Othello Washington 99344 | Wen | 3670992 | 2 | STL | 7/1/94 | 180 | 2 | STL | 8/20/64 | 939 | 11M125, (2)R135 | 59C8646 |  | 9310000000 | 570 | 1609 | 931000 | 97914
663 | 790 000 0000 | EPL Feeds LLC of Othello | Othello/Yakima/Central | 1600 N. Broadway Avenue Othello Washington 99344-9501 | Wen | 0001124 | 2 | STL | 5/2/88 | 600 | 2 | STL | 1/25/65 | 3290 | 11M125, | 59C8997 |  | 7900000000 | 663 | 1105 | 790000 | 123852
663 | 750 000 0000 | J.R.Simplot Othello | Othello/Yakima/Central | 1200 N. Broadway Ave. Othello Washington 99344-9067 | Wen | 3740170 | 4 | STL | 7/3/86 | 19 | 2&4 | STL | 9/11/63 | 40747 | 38M125, R151,85 | 59C7041 |  | 7500000000 | 663 | 89172 | 750000 | 8961742
663 | 040 000 0000 | McCain Foods USA Inc. | Othello/Yakima/Central | 100 East Lee Street Othello Washington 99344-8961 | Wen | 0000400 | 4 | STL | 9/25/66 | 96 | 4 | STL | 9/25/66 | 603 | 38125, R151,85 | 57519 |  | 400000000 | 663 | 76171 | 040000 | 0
663 | 781 000 0000 | SVZ-USA Inc | Othello/Yakima/Central | 1700 N Broadway Avenue Othello Washington 99334-1854 | Wen | 0001850 | 4 | STL | 8/5/88 | 85 | 4 | STL | 6/10/70 | 2281 | 38M125, 99-181, 441-57S | 17871 |  | 7810000000 | 663 | 5475 | 781000 | 538191
663 | 960 384 5009 | Syngenta Seeds Inc. | Othello/Yakima/Central | 1539 Lee RD Othello Washington 99344-9416 | Wen | 3740050 | 2 | STL | 9/11/90 | 70 | 2 | STL | 4/26/65 | 787 | 23M125, R32,87 | 59C9556 |  | 9603845009 | 663 | 0 | 960384 | 109063
511 | 860 137 3341 | Access Business Group, LLC. | Quincy/Yakaima/Cental | 1333 Port Industrial Way, Quincy, Washington, 98848 | Wen | 3889520938 | 4 | PE | 3/8/13 | 241 | 4 | PE | 3/27/13 | 994 | 16M175, (2)R135 | 200196 |  | 8601373341 | 511 |  | 860137 | 0
663 | 032 000 0000 | Celite Corporation | Quincy/Yakaima/Cental | 16419 Road 10.5 NW Quincy Washington 98848 | Wen | 3781650 | 4 | STL | 5/11/90 | 24 | 4 | STL | 5/4/90 | 4896 | 23M125, R151,85 | 37943 |  | 320000000 | 663 | 20540 | 032000 | 0
663 | 101 000 0000 | Conagra Foods Lamb Weston - Quincy | Quincy/Yakaima/Cental | 1005 E. St. Quincy WA 98848 | Wen | 0001145 | 6 | PE | 10/4/96 | 492 | 6 | STL | 10/4/96 | 5504 | T60 ANSI 300 (2) R357 | 50340 |  | 1010000000 | 663 | 77682 | 101000 | 7633526
663 | 821 000 0000 | Quincy Foods LLC (Norpac) | Quincy/Yakaima/Cental | 222 Columbia Way Quincy Washington 98848 | Wen | 0001127 | 4 | STL | 5/4/90 | 51 | 4 | STL | 5/4/90 | 4896 | 38M125, R151,85 | 37943 |  | 8210000000 | 663 | 4979 | 821000 | 727094
511 | 240 102 0000 | Costco Utility Bills Wenatchee | Wenatchee/Yakima/Central | 375 Highline Dr. E Wenatchee Washington 98802-5344 | Wen | 5903000 | 2 | PE | 5/1/95 | 144 | 2 | PE | 4/18/95 | 992 | 10000, R29 | 47401 |  | 2401020000 | 511 |  | 240102 | 0
511 | 798 002 0000 | Tree Fruit Experiment Station | Wenatchee/Yakima/Central | 1100 N Western Ave. Wenatchee Washington 98801-1230 | Wen | 5851177 | 2 | STL | 9/6/63 | 177 | 4 | STL | 10/5/62 | 1100 | 11M125, (2)R135 | 30C5426 |  | 7980020000 | 511 |  | 798002 | 0
511 | 862 002 0000 | Wenatchee Event Center | Wenatchee/Yakima/Central | 1300 Walla Walla Avenue Wenatchee Washington 98801 | Wen | 5780035 | 4 | BOTH | 4/21/08 | 650 | 8 | STL | 8/28/97 | 16644 | 16M175, (2)R135 | 51030 |  | 8620020000 | 511 |  | 862002 | 0
663 | 830 000 0000 | Confluence Health dba. Central Washington Health Services | Wenatchee/Yakima/Central | 1201 S. Miller Street Boiler Room Wenatchee Washington 98801-3201 | Wen | 8300000989 | 4 | PE | 5/25/11 | 198 | 2 | STL | 9/13/95 | 248 | 38M125, 151,360,85 | 49689 |  | 8300000000 | 663 | 13265 | 830000 | 862561
663 | 190 000 0000 | Keyes Fibre Corporation | Wenatchee/Yakima/Central | 3715 Chelan HWY Wenatche Washington 98801-9624 | Wen | 0001050 | 6 | STL | 9/20/62 | 70 | 6 | STL | 12/2/65 | 1712 | 38M125, R151,85 | 30C10201 |  | 1900000000 | 663 | 22820 | 190000 | 4937981
663 | 381 000 0000 | Stemilt Growers LLC | Wenatchee/Yakima/Central | 3215 US Highway 97 ALT Wenatchee Washington 98801 | Wen | 0001995 | 4 | PE | 4/25/98 | 284 | 4 | PE | 4/25/98 | 167 | 23M125, R151,152,85 | 55003 |  | 3810000000 | 663 | 2424 | 381000 | 162113
663 | 287 324 2391 | Stemilt Growers LLC Euclid | Wenatchee/Yakima/Central | 2833 Euclid Avenue Wenatchee Washington 98801-5915 | Wen | 5780202 | 2 | STL | 3/8/74 | 102 | 6 | STL | NA | NA | 504 Should be removed. | FISH |  | 2873242391 | 663 | 1247 | 287324 | 118455
663 | 685 087 3396 | Stemilt Growers LLC Miller | Wenatchee/Yakima/Central | 1610 N Miller ST Wenatchee Washington 98801 | Wen | 5851080 | 2 | STL | 5/3/96 | 431 | 2 | STL | 7/23/65 | 453 | 7M175, R29 | 30C9999 |  | 6850873396 | 663 | 0 | 685087 | 0
901-02 | 700 000 0000 | Alcoa |  |  |  | NO CNG PLANT | NA | NA | NA | NA | NA | NA | NA | NA |  |  |  | 7000000000 | 901-02 | 0 | 700000 | 178447
663 | 531182615 | Costco |  | 10000 Mickelberry Rd, Silverdale, WA |  | 1576800 | 2 | STL |  | 74 | 2 | STL |  | 1796 |  | 34127 |  | 531182615 | 663 | 1281 | 053118 | 0
663 | 900000000 | AMG Aluminum NA |  | 4400 Kawecki Rd, Malaga, WA |  | 5850007 | 2 | STL | NA | 673 | NA | NA | NA | NA |  | 21907 (Reg) |  | 900000000 | 663 | 2546 | 090000 | 0
663 | 1120000000 | Walla Walla College |  | 204 S. College Av, Walla Walla, WA |  |  | 4 | STL |  | 332 | 4 | STL |  | 529 |  | 51C2120 |  | 1120000000 | 663 | 9734 | 112000 | 411869
663 | 9220000000 | Granit Construction |  | Everson Goshen Rd, Everson, WA |  |  | 4 | STL | NA | 670 | NA | NA | NA | NA |  | ? (Reg R69) |  | 9220000000 | 663 | 0 | 922000 | 426645
663 | 9916281558 | PSE - Ferndale (Tenaska) |  | 5105 Lake Terrell Rd, Ferndale, WA |  |  | 10 | STL |  | 25 | 20 | STL |  | 27904 |  |  |  | 9916281558 | 663 | 1181660 | 991628 | 63251892
511 | 0 | Petrogas West LLC |  | 4100 W. Unick Rd, Ferndale, WA 98248 |  | 1281920 | 2 | STL | 1992-08-18 | 27 | 8 | STL | 1965-07-01 | 10639 |  | R-61/46665 |  | 9779928900 | 511 |  | 977992 | 0
511 | 0 | Petrogas West LLC |  | 4101 W. Unick Rd, Ferndale, WA 98248 |  | 7766800130 | 2 | STL | 2016-11-10 | 64 | 8 | STL | 1965-07-01 | 10639 |  | R-61/46665 |  | 9779928900 | 511 |  | 977992 | 0
511 | 0 | Moses Lake Industries |  | 8248 Randolph Rd NE, Moses Lake, WA 98837 |  | 417759463 | 2 | PE | 2016-07-22 | 23 | 4 | PE | 2016-07-18 | 2485 |  | 232225 |  | 3799490784 | 511 |  | 379949 | 0
504 | 0 | Bremerton Air Disposal Dist. 29 |  | 9300 SW Barney White Rd, Bremerton, WA 98312 |  | 1799802 | 0.75 | STL | 1996-09-17 | 136 | 4 | STL | 1988-01-18 | 698 |  | 35495 |  | 1560210000 | 504 |  | 156021 | 0
504 | 0 | LYDIG Construction |  | 201 Suzanne Ln, Mount Vernon, WA 98273 |  | 6548223737 | 2 | PE | 2016-09-12 | 153 | 2 | STL | 1970-04-22 | 2450 |  | 17519 |  | 3239298549 | 504 |  | 323929 | 0
511 | 0 | Auto Zone Parts |  | 3733 Capitol Ave, Pasco, WA 99301 |  | 8734745822 | 4 | PE | 2016-07-21 | 559 | 4 | PE | 1992-09-14 | 3875 |  | 42446 |  | 8161950175 | 511 |  | 816195 | 0
511 | 0 | Legends Casino |  | 580 Fort Rd, Toppenish, WA 98948 |  | 8157510507 | 6 | PE | 2016-10-05 | 137 | 6 | PE | 2016-10-05 | 1487 |  | 235929 |  | 8157510000 | 511 |  | 815751 | 0
504 | 0 | White Bluffs Elementary School |  | 1250 Kensington Way, Richland, WA 99352 |  | 4875935 | 2 | PE | 2006-10-06 | 945 | 2&1 | PE | 2005-12-06 | 1456 |  | 59226 |  | 2273810000 | 504 |  | 227381 | 0
663 | 0 | D & L Foundry |  | 12970 Rd. “3” NE, Moses Lake |  | 3400133 | 0.75 | STL | 1991-11-05 | 382 | 2 | STL | 2013-08-28 | 157 |  | 200620 |  | 8848410000 | 663 |  | 884841 | 278243
663 | 0 | Hexcel Corp |  | 15062 Steele Rd., “D”, Burlington |  | 9984824299 | 4 | PE | 2015-03-05 | 71 | 2 | PE | 1992-04-29 | 1719 |  | 42240 |  | 6248259447 | 663 | 686 | 624825 | 58475
663 | 0 | Hexcel Corp |  | 15062 Steele Rd., “C”, Burlington |  | 8435081381 | 2 | PE | 2012-12-07 | 103 | 4 | PE | 1996-03-02 | 818 |  | 50159 |  | 9860399825 | 663 | 831 | 986039 | 39929
663 | 0 | Hexcel Corp |  | 15062 Steele Rd., “A”, Burlington |  | 210822 | 0.5 | PE | 1998-11-02 | 65 | 2 | PE | 1990-03-21 | 2236 |  | 38413 |  | 7144100000 | 663 | 772 | 714410 | 40072
663 | 0 | Equilon Enterprises |  | 8505 S. Texas Rd., “Lab”, Anacortes |  | 4828142892 | 1 | STL | 2016-12-16 | 39 | 16 | STL | 1992-05-07 | 7791 |  | 40000 |  | 3956491298 | 663 |  | 395649 | 1890
663 | 0 | Kennewick Gen Hosp. |  | 521 N. Young St., “Mall”, Kennewick |  | 4550496 | 2 | PE | 2000-11-08 | 428 | 2 | PE | 1992-09-09 | 377 |  | 42594 |  | 2242610000 | 663 | 431 | 224261 | 0
663 | 0 | IFH Group West |  | 17301 51st Av. NE, Arlington |  | 380666 | 2 | PE | 1996-02-13 | 115 | 4 | PE | 1996-02-23 | 395 |  | 49537 |  | 8439771481 | 663 | 764 | 843977 | 0
663 | 0 | Costco |  | 4125 Arctic Av. Bellingham |  | 5737235325 | 2 | PE | 2016-10-13 | 198 | 2 | PE | 2016-10-13 | 1297 |  | 235933 |  | 7105437493 | 663 |  | 710543 | 0
Gate station |  | EAST STANWOOD GATE STATION |  | 80th Street East Stanwood, WA |  | 690976 | 1 | PE | 2009-12-10 | 53 | 6 | STL | 2009-02-25 | 113 |  | G0083437 |  | No account number, since it’s a gate station | Gate station |  | No acc | 0
663 | 240 000 0000 | Tree Top Inc. Wenatchee | Wenatchee/Yakima/Central | 3981 Chelan HWY Wenatchee Washington 98801-9626 | Wen | NOT IN GIS | NA | NA | NA | NA | NA | NA | NA | NA | T60 175, (2) 3" Mooney |  |  | 2400000000 | 663 | 31899 | 240000 | 2016557
192 | count of rate 663 | [15 empty] | 5296523
[20 empty] | 8165191 |  | 401951112
Note on A21: Operations: 663/505