## 2022
|  |  | PROGRAM YEAR | CASCADE NATURAL GAS CORPORATION | [25 empty] | Cost Effectiveness 2022
|  | Recommended | 2022 | COMMERCIAL Program Participant Cost Effectiveness
Original
Recommended
Measure # | Key |  | MEASURE | DESCRIPTION | EFFICIENCY TYPE FOR QUALIFICATION | 2022 Measures Installed | CNGC Meaure % of Total Potential 2022 | ANNUAL THERM SAVINGS/UNIT | UNITS | LoadMap ANNUAL THERM SAVINGS/UNIT | LoadMap UNITS | Recommended Savings | UNITS INSTALLED | 2022 TOTAL ANNUAL THERM SAVINGS | MEASURE INCREMENTAL COST | LoadMap INCREMENTAL COST | Recommended Cost | TOTAL INCREMENTAL COST | SOCIETAL NEBS | PARTICIPANT NEBS | NET INSTALLED COST | LIFE | LOADMAP Life | Recommended Life | 2022 DISCOUNTED THERM SAVINGS | 2022 PROGRAM DELIVERY & ADMIN | PROGRAM REBATE | LOADMAP REBATE | LOADMAP UNITS | Recommended Rebate | CALCULATED REBATE COST | UTILITY COST | LOADED UCT | BENEFIT COST RATIO | TOTAL RESOURCE COST | LOADED TRC | BENEFIT COST RATIO
3 | Boiler_High-Efficiency-Condensing Boiler_Minimum 90% Thermal Efficiency and 300 kBtu/hr input |  | Boiler | High-Efficiency-Condensing Boiler | Minimum 90% Thermal Efficiency and 300 kBtu/hr input | 12347.3934 | 6.182% | 1.5 | /kBtu/hr in | 1.7759 | kBtu/hr | 2.1 | 12347.3934 | 25929.5261 | 8.89 | 10.7435 | 10.7435 | 132654.2208 | 0 | 1.5745 | 113212.7079 | 20 | 25 | 25 | 432033.6197 | 88374.0011 | 6 | 10.1115 | kBtu/hr | 10 | 123473.9338 | 0.2858 | 0.49035 | 3.3854 | 0.26205 | 0.4666 | 3.2343
4 | Boiler_Mid Efficiency Non-Condensing_Minimum 85% Thermal Efficiency and *** kBtu input |  | Boiler | Mid Efficiency Non-Condensing | Minimum 85% Thermal Efficiency and *** kBtu input | 1553.5593 | 0.5% | N/A | N/A | 0.90245 | kBtu/hr | 1.35 | 1553.5593 | 2097.305 | N/A | 6.0711 | 6.0711 | 9431.7748 | 0 | 1.0122 | 7859.2515 | N/A | 25 | 25 | 34944.9607 | 7148.115 | N/A | 5.714 | kBtu/hr | 6 | 9321.3556 | 0.26674 | 0.4713 | 3.5223 | 0.2249 | 0.42946 | 3.5141
5 | Boiler Steam Trap_Steam Trap fitted to Steam Boiler_Minimum 300 kBtu input and steam pressures at 7psig or greater |  | Boiler Steam Trap | Steam Trap fitted to Steam Boiler | Minimum 300 kBtu input and steam pressures at 7psig or greater | 40.235 | 1.313% | 136.9 | /unit | 137.4462 | BoilerCtrl | 136.9 | 40.235 | 5508.1651 | 315 | 75.61 | 315 | 12674.0103 | 0 | 32.9347 | 11348.8861 | 7 | 6 | 6 | 29447.2049 | 18773.1387 | 125 | 69.7325 | BoilerCtrl | 125 | 5029.3692 | 0.17079 | 0.80831 | 1.3138 | 0.3854 | 1.0229 | 0.94382
6 | Boiler Vent Damper_Boiler Vent Damper_Minimum 1,000 kBtu/hr input |  | Boiler Vent Damper | Boiler Vent Damper | Minimum 1,000 kBtu/hr input | 0 | 0% | 270 | /unit | 35.1606 | BoilerCtrl | 0 | 0 | 0 | 1.5 | 1863.83 | 0 | 0 | 0 | 0 | 0 | 12 | 15 | 0 | 0 | 0 | 1000 | 559.1477 | BoilerCtrl | 0 | 0 | 0 | 0 | - | 0 | 0 | -
| Clothes Washer_Commercial Gas Washer_1.8 MEF |  | Clothes Washer | Commercial Gas Washer | 1.8 MEF | 0 | 0% | 90 | /unit | 38.4058 | ClothesWashers | 38.4058 | 0 | 0 | 200 | 443.39 | 443.39 | 0 | 0 | 10.7413 | 0 | 10 | 7.1 | 7.1 | 0 | 0 | 180 | 133.0176 | ClothesWashers | 0 | 0 | 0 | 0 | - | 0 | 0 | -
14 | Convection Oven (Grocery)_Energy Star_>= 44% Cooking Efficiency,<= 13,000 Btu/hr Idle Rate |  | Convection Oven (Grocery) | Energy Star | >= 44% Cooking Efficiency,<= 13,000 Btu/hr Idle Rate | 1.1398 | 0.1% | 368 | /oven | 243.3754 | 1 unit | 368 | 1.1398 | 419.461 | 900 | 54.41 | 900 | 1025.8557 | 0 | 160.9707 | 842.3749 | 12 | 12 | 12 | 4077.3515 | 1429.623 | 800 | 54.4062 | 1 unit | 800 | 911.8717 | 0.22364 | 0.57427 | 2.1311 | 0.2066 | 0.55722 | 1.9967
14a | Convection Oven (Lodging)_Energy Star_>= 44% Cooking Efficiency,<= 13,000 Btu/hr Idle Rate |  | Convection Oven (Lodging) | Energy Star | >= 44% Cooking Efficiency,<= 13,000 Btu/hr Idle Rate | 9.5767 | 0.5% | 219 | /oven | 243.3754 | 1 unit | 219 | 9.5767 | 2097.305 | 900 | 54.41 | 900 | 8619.0616 | 0 | 95.7951 | 7701.6576 | 12 | 12 | 12 | 20386.7574 | 7148.115 | 800 | 54.4062 | 1 unit | 800 | 7661.3881 | 0.3758 | 0.72643 | 1.6847 | 0.37778 | 0.7284 | 1.5274
14b | Convection Oven (Restaurant)_Energy Star_>= 44% Cooking Efficiency,<= 13,000 Btu/hr Idle Rate |  | Convection Oven (Restaurant) | Energy Star | >= 44% Cooking Efficiency,<= 13,000 Btu/hr Idle Rate | 3.2316 | 0.5% | 649 | /oven | 243.3754 | 1 unit | 649 | 3.2316 | 2097.305 | 900 | 54.41 | 900 | 2908.4353 | 0 | 283.8859 | 1991.0312 | 12 | 12 | 12 | 20386.7574 | 7148.115 | 800 | 54.4062 | 1 unit | 800 | 2585.2758 | 0.12681 | 0.47744 | 2.5634 | 0.097663 | 0.44829 | 2.4818
14c | Convection Oven (School)_Energy Star_>= 44% Cooking Efficiency,<= 13,000 Btu/hr Idle Rate |  | Convection Oven (School) | Energy Star | >= 44% Cooking Efficiency,<= 13,000 Btu/hr Idle Rate | 2.9749 | 0.1% | 141 | /oven | 243.3754 | 1 unit | 141 | 2.9749 | 419.461 | 900 | 54.41 | 900 | 2677.4106 | 0 | 61.6763 | 2493.9298 | 12 | 12 | 12 | 4077.3515 | 1429.623 | 800 | 54.4062 | 1 unit | 800 | 2379.9206 | 0.58369 | 0.93432 | 1.3099 | 0.61165 | 0.96228 | 1.1562
8 | DCV_Demand Control Ventilation_Meet JUARC Guidelines for DCV RTUs in 5-20 ton |  | DCV | Demand Control Ventilation | Meet JUARC Guidelines for DCV RTUs in 5-20 ton | 492.4893 | 1.327% | 13 | /ton | 11.3041 | ton | 11.3041 | 492.4893 | 5567.1359 | 55 | 106.8188 | 106.8188 | 52607.0902 | 0 | 5.9006 | 49701.1075 | 10 | 15 | 15 | 64577.3941 | 18974.125 | 20 | 44.8619 | ton | 60 | 29549.3573 | 0.45758 | 0.7514 | 1.7455 | 0.76964 | 1.0635 | 1.1212
27 | DHW Recirculation Controls_Schedule Control for Continuous Operation DHW Recirculation Pump_Add time clock or other schedule control for continuous operation DHW recirculation pump |  | DHW Recirculation Controls | Schedule Control for Continuous Operation DHW Recirculation Pump | Add time clock or other schedule control for continuous operation DHW recirculation pump | 5.8258 | 0.1% | 72 | /controller | 646.5239 | perBldg | 72 | 5.8258 | 419.461 | 300 | 2146.3 | 300 | 1747.7542 | 0 | 37.5832 | 1528.8002 | 15 | 15 | 15 | 4865.6435 | 1429.623 | 200 | 2009.4432 | perBldg | 200 | 1165.1694 | 0.23947 | 0.53329 | 2.4594 | 0.3142 | 0.60802 | 1.961
9 | Domestic Hot Water Tanks - Condensing_Condensing Tank_Minimum 91% AFUE or 91% Thermal Efficiency |  | Domestic Hot Water Tanks - Condensing | Condensing Tank | Minimum 91% AFUE or 91% Thermal Efficiency | 2556.4553 | 2.315% | 0.79 | /kBtu/hr in | 3.7987 | 1 kBtu/hr | 3.7987 | 2556.4553 | 9711.3129 | 6.06 | 2.6194 | 2.6194 | 6696.3151 | 0 | 1.4289 | 3043.4951 | 15 | 10 | 10 | 81173.7766 | 33098.4674 | 2.5 | 1.1211 | 1 kBtu/hr | 2.5 | 6391.1382 | 0.078734 | 0.48648 | 2.4024 | 0.037494 | 0.44524 | 2.3863
11 | Double Rack Oven_FSTC Qualified_>=50% Cooking Efficiency, <=35,000 Btu/hr Idle Rate |  | Double Rack Oven | FSTC Qualified | >=50% Cooking Efficiency, <=35,000 Btu/hr Idle Rate | 0.3444 | 0.1509% | 1806 | /unit | 1837.5733 | 1 unit | 1837.5733 | 0.3444 | 632.8591 | 6200 | 4287.44 | 4287.44 | 1476.5918 | 0 | 803.7921 | 1199.7662 | 12 | 12 | 12 | 6151.6784 | 2156.9347 | 2500 | 1252.0644 | 1 unit | 2500 | 860.9985 | 0.13996 | 0.49059 | 2.4946 | 0.19503 | 0.54566 | 2.039
12 | Energy Saver Kit A_Low Flow Kitchen Pre Rinse Spray Valve and Bath Aerators_PRSV <=1 gpm / Aerators <=.75 gpm |  | Energy Saver Kit A | Low Flow Kitchen Pre Rinse Spray Valve and Bath Aerators | PRSV <=1 gpm / Aerators <=.75 gpm | 142.9918 | 3.034% | 89 | /kit | N/A | N/A | 89 | 142.9918 | 12726.2719 | 119 | N/A | 119 | 17016.0264 | 0 | 176.6095 | 0 | 5 | N/A | 5 | 57622.8796 | 43374.1658 | 0 | N/A | N/A | 0 | 0 | 0 | 0.75272 | - | 0 | 0.75272 | -
12a | Energy Saver Kit A - 30 therms_Low Flow Kitchen Pre Rinse Spray Valve and Bath Aerators_PRSV <=1 gpm / Aerators <=.75 gpm |  | Energy Saver Kit A - 30 therms | Low Flow Kitchen Pre Rinse Spray Valve and Bath Aerators | PRSV <=1 gpm / Aerators <=.75 gpm | 0 | 0% | 30 | /kit | N/A | N/A | 30 | 0 | 0 | 119 | N/A | 119 | 0 | 0 | 59.5415 | 0 | 5 | N/A | 5 | 0 | 0 | 0 | N/A | N/A | 0 | 0 | 0 | 0 | - | 0 | 0 | -
12b | Energy Saver Kit A - 59 therms_Low Flow Kitchen Pre Rinse Spray Valve and Bath Aerators_PRSV <=1 gpm / Aerators <=.75 gpm |  | Energy Saver Kit A - 59 therms | Low Flow Kitchen Pre Rinse Spray Valve and Bath Aerators | PRSV <=1 gpm / Aerators <=.75 gpm | 0 | 0% | 59 | /kit | N/A | N/A | 59 | 0 | 0 | 119 | N/A | 119 | 0 | 0 | 116.1625 | 0 | 5 | N/A | 5 | 0 | 0 | 0 | N/A | N/A | 0 | 0 | 0 | 0 | - | 0 | 0 | -
12c | Energy Saver Kit B_Low Flow Showerheads_Showerhead <= 1.85 gpm |  | Energy Saver Kit B | Low Flow Showerheads | Showerhead <= 1.85 gpm | 0 | 0% | 35 | /kit | N/A | N/A | 35 | 0 | 0 | 44 | N/A | 44 | 0 | 0 | 88.3931 | 0 | 10 | N/A | 10 | 0 | 0 | 0 | N/A | N/A | 0 | 0 | 0 | 0 | - | 0 | 0 | -
16 | Fryer (Grocery)_Energy Star_>=50% Cooking Efficiency |  | Fryer (Grocery) | Energy Star | >=50% Cooking Efficiency | 0 | 0% | 388 | /fryer | 417.202 | 1 unit | 0 | 0 | 0 | 1400 | 902.15 | 0 | 0 | 0 | 0 | 0 | 12 | 5.5 | 0 | 0 | 0 | 750 | 563.8436 | 1 unit | 0 | 0 | 0 | 0 | - | 0 | 0 | -
16 | Fryer (Lodging)_Energy Star_>=50% Cooking Efficiency |  | Fryer (Lodging) | Energy Star | >=50% Cooking Efficiency | 0 | 0% | 231 | /fryer | 417.202 | 1 unit | 0 | 0 | 0 | 1400 | 902.15 | 0 | 0 | 0 | 0 | 0 | 12 | 5.5 | 0 | 0 | 0 | 750 | 563.8436 | 1 unit | 0 | 0 | 0 | 0 | - | 0 | 0 | -
16 | Fryer (Restaurant)_Energy Star_>=50% Cooking Efficiency |  | Fryer (Restaurant) | Energy Star | >=50% Cooking Efficiency | 0 | 0% | 685 | /fryer | 417.202 | 1 unit | 0 | 0 | 0 | 1400 | 902.15 | 0 | 0 | 0 | 0 | 0 | 12 | 5.5 | 0 | 0 | 0 | 750 | 563.8436 | 1 unit | 0 | 0 | 0 | 0 | - | 0 | 0 | -
16 | Fryer (School)_Energy Star_>=50% Cooking Efficiency |  | Fryer (School) | Energy Star | >=50% Cooking Efficiency | 0 | 0% | 149 | /fryer | 417.202 | 1 unit | 0 | 0 | 0 | 1400 | 902.15 | 0 | 0 | 0 | 0 | 0 | 12 | 5.5 | 0 | 0 | 0 | 750 | 563.8436 | 1 unit | 0 | 0 | 0 | 0 | - | 0 | 0 | -
15 | Gas Conveyor Oven_FSTC Qualified Gas Fired Conveyor Oven_>=42% Baking Efficiency |  | Gas Conveyor Oven | FSTC Qualified Gas Fired Conveyor Oven | >=42% Baking Efficiency | 6.2848 | 0.9901% | 77 | /oven | 660.8106 | 1 unit | 660.8106 | 6.2848 | 4153.0481 | 1800 | 2238.0559 | 2238.0559 | 14065.6847 | 0 | 379.1961 | 11682.5215 | 16 | 17 | 17 | 52959.1817 | 14154.5771 | 450 | 577.5197 | 1 unit | 700 | 4399.3446 | 0.08307 | 0.35034 | 3.92 | 0.22059 | 0.48787 | 2.5591
17 | Griddle (Grocery)_Energy Star_>=38% Cooking Efficiency,<= 2650 Btu/hr-sq ft Idle Rate |  | Griddle (Grocery) | Energy Star | >=38% Cooking Efficiency,<= 2650 Btu/hr-sq ft Idle Rate | 6.7655 | 0.25% | 155 | /griddle | 159.8622 | 1 unit | 155 | 6.7655 | 1048.6525 | 1048 | 391.72 | 1048 | 7090.244 | 0 | 67.8002 | 6631.542 | 12 | 12 | 12 | 10193.3787 | 3574.0575 | 500 | 391.7248 | 1 unit | 600 | 4059.3 | 0.39823 | 0.74885 | 1.6343 | 0.65057 | 1.0012 | 1.1113
17a | Griddle (Lodging)_Energy Star_>=38% Cooking Efficiency,<= 2650 Btu/hr-sq ft Idle Rate |  | Griddle (Lodging) | Energy Star | >=38% Cooking Efficiency,<= 2650 Btu/hr-sq ft Idle Rate | 11.3984 | 0.25% | 92 | /griddle | 159.8622 | 1 unit | 92 | 11.3984 | 1048.6525 | 1048 | 391.72 | 1048 | 11945.5198 | 0 | 40.2427 | 11486.8177 | 12 | 12 | 12 | 10193.3787 | 3574.0575 | 500 | 391.7248 | 1 unit | 600 | 6839.038 | 0.67093 | 1.0216 | 1.198 | 1.1269 | 1.4775 | 0.75301
17b | Griddle (Restaurant)_Energy Star_>=38% Cooking Efficiency,<= 2650 Btu/hr-sq ft Idle Rate |  | Griddle (Restaurant) | Energy Star | >=38% Cooking Efficiency,<= 2650 Btu/hr-sq ft Idle Rate | 17.2847 | 1.125% | 273 | /griddle | 159.8622 | 1 unit | 273 | 17.2847 | 4718.73 | 1048 | 391.72 | 1048 | 18114.3921 | 0 | 119.4158 | 16050.3232 | 12 | 12 | 12 | 45868.1995 | 16082.5558 | 500 | 391.7248 | 1 unit | 600 | 10370.8352 | 0.2261 | 0.57673 | 2.1221 | 0.34992 | 0.70055 | 1.5882
17c | Griddle (School)_Energy Star_>=38% Cooking Efficiency,<= 2650 Btu/hr-sq ft Idle Rate |  | Griddle (School) | Energy Star | >=38% Cooking Efficiency,<= 2650 Btu/hr-sq ft Idle Rate | 17.7738 | 0.25% | 59 | /griddle | 159.8622 | 1 unit | 59 | 17.7738 | 1048.6525 | 1048 | 391.72 | 1048 | 18626.9122 | 0 | 25.8078 | 18168.2102 | 12 | 12 | 12 | 10193.3787 | 3574.0575 | 500 | 391.7248 | 1 unit | 600 | 10664.2627 | 1.0462 | 1.3968 | 0.87616 | 1.7824 | 2.133 | 0.52161
18 | HVAC Unit Heater - Condensing_High Efficiency Condensing_Minimum 92% AFUE |  | HVAC Unit Heater - Condensing | High Efficiency Condensing | Minimum 92% AFUE | 2365.4527 | 0.5% | 1.1 | /kBtu/hr in | 0.88664 | kBtu/hr | 0.88664 | 2365.4527 | 2097.305 | 5.23 | 16.7395 | 16.7395 | 39596.5431 | 0 | 0.46282 | 38501.7733 | 18 | 15 | 15 | 24328.2174 | 7148.115 | 5 | 1.6261 | kBtu/hr | 5 | 11827.2636 | 0.48615 | 0.77997 | 1.6816 | 1.5826 | 1.8764 | 0.63543
| HVAC Unit Heater - Non-Condensing_High-Efficiency-Non-Condensing Unit Heater with Electronic Ignition_Minimum 86% AFUE |  | HVAC Unit Heater - Non-Condensing | High-Efficiency-Non-Condensing Unit Heater with Electronic Ignition | Minimum 86% AFUE | 0 | 0% | 0.61 | /kBtu/hr in | N/A | N/A | 0.61 | 0 | 0 | 3.26 | N/A | 3.26 | 0 | 0 | 0.36508 | 0 | 18 | N/A | 18 | 0 | 0 | 1.5 | N/A | N/A | 1.5 | 0 | 0 | 0 | - | 0 | 0 | -
19 | Insulation - Attic - Tier 1 - Min R-30_Attic Insulation_Tier 1 / Minimum R-30 |  | Insulation - Attic - Tier 1 - Min R-30 | Attic Insulation | Tier 1 / Minimum R-30 | 113133.5069 | 8.361% | 0.31 | /sq.ft. | 0.057285 | sqft roof | 0.31 | 113133.5069 | 35071.3871 | 1.35 | 0.67959 | 1.35 | 152730.2343 | 0 | 0.25981 | 123336.5656 | 30 | 45 | 30 | 653192.6387 | 119531.6411 | 2 | 0.55182 | sqft roof | 2 | 226267.0138 | 0.3464 | 0.5294 | 3.5353 | 0.18882 | 0.37182 | 4.576
19a | Insulation - Attic - Tier 2 - Min R-45_Attic Insulation_Tier 2 / Minimum R-45 |  | Insulation - Attic - Tier 2 - Min R-45 | Attic Insulation | Tier 2 / Minimum R-45 | 109598.0848 | 8.361% | 0.32 | /sq.ft. | 0.085927 | sqft roof | 0.32 | 109598.0848 | 35071.3871 | 1.63 | 1.0194 | 1.63 | 178644.8783 | 0 | 0.2682 | 149251.2095 | 30 | 45 | 30 | 653192.6387 | 119531.6411 | 2.5 | 0.82773 | sqft roof | 2.5 | 273995.2121 | 0.41947 | 0.60247 | 3.1065 | 0.22849 | 0.41149 | 4.1348
13 | Insulation - Floor_Floor Insulation_Equal to or greater than R-30 Post and equal to or less than R-11 Pre |  | Insulation - Floor | Floor Insulation | Equal to or greater than R-30 Post and equal to or less than R-11 Pre | 3745.1875 | 0.05% | 0.056 | /sq. ft. | N/A | N/A | 0.056 | 3745.1875 | 209.7305 | 1.08 | N/A | 1.08 | 4044.8025 | 0 | 0.046934 | 3869.0253 | 45 | N/A | 30 | 3906.1591 | 714.8115 | 0.75 | N/A | N/A | 1.25 | 4681.4844 | 1.1985 | 1.3815 | 1.3548 | 0.99049 | 1.1735 | 1.4499
25 | Insulation - Pipe - 1.5"_1.5" Thick Pipe Insulation _Retrofit for T>140F<=200F |  | Insulation - Pipe - 1.5" | 1.5" Thick Pipe Insulation | Retrofit for T>140F<=200F | 4709.6796 | 5.167% | 6 | /LF | 4.6018 | boiler pipe | 4.6018 | 4709.6796 | 21672.9674 | 8 | 10.78 | 8 | 37677.4365 | 0 | 2.9699 | 23690.0499 | 20 | 20 | 20 | 310830.8127 | 73866.6351 | 15 | 15.275 | boiler pipe | 15 | 70645.1934 | 0.22728 | 0.46492 | 3.1704 | 0.076215 | 0.31386 | 4.2695
25a | Insulation - Pipe - 2.5"_2.5" Thick Pipe Insulation_Retrofit for T>200F |  | Insulation - Pipe - 2.5" | 2.5" Thick Pipe Insulation | Retrofit for T>200F | 30.2941 | 0.08667% | 12 | /LF | 346.1384 | employee | 12 | 30.2941 | 363.5289 | 18 | 2951.2444 | 18 | 545.2934 | 0 | 7.7446 | 310.6776 | 20 | 20 | 20 | 5213.6834 | 1238.9932 | 25 | 1475.6219 | employee | 25 | 757.3519 | 0.14526 | 0.3829 | 3.8495 | 0.059589 | 0.29723 | 4.5083
20 | Insulation - Roof - Tier 1 - Min R-21_Roof Insulation_Tier 1 / Minimum R-21 |  | Insulation - Roof - Tier 1 - Min R-21 | Roof Insulation | Tier 1 / Minimum R-21 | 0 | 0% | 0.35 | /sq.ft. | 0.040099 | sqft roof | 0.35 | 0 | 0 | 1.83 | 0.47571 | 1.83 | 0 | 0 | 0.29334 | 0 | 30 | 45 | 30 | 0 | 0 | 2 | 0.38627 | sqft roof | 0 | 0 | 0 | 0 | - | 0 | 0 | -
20a | Insulation - Roof - Tier 2 - Min R-30_Roof Insulation_Tier 2 / Minimum R-30 |  | Insulation - Roof - Tier 2 - Min R-30 | Roof Insulation | Tier 2 / Minimum R-30 | 97420.5198 | 8.361% | 0.36 | /sq.ft. | 0.057285 | sqft roof | 0.36 | 97420.5198 | 35071.3871 | 2.15 | 0.67959 | 2.15 | 209454.1177 | 0 | 0.30172 | 180060.4489 | 30 | 45 | 30 | 653192.6387 | 119531.6411 | 2.5 | 0.55182 | sqft roof | 2 | 194841.0397 | 0.29829 | 0.48129 | 3.8887 | 0.27566 | 0.45866 | 3.7096
21 | Insulation - Wall - Tier 1 - Min R-11_Wall Insulation_Tier 1 / Minimum R-11 |  | Insulation - Wall - Tier 1 - Min R-11 | Wall Insulation | Tier 1 / Minimum R-11 | 0 | 0% | 0.16 | /sq.ft. | 0.057226 | sqft wall | 0 | 0 | 0 | 1.5 | 0.91143 | 0 | 0 | 0 | 0 | 0 | 30 | 45 | 30 | 0 | 0 | 1.25 | 0.47209 | sqft wall | 0 | 0 | 0 | 0 | - | 0 | 0 | -
21a | Insulation - Wall - Tier 2 - Min R-19_Wall Insulation_Tier 2 / Minimum R-19 |  | Insulation - Wall - Tier 2 - Min R-19 | Wall Insulation | Tier 2 / Minimum R-19 | 91292.6908 | 4.135% | 0.19 | /sq. ft. | 0.098845 | sqft wall | 0.19 | 91292.6908 | 17345.6113 | 1.7 | 1.5743 | 1.7 | 155197.5743 | 0 | 0.15924 | 140660.0498 | 30 | 45 | 30 | 323056.1008 | 59117.9747 | 1.5 | 0.81543 | sqft wall | 2 | 182585.3816 | 0.56518 | 0.74818 | 2.5015 | 0.4354 | 0.6184 | 2.7513
10 | Low Temp Door Dishwasher_Energy Star_<=.6kW Idle Rate, <= 1.18 gal/rack |  | Low Temp Door Dishwasher | Energy Star | <=.6kW Idle Rate, <= 1.18 gal/rack | 0 | 0% | 448 | /unit | 244.7778 | perBldg | 0 | 0 | 0 | 1800 | 453.6733 | 0 | 0 | 0 | 0 | 0 | 12 | 12.2222 | 0 | 0 | 0 | 800 | 453.6744 | perBldg | 0 | 0 | 0 | 0 | - | 0 | 0 | -
23 | Low Temp Multi Tank Dishwasher_Energy Star_<=2kW Idle Rate, <=.50 gal/rack |  | Low Temp Multi Tank Dishwasher | Energy Star | <=2kW Idle Rate, <=.50 gal/rack | 0 | 0% | 645 | /unit | 244.7778 | perBldg | 0 | 0 | 0 | 4000 | 453.6733 | 0 | 0 | 0 | 0 | 0 | 20 | 12.2222 | 0 | 0 | 0 | 2500 | 453.6744 | perBldg | 0 | 0 | 0 | 0 | - | 0 | 0 | -
22 | Motion Faucet Controls_Motion Controlled Faucet_<= 1.8 gpm, Watersense Certified |  | Motion Faucet Controls | Motion Controlled Faucet | <= 1.8 gpm, Watersense Certified | 0 | 0% | 136 | /faucet | 0 | perBldg | 0 | 0 | 0 | 315 | 0 | 0 | 0 | 0 | 0 | 0 | 5 | 5 | 0 | 0 | 0 | 105 | 0 | perBldg | 0 | 0 | 0 | 0 | - | 0 | 0 | -
24 | Ozone Injection Laundry_Venturi Injection or Bubble Diffusion Ozone Injection Laundry_Minimum 125 lb Total Washer/Extractor Capacity and Pre Approved by CNG |  | Ozone Injection Laundry | Venturi Injection or Bubble Diffusion Ozone Injection Laundry | Minimum 125 lb Total Washer/Extractor Capacity and Pre Approved by CNG | 4.4949 | 2.816% | 1049 | /system | 2627.6738 | site | 2627.6738 | 4.4949 | 11811.1425 | 8283 | 14325.8911 | 14325.8911 | 64393.5107 | 0 | 988.375 | 59950.8594 | 10 | 10 | 10 | 98725.5852 | 40255.1871 | 2500 | 8395.0617 | site | 9000 | 40454.1394 | 0.40976 | 0.81751 | 1.4296 | 0.60725 | 1.015 | 1.0468
26 | Radiant Heating_Direct-fired Radiant Heating_None |  | Radiant Heating | Direct-fired Radiant Heating | None | 336.2492 | 0.2132% | 4.33 | /kBtu/hr in | 2.6598 | kBtu/Hr | 2.6598 | 336.2492 | 894.3491 | 21 | 5.5439 | 21 | 7061.2336 | 0 | 1.3884 | 6594.3933 | 18 | 15 | 15 | 10374.2272 | 3048.1547 | 15 | 1.6261 | kBtu/Hr | 15 | 5043.7383 | 0.48618 | 0.78 | 1.6815 | 0.63565 | 0.92947 | 1.2828
1 | Steamer - 3 Pan_Connectionless Estar or CEE Qualified_>=38% Cooking Efficiency,<= 2083 Btu/hr /pan Idle Rate |  | Steamer - 3 Pan | Connectionless Estar or CEE Qualified | >=38% Cooking Efficiency,<= 2083 Btu/hr /pan Idle Rate | 0 | 0% | 535 | /unit | 1022.5078 | 1 unit | 0 | 0 | 0 | 2600 | 1107.31 | 0 | 0 | 0 | 0 | 0 | 12 | 12 | 0 | 0 | 0 | 850 | 943.1003 | 1 unit | 0 | 0 | 0 | 0 | - | 0 | 0 | -
2 | Steamer - 6 Pan_Connectionless Estar or CEE Qualified_>=38% Cooking Efficiency,<= 2083 Btu/hr /pan Idle Rate |  | Steamer - 6 Pan | Connectionless Estar or CEE Qualified | >=38% Cooking Efficiency,<= 2083 Btu/hr /pan Idle Rate | 0 | 0% | 912 | /unit | 1022.5078 | 1 unit | 0 | 0 | 0 | 3200 | 1107.31 | 0 | 0 | 0 | 0 | 0 | 12 | 12 | 0 | 0 | 0 | 1200 | 943.1003 | 1 unit | 0 | 0 | 0 | 0 | - | 0 | 0 | -
28 | Tankless Water Heater_Energy Star_Minimum .87 Energy Factor |  | Tankless Water Heater | Energy Star | Minimum .87 Energy Factor | 448.713 | 2.315% | 22 | /gpm | 21.6426 | gpm | 21.6426 | 448.713 | 9711.3129 | 137.9 | 27.0083 | 137.9 | 61877.5171 | 0 | 8.1407 | 58224.6972 | 18 | 10 | 10 | 81173.7766 | 33098.4674 | 120 | 24.4773 | gpm | 120 | 53845.5552 | 0.66334 | 1.0711 | 1.0911 | 0.71728 | 1.125 | 0.94438
28a | Tankless Water Heater - Tier 2_Energy Star_Minimum .93 Energy Factor |  | Tankless Water Heater - Tier 2 | Energy Star | Minimum .93 Energy Factor | 258.0884 | 2.315% | 38 | /gpm | 37.6279 | gpm | 37.6279 | 258.0884 | 9711.3129 | 52.8 | 54.3685 | 52.8 | 13627.0674 | 0 | 14.1534 | 9974.2475 | 20 | 10 | 10 | 81173.7766 | 33098.4674 | 150 | 45.4579 | gpm | 150 | 38713.2597 | 0.47692 | 0.88467 | 1.3211 | 0.12288 | 0.53062 | 2.0023
29 | Warm-Air Furnace_High-Efficiency Condensing Furnace_Minimum 91% AFUE |  | Warm-Air Furnace | High-Efficiency Condensing Furnace | Minimum 91% AFUE | 8775.6703 | 1.228% | 1.1 | /kBtu/hr in | 0.58718 | kBtu/hr | 0.58718 | 8775.6703 | 5152.9134 | 6.72 | 3.1362 | 6.72 | 58972.5047 | 0 | 0.41696 | 55313.3962 | 18 | 23 | 23 | 81313.5215 | 17562.3562 | 5 | 0.6323 | kBtu/hr | 5 | 43878.3517 | 0.53962 | 0.7556 | 2.0945 | 0.68025 | 0.89623 | 1.6053
30 | Windows_Single pane to .3 or less (not LoadMAP's .50 to .22) per sq ft_0.3 or less U |  | Windows | Single pane to .3 or less (not LoadMAP's .50 to .22) per sq ft | 0.3 or less U | 4663.0976 | 0.5422% | 1.1 | /sq. ft. | 0.48769 | sqft window | 0.48769 | 4663.0976 | 2274.1654 | 24.31 | 24.15 | 24.31 | 113359.9037 | 0 | 0.50211 | 111018.525 | 45 | 45 | 45 | 52030.6369 | 7750.8975 | 5 | 5 | sqft window | 7.5 | 34973.2323 | 0.67217 | 0.82113 | 3.2612 | 2.1337 | 2.2827 | 1.0665
30a | Windows_U-.22 or less_U-.22 or less |  | Windows | U-.22 or less | U-.22 or less | 3883.8981 | 0.5% | N/A | /sq. ft. | 0.54 | N/A | 0.54 | 3883.8981 | 2097.305 | N/A | 26.23 | 26.23 | 101874.6484 | 0 | 0.55596 | 99715.3573 | N/A | 45 | 45 | 47984.2467 | 7148.115 | N/A | 5 | N/A | 9 | 34955.0833 | 0.72847 | 0.87744 | 3.0519 | 2.0781 | 2.2271 | 1.0931
7 | Bonus - Insulation Bundle A_Insulation Bundle A_Two Insulation Measures, min. 1000 sq. ft.+ |  | Bonus - Insulation Bundle A | Insulation Bundle A | Two Insulation Measures, min. 1000 sq. ft.+ | 6 | 0% | 0 | /unit | N/A | N/A | 0 | 6 | 0 | 0 | N/A | 0 | 0 | 0 | 0 | 0 | 0 | N/A | 0 | 0 | 0 | 500 | N/A | N/A | 500 | 3000 | 0 | 0 | - | 0 | 0 | -
7 | Bonus - Kitchen Bundle B (2 - measures)_Foodservice Bundle B_Any 2 Kitchen equipment measures |  | Bonus - Kitchen Bundle B (2 - measures) | Foodservice Bundle B | Any 2 Kitchen equipment measures | 0 | 0% | 0 | /unit | N/A | N/A | 0 | 0 | 0 | 0 | N/A | 0 | 0 | 0 | 0 | 0 | 0 | N/A | 0 | 0 | 0 | 150 | N/A | N/A | 150 | 0 | 0 | 0 | - | 0 | 0 | -
7 | Bonus - Kitchen Bundle B (2 - measures)_Foodservice Bundle B_Any 2 Kitchen equipment measures |  | Bonus - Kitchen Bundle B (2 - measures) | Foodservice Bundle B | Any 2 Kitchen equipment measures | 6 | 0% | 0 | /unit | N/A | N/A | 0 | 6 | 0 | 0 | N/A | 0 | 0 | 0 | 0 | 0 | 0 | N/A | 0 | 0 | 0 | 300 | N/A | N/A | 300 | 1800 | 0 | 0 | - | 0 | 0 | -
7 | Bonus - Kitchen Bundle C (3 or more measures)_Foodservice Bundle C_Any 3 Kitchen equipment measures |  | Bonus - Kitchen Bundle C (3 or more measures) | Foodservice Bundle C | Any 3 Kitchen equipment measures | 0 | 0% | 0 | /unit | N/A | N/A | 0 | 0 | 0 | 0 | N/A | 0 | 0 | 0 | 0 | 0 | 0 | N/A | 0 | 0 | 0 | 300 | N/A | N/A | 300 | 0 | 0 | 0 | - | 0 | 0 | -
7 | Bonus - Kitchen Bundle C (3 or more measures)_Foodservice Bundle C_Any 3 Kitchen equipment measures |  | Bonus - Kitchen Bundle C (3 or more measures) | Foodservice Bundle C | Any 3 Kitchen equipment measures | 3 | 0% | 0 | /unit | N/A | N/A | 0 | 3 | 0 | 0 | N/A | 0 | 0 | 0 | 0 | 0 | 0 | N/A | 0 | 0 | 0 | 500 | N/A | N/A | 500 | 1500 | 0 | 0 | - | 0 | 0 | -
| Custom Measures__ |  | Custom Measures
|  |  | Custom Measure Offerings Aggregate |  |  |  | 36.06% |  |  | N/A | N/A | N/A |  | 151257.6366 | 9.6747 | N/A | 9.6747 | 1463375.9051 | 0 | 312987 | 1150388.9051 | N/A | N/A | 14.3162 | 1692246.5031 | 515522.0538 | 1.8117 | N/A | /Therm | 1.8117 | 274036.7018 | 0.16194 | 0.46657 | 2.6997 | 0.6798 | 0.98444 | 1.1632
| 007897-C-LODGING FACILITY__Custom Other - Laundrey Ozone Injection System |  | 007897-C-LODGING FACILITY |  | Custom Other - Laundrey Ozone Injection System |  |  | 4678 | /unit | N/A | N/A | N/A | 0 | 0 | 17295 | N/A | N/A | N/A | N/A | N/A | N/A | 10 | N/A | 10 | 0 | 0 | 2582 | N/A | N/A | N/A | N/A | N/A | N/A | N/A | N/A | N/A | N/A
| 008011-C-ELEMENTARY SCHOOL__Custom Other - Combi Ovens |  | 008011-C-ELEMENTARY SCHOOL |  | Custom Other - Combi Ovens |  |  | 497 | /unit | N/A | N/A | N/A | 0 | 0 | 9000 | N/A | N/A | N/A | N/A | N/A | N/A | 12 | N/A | 12 | 0 | 0 | 636 | N/A | N/A | N/A | N/A | N/A | N/A | N/A | N/A | N/A | N/A
| 007857-C-SCHOOL DISTRICT ZONE 1__Custom DDC Controls - Custom DDC Controls |  | 007857-C-SCHOOL DISTRICT ZONE 1 |  | Custom DDC Controls - Custom DDC Controls |  |  | 11758 | /unit | N/A | N/A | N/A | 0 | 0 | 153200 | N/A | N/A | N/A | N/A | N/A | N/A | 15 | N/A | 15 | 0 | 0 | 20929 | N/A | N/A | N/A | N/A | N/A | N/A | N/A | N/A | N/A | N/A
| 008286-C-SCHOOL DISTRICT ZONE 2__Custom Heat Recovery - AHU Heat Recovery |  | 008286-C-SCHOOL DISTRICT ZONE 2 |  | Custom Heat Recovery - AHU Heat Recovery |  |  | 1467 | /unit | N/A | N/A | N/A | 0 | 0 | 9500 | N/A | N/A | N/A | N/A | N/A | N/A | 15 | N/A | 15 | 0 | 0 | 3368 | N/A | N/A | N/A | N/A | N/A | N/A | N/A | N/A | N/A | N/A
| 008011-C-ELEMENTARY SCHOOL__Custom Hood System M/U Air Reduction - CaptiveAire Hood MUA DCV Control | 2020 Custom Measures | 008011-C-ELEMENTARY SCHOOL |  | Custom Hood System M/U Air Reduction - CaptiveAire Hood MUA DCV Control |  |  | 814 | /unit | N/A | N/A | N/A | 0 | 0 | 2493 | N/A | N/A | N/A | N/A | N/A | N/A | 15 | N/A | 15 | 0 | 0 | 1869 | N/A | N/A | N/A | N/A | N/A | N/A | N/A | N/A | N/A | N/A
| 008011-C-ELEMENTARY SCHOOL__Custom Other - ERV Units |  | 008011-C-ELEMENTARY SCHOOL |  | Custom Other - ERV Units |  |  | 2134 | /unit | N/A | N/A | N/A | 0 | 0 | 18000 | N/A | N/A | N/A | N/A | N/A | N/A | 15 | N/A | 15 | 0 | 0 | 4900 | N/A | N/A | N/A | N/A | N/A | N/A | N/A | N/A | N/A | N/A
| 008001-C-SCHOOL DISTRICT__Custom Other - Custom Air Handling Units |  | 008001-C-SCHOOL DISTRICT |  | Custom Other - Custom Air Handling Units |  |  | 1070 | /unit | N/A | N/A | N/A | 0 | 0 | 20000 | N/A | N/A | N/A | N/A | N/A | N/A | 15 | N/A | 15 | 0 | 0 | 2457 | N/A | N/A | N/A | N/A | N/A | N/A | N/A | N/A | N/A | N/A
| 008304-C-MIDDLE SCHOOL__Custom DDC Controls - HVAC Control Optimization |  | 008304-C-MIDDLE SCHOOL |  | Custom DDC Controls - HVAC Control Optimization |  |  | 2745 | /unit | N/A | N/A | N/A | 0 | 0 | 16279 | N/A | N/A | N/A | N/A | N/A | N/A | 15 | N/A | 15 | 0 | 0 | 4884 | N/A | N/A | N/A | N/A | N/A | N/A | N/A | N/A | N/A | N/A
| 008339-C-SCHOOL DIST 2__Custom Other - DOAS units |  | 008339-C-SCHOOL DIST 2 |  | Custom Other - DOAS units |  |  | 7004 | /unit | N/A | N/A | N/A | 0 | 0 | 64000 | N/A | N/A | N/A | N/A | N/A | N/A | 15 | N/A | 15 | 0 | 0 | 16081 | N/A | N/A | N/A | N/A | N/A | N/A | N/A | N/A | N/A | N/A
| 007926-C-PUBLISHER__Custom Insulation - Crawl Space Insulation |  | 007926-C-PUBLISHER |  | Custom Insulation - Crawl Space Insulation |  |  | 184 | /unit | N/A | N/A | N/A | 0 | 0 | 3220 | N/A | N/A | N/A | N/A | N/A | N/A | 30 | N/A | 30 | 0 | 0 | 905 | N/A | N/A | N/A | N/A | N/A | N/A | N/A | N/A | N/A | N/A
|  |  | TOTAL PROGRAM | [10 empty] | 419461 |  |  |  | 2981810.4703 |  |  | 2475802.6036 | 19.4989 |  |  | 5661088.0557 | 1429623 |  |  |  |  | 1723462.5609 | 0.30444 | 0.55698 | 2.6489 | 0.43734 | 0.68987 | 1.9442
|  |  | Nominal interest rate (post tax cost of cap.) | 8.76% | [10 empty] | non-energy |  |  | 506007.8667
|  |  | Inflation rate | 2%
|  |  | Long term real discount rate | 3.4%
Total 2022 Program Admin.
1394623
Custom Admin.
515522.0538
Prescriptive Admin.
879100.9462
EM&V
35000

## 2023
|  |  | PROGRAM YEAR | CASCADE NATURAL GAS CORPORATION | [25 empty] | Cost Effectiveness 2023
|  | Recommended | 2023 | COMMERCIAL Program Participant Cost Effectiveness
Original
Recommended
|  |  | MEASURE | DESCRIPTION | EFFICIENCY TYPE FOR QUALIFICATION | 2023 Measures Installed | CNGC Meaure % of Total Potential 2023 | ANNUAL THERM SAVINGS/UNIT | UNITS | LoadMap ANNUAL THERM SAVINGS/UNIT | LoadMap UNITS | Recommended Savings | UNITS INSTALLED | 2023 TOTAL ANNUAL THERM SAVINGS | MEASURE INCREMENTAL COST | LoadMap INCREMENTAL COST | Recommended Cost | TOTAL INCREMENTAL COST | SOCIETAL NEBS | PARTICIPANT NEBS | NET INSTALLED COST | LIFE | LOADMAP Life | Recommended Life | 2023 DISCOUNTED THERM SAVINGS | 2023 PROGRAM DELIVERY & ADMIN | PROGRAM REBATE | LOADMAP REBATE | LOADMAP UNITS | Recommended Rebate | CALCULATED REBATE COST | UTILITY COST | LOADED UCT | BENEFIT COST RATIO | TOTAL RESOURCE COST | LOADED TRC | BENEFIT COST RATIO
3 | Boiler_High-Efficiency-Condensing Boiler_Minimum 90% Thermal Efficiency and 300 kBtu/hr input |  | Boiler | High-Efficiency-Condensing Boiler | Minimum 90% Thermal Efficiency and 300 kBtu/hr input | 14922.0043 | 5.826% | 1.5 | /kBtu/hr in | 1.7759 | kBtu/hr | 2.1 | 14922.0043 | 31336.2091 | 8.89 | 10.7435 | 10.7435 | 160314.5537 | 0 | 1.5745 | 136819.2028 | 20 | 25 | 25 | 522118.9082 | 100462.5029 | 6 | 10.1115 | kBtu/hr | 10 | 149220.0434 | 0.2858 | 0.47821 | 3.4714 | 0.26205 | 0.45446 | 3.3207
4 | Boiler_Mid Efficiency Non-Condensing_Minimum 85% Thermal Efficiency and *** kBtu input |  | Boiler | Mid Efficiency Non-Condensing | Minimum 85% Thermal Efficiency and *** kBtu input | 1992.0667 | 0.5% | N/A | N/A | 0.90245 | kBtu/hr | 1.35 | 1992.0667 | 2689.29 | N/A | 6.0711 | 6.0711 | 12093.9861 | 0 | 1.0122 | 10077.6027 | N/A | 25 | 25 | 44808.5202 | 8621.745 | N/A | 5.714 | kBtu/hr | 6 | 11952.4 | 0.26674 | 0.45916 | 3.6154 | 0.2249 | 0.41732 | 3.6163
5 | Boiler Steam Trap_Steam Trap fitted to Steam Boiler_Minimum 300 kBtu input and steam pressures at 7psig or greater |  | Boiler Steam Trap | Steam Trap fitted to Steam Boiler | Minimum 300 kBtu input and steam pressures at 7psig or greater | 39.8855 | 1.015% | 136.9 | /unit | 137.4462 | BoilerCtrl | 136.9 | 39.8855 | 5460.3291 | 315 | 75.61 | 315 | 12563.942 | 0 | 32.9347 | 11250.3259 | 7 | 6 | 6 | 29191.4687 | 17505.5739 | 125 | 69.7325 | BoilerCtrl | 125 | 4985.6913 | 0.17079 | 0.77047 | 1.3784 | 0.3854 | 0.98508 | 0.98008
6 | Boiler Vent Damper_Boiler Vent Damper_Minimum 1,000 kBtu/hr input |  | Boiler Vent Damper | Boiler Vent Damper | Minimum 1,000 kBtu/hr input | 0 | 0% | 270 | /unit | 35.1606 | BoilerCtrl | 0 | 0 | 0 | 1.5 | 1863.83 | 0 | 0 | 0 | 0 | 0 | 12 | 15 | 0 | 0 | 0 | 1000 | 559.1477 | BoilerCtrl | 0 | 0 | 0 | 0 | - | 0 | 0 | -
| Clothes Washer_Commercial Gas Washer_1.8 MEF |  | Clothes Washer | Commercial Gas Washer | 1.8 MEF | 0 | 0% | 90 | /unit | 38.4058 | ClothesWashers | 38.4058 | 0 | 0 | 200 | 443.39 | 443.39 | 0 | 0 | 10.7413 | 0 | 10 | 7.1 | 7.1 | 0 | 0 | 180 | 133.0176 | ClothesWashers | 135 | 0 | 0 | 0 | - | 0 | 0 | -
14 | Convection Oven (Grocery)_Energy Star_>= 44% Cooking Efficiency,<= 13,000 Btu/hr Idle Rate |  | Convection Oven (Grocery) | Energy Star | >= 44% Cooking Efficiency,<= 13,000 Btu/hr Idle Rate | 1.4616 | 0.1% | 368 | /oven | 243.3754 | 1 unit | 368 | 1.4616 | 537.858 | 900 | 54.41 | 900 | 1315.4136 | 0 | 160.9707 | 1080.1435 | 12 | 12 | 12 | 5228.2241 | 1724.349 | 800 | 54.4062 | 1 unit | 800 | 1169.2565 | 0.22364 | 0.55346 | 2.2113 | 0.2066 | 0.53641 | 2.0741
14a | Convection Oven (Lodging)_Energy Star_>= 44% Cooking Efficiency,<= 13,000 Btu/hr Idle Rate |  | Convection Oven (Lodging) | Energy Star | >= 44% Cooking Efficiency,<= 13,000 Btu/hr Idle Rate | 12.2799 | 0.5% | 219 | /oven | 243.3754 | 1 unit | 219 | 12.2799 | 2689.29 | 900 | 54.41 | 900 | 11051.8767 | 0 | 95.7951 | 9875.5263 | 12 | 12 | 12 | 26141.1206 | 8621.745 | 800 | 54.4062 | 1 unit | 800 | 9823.8904 | 0.3758 | 0.70562 | 1.7344 | 0.37778 | 0.70759 | 1.5723
14b | Convection Oven (Restaurant)_Energy Star_>= 44% Cooking Efficiency,<= 13,000 Btu/hr Idle Rate |  | Convection Oven (Restaurant) | Energy Star | >= 44% Cooking Efficiency,<= 13,000 Btu/hr Idle Rate | 4.1437 | 0.5% | 649 | /oven | 243.3754 | 1 unit | 649 | 4.1437 | 2689.29 | 900 | 54.41 | 900 | 3729.3698 | 0 | 283.8859 | 2553.0194 | 12 | 12 | 12 | 26141.1206 | 8621.745 | 800 | 54.4062 | 1 unit | 800 | 3314.9954 | 0.12681 | 0.45663 | 2.6802 | 0.097663 | 0.42748 | 2.6027
14c | Convection Oven (School)_Energy Star_>= 44% Cooking Efficiency,<= 13,000 Btu/hr Idle Rate |  | Convection Oven (School) | Energy Star | >= 44% Cooking Efficiency,<= 13,000 Btu/hr Idle Rate | 3.8146 | 0.1% | 141 | /oven | 243.3754 | 1 unit | 141 | 3.8146 | 537.858 | 900 | 54.41 | 900 | 3433.1362 | 0 | 61.6763 | 3197.8661 | 12 | 12 | 12 | 5228.2241 | 1724.349 | 800 | 54.4062 | 1 unit | 800 | 3051.6766 | 0.58369 | 0.91351 | 1.3397 | 0.61165 | 0.94147 | 1.1818
8 | DCV_Demand Control Ventilation_Meet JUARC Guidelines for DCV RTUs in 5-20 ton |  | DCV | Demand Control Ventilation | Meet JUARC Guidelines for DCV RTUs in 5-20 ton | 973.6947 | 2.046% | 13 | /ton | 11.3041 | ton | 11.3041 | 973.6947 | 11006.7182 | 55 | 106.8188 | 106.8188 | 104008.8535 | 0 | 5.9006 | 98263.4696 | 10 | 15 | 15 | 127675.1992 | 35287.0526 | 20 | 44.8619 | ton | 60 | 58421.6836 | 0.45758 | 0.73396 | 1.787 | 0.76964 | 1.046 | 1.1399
27 | DHW Recirculation Controls_Schedule Control for Continuous Operation DHW Recirculation Pump_Add time clock or other schedule control for continuous operation DHW recirculation pump |  | DHW Recirculation Controls | Schedule Control for Continuous Operation DHW Recirculation Pump | Add time clock or other schedule control for continuous operation DHW recirculation pump | 7.4703 | 0.1% | 72 | /controller | 646.5239 | perBldg | 72 | 7.4703 | 537.858 | 300 | 2146.3 | 300 | 2241.075 | 0 | 37.5832 | 1960.3191 | 15 | 15 | 15 | 6239.0193 | 1724.349 | 200 | 2009.4432 | perBldg | 200 | 1494.05 | 0.23947 | 0.51585 | 2.5425 | 0.3142 | 0.59058 | 2.0189
9 | Domestic Hot Water Tanks - Condensing_Condensing Tank_Minimum 91% AFUE or 91% Thermal Efficiency |  | Domestic Hot Water Tanks - Condensing | Condensing Tank | Minimum 91% AFUE or 91% Thermal Efficiency | 3656.0286 | 2.582% | 0.79 | /kBtu/hr in | 3.7987 | 1 kBtu/hr | 3.7987 | 3656.0286 | 13888.3075 | 6.06 | 2.6194 | 2.6194 | 9576.5098 | 0 | 1.4289 | 4352.5522 | 15 | 10 | 10 | 116087.947 | 44525.3008 | 2.5 | 1.1211 | 1 kBtu/hr | 2.5 | 9140.0714 | 0.078734 | 0.46228 | 2.5281 | 0.037494 | 0.42104 | 2.5234
11 | Double Rack Oven_FSTC Qualified_>=50% Cooking Efficiency, <=35,000 Btu/hr Idle Rate |  | Double Rack Oven | FSTC Qualified | >=50% Cooking Efficiency, <=35,000 Btu/hr Idle Rate | 0.67761 | 0.2315% | 1806 | /unit | 1837.5733 | 1 unit | 1837.5733 | 0.67761 | 1245.1527 | 6200 | 4287.44 | 4287.44 | 2905.1998 | 0 | 803.7921 | 2360.5445 | 12 | 12 | 12 | 12103.45 | 3991.9046 | 2500 | 1252.0644 | 1 unit | 2500 | 1694.0177 | 0.13996 | 0.46978 | 2.6052 | 0.19503 | 0.52485 | 2.1198
12 | Energy Saver Kit A_Low Flow Kitchen Pre Rinse Spray Valve and Bath Aerators_PRSV <=1 gpm / Aerators <=.75 gpm |  | Energy Saver Kit A | Low Flow Kitchen Pre Rinse Spray Valve and Bath Aerators | PRSV <=1 gpm / Aerators <=.75 gpm | 120.867 | 2% | 89 | /kit | N/A | N/A | 89 | 120.867 | 10757.16 | 119 | N/A | 119 | 14383.169 | 0 | 176.6095 | 0 | 5 | N/A | 5 | 48707.001 | 34486.98 | 0 | N/A | N/A | 0 | 0 | 0 | 0.70805 | - | 0 | 0.70805 | -
12a | Energy Saver Kit A - 30 therms_Low Flow Kitchen Pre Rinse Spray Valve and Bath Aerators_PRSV <=1 gpm / Aerators <=.75 gpm |  | Energy Saver Kit A - 30 therms | Low Flow Kitchen Pre Rinse Spray Valve and Bath Aerators | PRSV <=1 gpm / Aerators <=.75 gpm | 0 | 0% | 30 | /kit | N/A | N/A | 30 | 0 | 0 | 119 | N/A | 119 | 0 | 0 | 59.5415 | 0 | 5 | N/A | 5 | 0 | 0 | 0 | N/A | N/A | 0 | 0 | 0 | 0 | - | 0 | 0 | -
12b | Energy Saver Kit A - 59 therms_Low Flow Kitchen Pre Rinse Spray Valve and Bath Aerators_PRSV <=1 gpm / Aerators <=.75 gpm |  | Energy Saver Kit A - 59 therms | Low Flow Kitchen Pre Rinse Spray Valve and Bath Aerators | PRSV <=1 gpm / Aerators <=.75 gpm | 0 | 0% | 59 | /kit | N/A | N/A | 59 | 0 | 0 | 119 | N/A | 119 | 0 | 0 | 116.1625 | 0 | 5 | N/A | 5 | 0 | 0 | 0 | N/A | N/A | 0 | 0 | 0 | 0 | - | 0 | 0 | -
12c | Energy Saver Kit B_Low Flow Showerheads_Showerhead <= 1.85 gpm |  | Energy Saver Kit B | Low Flow Showerheads | Showerhead <= 1.85 gpm | 0 | 0% | 35 | /kit | N/A | N/A | 35 | 0 | 0 | 44 | N/A | 44 | 0 | 0 | 88.3931 | 0 | 10 | N/A | 10 | 0 | 0 | 0 | N/A | N/A | 0 | 0 | 0 | 0 | - | 0 | 0 | -
16 | Fryer (Grocery)_Energy Star_>=50% Cooking Efficiency |  | Fryer (Grocery) | Energy Star | >=50% Cooking Efficiency | 0 | 0% | 388 | /fryer | 417.202 | 1 unit | 0 | 0 | 0 | 1400 | 902.15 | 0 | 0 | 0 | 0 | 0 | 12 | 5.5 | 0 | 0 | 0 | 750 | 563.8436 | 1 unit | 0 | 0 | 0 | 0 | - | 0 | 0 | -
16 | Fryer (Lodging)_Energy Star_>=50% Cooking Efficiency |  | Fryer (Lodging) | Energy Star | >=50% Cooking Efficiency | 0 | 0% | 231 | /fryer | 417.202 | 1 unit | 0 | 0 | 0 | 1400 | 902.15 | 0 | 0 | 0 | 0 | 0 | 12 | 5.5 | 0 | 0 | 0 | 750 | 563.8436 | 1 unit | 0 | 0 | 0 | 0 | - | 0 | 0 | -
16 | Fryer (Restaurant)_Energy Star_>=50% Cooking Efficiency |  | Fryer (Restaurant) | Energy Star | >=50% Cooking Efficiency | 0 | 0% | 685 | /fryer | 417.202 | 1 unit | 0 | 0 | 0 | 1400 | 902.15 | 0 | 0 | 0 | 0 | 0 | 12 | 5.5 | 0 | 0 | 0 | 750 | 563.8436 | 1 unit | 0 | 0 | 0 | 0 | - | 0 | 0 | -
16 | Fryer (School)_Energy Star_>=50% Cooking Efficiency |  | Fryer (School) | Energy Star | >=50% Cooking Efficiency | 0 | 0% | 149 | /fryer | 417.202 | 1 unit | 0 | 0 | 0 | 1400 | 902.15 | 0 | 0 | 0 | 0 | 0 | 12 | 5.5 | 0 | 0 | 0 | 750 | 563.8436 | 1 unit | 0 | 0 | 0 | 0 | - | 0 | 0 | -
15 | Gas Conveyor Oven_FSTC Qualified Gas Fired Conveyor Oven_>=42% Baking Efficiency |  | Gas Conveyor Oven | FSTC Qualified Gas Fired Conveyor Oven | >=42% Baking Efficiency | 8.0587 | 0.9901% | 77 | /oven | 660.8106 | 1 unit | 660.8106 | 8.0587 | 5325.2868 | 1800 | 2238.0559 | 2238.0559 | 18035.8627 | 0 | 379.1961 | 14980.0283 | 16 | 17 | 17 | 67907.4325 | 17072.6345 | 450 | 577.5197 | 1 unit | 700 | 5641.103 | 0.08307 | 0.33448 | 4.1059 | 0.22059 | 0.47201 | 2.6451
17 | Griddle (Grocery)_Energy Star_>=38% Cooking Efficiency,<= 2650 Btu/hr-sq ft Idle Rate |  | Griddle (Grocery) | Energy Star | >=38% Cooking Efficiency,<= 2650 Btu/hr-sq ft Idle Rate | 8.6751 | 0.25% | 155 | /griddle | 159.8622 | 1 unit | 155 | 8.6751 | 1344.645 | 1048 | 391.72 | 1048 | 9091.5352 | 0 | 67.8002 | 8503.36 | 12 | 12 | 12 | 13070.5603 | 4310.8725 | 500 | 391.7248 | 1 unit | 600 | 5205.0774 | 0.39823 | 0.72804 | 1.681 | 0.65057 | 0.98039 | 1.1348
17a | Griddle (Lodging)_Energy Star_>=38% Cooking Efficiency,<= 2650 Btu/hr-sq ft Idle Rate |  | Griddle (Lodging) | Energy Star | >=38% Cooking Efficiency,<= 2650 Btu/hr-sq ft Idle Rate | 14.6157 | 0.25% | 92 | /griddle | 159.8622 | 1 unit | 92 | 14.6157 | 1344.645 | 1048 | 391.72 | 1048 | 15317.2604 | 0 | 40.2427 | 14729.0852 | 12 | 12 | 12 | 13070.5603 | 4310.8725 | 500 | 391.7248 | 1 unit | 600 | 8769.4239 | 0.67093 | 1.0007 | 1.2229 | 1.1269 | 1.4567 | 0.76377
17b | Griddle (Restaurant)_Energy Star_>=38% Cooking Efficiency,<= 2650 Btu/hr-sq ft Idle Rate |  | Griddle (Restaurant) | Energy Star | >=38% Cooking Efficiency,<= 2650 Btu/hr-sq ft Idle Rate | 22.1635 | 1.125% | 273 | /griddle | 159.8622 | 1 unit | 273 | 22.1635 | 6050.638 | 1048 | 391.72 | 1048 | 23227.3578 | 0 | 119.4158 | 20580.685 | 12 | 12 | 12 | 58814.9508 | 19398.0784 | 500 | 391.7248 | 1 unit | 600 | 13298.1056 | 0.2261 | 0.55592 | 2.2015 | 0.34992 | 0.67974 | 1.6368
17c | Griddle (School)_Energy Star_>=38% Cooking Efficiency,<= 2650 Btu/hr-sq ft Idle Rate |  | Griddle (School) | Energy Star | >=38% Cooking Efficiency,<= 2650 Btu/hr-sq ft Idle Rate | 22.7906 | 0.25% | 59 | /griddle | 159.8622 | 1 unit | 59 | 22.7906 | 1344.645 | 1048 | 391.72 | 1048 | 23884.5417 | 0 | 25.8078 | 23296.3665 | 12 | 12 | 12 | 13070.5603 | 4310.8725 | 500 | 391.7248 | 1 unit | 600 | 13674.3559 | 1.0462 | 1.376 | 0.88941 | 1.7824 | 2.1122 | 0.52675
18 | HVAC Unit Heater - Condensing_High Efficiency Condensing_Minimum 92% AFUE |  | HVAC Unit Heater - Condensing | High Efficiency Condensing | Minimum 92% AFUE | 3033.1251 | 0.5% | 1.1 | /kBtu/hr in | 0.88664 | kBtu/hr | 0.88664 | 3033.1251 | 2689.29 | 5.23 | 16.7395 | 16.7395 | 50773.0575 | 0 | 0.46282 | 49369.2782 | 18 | 15 | 15 | 31195.0965 | 8621.745 | 5 | 1.6261 | kBtu/hr | 5 | 15165.6253 | 0.48615 | 0.76254 | 1.72 | 1.5826 | 1.859 | 0.6414
| HVAC Unit Heater - Non-Condensing_High-Efficiency-Non-Condensing Unit Heater with Electronic Ignition_Minimum 86% AFUE |  | HVAC Unit Heater - Non-Condensing | High-Efficiency-Non-Condensing Unit Heater with Electronic Ignition | Minimum 86% AFUE | 0 | 0% | 0.61 | /kBtu/hr in | N/A | N/A | 0.61 | 0 | 0 | 3.26 | N/A | 3.26 | 0 | 0 | 0.36508 | 0 | 18 | N/A | 18 | 0 | 0 | 1.5 | N/A | N/A | 1.5 | 0 | 0 | 0 | - | 0 | 0 | -
19 | Insulation - Attic - Tier 1 - Min R-30_Attic Insulation_Tier 1 / Minimum R-30 |  | Insulation - Attic - Tier 1 - Min R-30 | Attic Insulation | Tier 1 / Minimum R-30 | 224500.5337 | 12.94% | 0.31 | /sq.ft. | 0.057285 | sqft roof | 0.31 | 224500.5337 | 69595.1655 | 1.35 | 0.67959 | 1.35 | 303075.7205 | 0 | 0.25981 | 244747.3393 | 30 | 45 | 30 | 1296186.2494 | 223119.0276 | 2 | 0.55182 | sqft roof | 2 | 449001.0675 | 0.3464 | 0.51854 | 3.6093 | 0.18882 | 0.36096 | 4.7137
19a | Insulation - Attic - Tier 2 - Min R-45_Attic Insulation_Tier 2 / Minimum R-45 |  | Insulation - Attic - Tier 2 - Min R-45 | Attic Insulation | Tier 2 / Minimum R-45 | 217484.892 | 12.94% | 0.32 | /sq.ft. | 0.085927 | sqft roof | 0.32 | 217484.892 | 69595.1655 | 1.63 | 1.0194 | 1.63 | 354500.374 | 0 | 0.2682 | 296171.9928 | 30 | 45 | 30 | 1296186.2494 | 223119.0276 | 2.5 | 0.82773 | sqft roof | 2.5 | 543712.2301 | 0.41947 | 0.59161 | 3.1636 | 0.22849 | 0.40063 | 4.2469
13 | Insulation - Floor_Floor Insulation_Equal to or greater than R-30 Post and equal to or less than R-11 Pre |  | Insulation - Floor | Floor Insulation | Equal to or greater than R-30 Post and equal to or less than R-11 Pre | 4802.3036 | 0.05% | 0.056 | /sq. ft. | N/A | N/A | 0.056 | 4802.3036 | 268.929 | 1.08 | N/A | 1.08 | 5186.4879 | 0 | 0.046934 | 4961.0959 | 45 | N/A | 30 | 5008.711 | 862.1745 | 0.75 | N/A | N/A | 1.25 | 6002.8795 | 1.1985 | 1.3706 | 1.3655 | 0.99049 | 1.1626 | 1.4634
25 | Insulation - Pipe - 1.5"_1.5" Thick Pipe Insulation _Retrofit for T>140F<=200F |  | Insulation - Pipe - 1.5" | 1.5" Thick Pipe Insulation | Retrofit for T>140F<=200F | 4667.5212 | 3.993% | 6 | /LF | 4.6018 | boiler pipe | 4.6018 | 4667.5212 | 21478.9635 | 8 | 10.78 | 8 | 37340.1699 | 0 | 2.9699 | 23477.9903 | 20 | 20 | 20 | 308048.4354 | 68860.6087 | 15 | 15.275 | boiler pipe | 15 | 70012.8185 | 0.22728 | 0.45082 | 3.2696 | 0.076215 | 0.29975 | 4.4704
25a | Insulation - Pipe - 2.5"_2.5" Thick Pipe Insulation_Retrofit for T>200F |  | Insulation - Pipe - 2.5" | 2.5" Thick Pipe Insulation | Retrofit for T>200F | 29.6541 | 0.06616% | 12 | /LF | 346.1384 | employee | 12 | 29.6541 | 355.8498 | 18 | 2951.2444 | 18 | 533.7746 | 0 | 7.7446 | 304.1149 | 20 | 20 | 20 | 5103.5498 | 1140.8386 | 25 | 1475.6219 | employee | 25 | 741.3537 | 0.14526 | 0.3688 | 3.9968 | 0.059589 | 0.28313 | 4.7329
20 | Insulation - Roof - Tier 1 - Min R-21_Roof Insulation_Tier 1 / Minimum R-21 |  | Insulation - Roof - Tier 1 - Min R-21 | Roof Insulation | Tier 1 / Minimum R-21 | 0 | 0% | 0.35 | /sq.ft. | 0.040099 | sqft roof | 0.35 | 0 | 0 | 1.83 | 0.47571 | 1.83 | 0 | 0 | 0.29334 | 0 | 30 | 45 | 30 | 0 | 0 | 2 | 0.38627 | sqft roof | 2 | 0 | 0 | 0 | - | 0 | 0 | -
20a | Insulation - Roof - Tier 2 - Min R-30_Roof Insulation_Tier 2 / Minimum R-30 |  | Insulation - Roof - Tier 2 - Min R-30 | Roof Insulation | Tier 2 / Minimum R-30 | 193319.904 | 12.94% | 0.36 | /sq.ft. | 0.057285 | sqft roof | 0.36 | 193319.904 | 69595.1655 | 2.15 | 0.67959 | 2.15 | 415637.7937 | 0 | 0.30172 | 357309.4125 | 30 | 45 | 30 | 1296186.2494 | 223119.0276 | 2.5 | 0.55182 | sqft roof | 2 | 386639.8081 | 0.29829 | 0.47043 | 3.9785 | 0.27566 | 0.4478 | 3.7996
21 | Insulation - Wall - Tier 1 - Min R-11_Wall Insulation_Tier 1 / Minimum R-11 |  | Insulation - Wall - Tier 1 - Min R-11 | Wall Insulation | Tier 1 / Minimum R-11 | 0 | 0% | 0.16 | /sq.ft. | 0.057226 | sqft wall | 0 | 0 | 0 | 1.5 | 0.91143 | 0 | 0 | 0 | 0 | 0 | 30 | 45 | 30 | 0 | 0 | 1.25 | 0.47209 | sqft wall | 0 | 0 | 0 | 0 | - | 0 | 0 | -
21a | Insulation - Wall - Tier 2 - Min R-19_Wall Insulation_Tier 2 / Minimum R-19 |  | Insulation - Wall - Tier 2 - Min R-19 | Wall Insulation | Tier 2 / Minimum R-19 | 181279.2098 | 6.404% | 0.19 | /sq. ft. | 0.098845 | sqft wall | 0.19 | 181279.2098 | 34443.0499 | 1.7 | 1.5743 | 1.7 | 308174.6567 | 0 | 0.15924 | 279307.6035 | 30 | 45 | 30 | 641490.0709 | 110422.8971 | 1.5 | 0.81543 | sqft wall | 2 | 362558.4197 | 0.56518 | 0.73732 | 2.5384 | 0.4354 | 0.60754 | 2.8005
10 | Low Temp Door Dishwasher_Energy Star_<=.6kW Idle Rate, <= 1.18 gal/rack |  | Low Temp Door Dishwasher | Energy Star | <=.6kW Idle Rate, <= 1.18 gal/rack | 0 | 0% | 448 | /unit | 244.7778 | perBldg | 0 | 0 | 0 | 1800 | 453.6733 | 0 | 0 | 0 | 0 | 0 | 12 | 12.2222 | 0 | 0 | 0 | 800 | 453.6744 | perBldg | 0 | 0 | 0 | 0 | - | 0 | 0 | -
23 | Low Temp Multi Tank Dishwasher_Energy Star_<=2kW Idle Rate, <=.50 gal/rack |  | Low Temp Multi Tank Dishwasher | Energy Star | <=2kW Idle Rate, <=.50 gal/rack | 0 | 0% | 645 | /unit | 244.7778 | perBldg | 0 | 0 | 0 | 4000 | 453.6733 | 0 | 0 | 0 | 0 | 0 | 20 | 12.2222 | 0 | 0 | 0 | 2500 | 453.6744 | perBldg | 0 | 0 | 0 | 0 | - | 0 | 0 | -
22 | Motion Faucet Controls_Motion Controlled Faucet_<= 1.8 gpm, Watersense Certified |  | Motion Faucet Controls | Motion Controlled Faucet | <= 1.8 gpm, Watersense Certified | 0 | 0% | 136 | /faucet | 0 | perBldg | 0 | 0 | 0 | 315 | 0 | 0 | 0 | 0 | 0 | 0 | 5 | 5 | 0 | 0 | 0 | 105 | 0 | perBldg | 0 | 0 | 0 | 0 | - | 0 | 0 | -
24 | Ozone Injection Laundry_Venturi Injection or Bubble Diffusion Ozone Injection Laundry_Minimum 125 lb Total Washer/Extractor Capacity and Pre Approved by CNG |  | Ozone Injection Laundry | Venturi Injection or Bubble Diffusion Ozone Injection Laundry | Minimum 125 lb Total Washer/Extractor Capacity and Pre Approved by CNG | 4.4229 | 2.161% | 1049 | /system | 2627.6738 | site | 2627.6738 | 4.4229 | 11621.8968 | 8283 | 14325.8911 | 14325.8911 | 63361.7563 | 0 | 988.375 | 58990.288 | 10 | 10 | 10 | 97143.74 | 37259.2879 | 2500 | 8395.0617 | site | 9000 | 39805.9571 | 0.40976 | 0.79331 | 1.4732 | 0.60725 | 0.9908 | 1.0723
26 | Radiant Heating_Direct-fired Radiant Heating_None |  | Radiant Heating | Direct-fired Radiant Heating | None | 908.8917 | 0.4495% | 4.33 | /kBtu/hr in | 2.6598 | kBtu/Hr | 2.6598 | 908.8917 | 2417.4522 | 21 | 5.5439 | 21 | 19086.725 | 0 | 1.3884 | 17824.842 | 18 | 15 | 15 | 28041.8458 | 7750.2451 | 15 | 1.6261 | kBtu/Hr | 15 | 13633.375 | 0.48618 | 0.76256 | 1.72 | 0.63565 | 0.91203 | 1.3073
1 | Steamer - 3 Pan_Connectionless Estar or CEE Qualified_>=38% Cooking Efficiency,<= 2083 Btu/hr /pan Idle Rate |  | Steamer - 3 Pan | Connectionless Estar or CEE Qualified | >=38% Cooking Efficiency,<= 2083 Btu/hr /pan Idle Rate | 0 | 0% | 535 | /unit | 1022.5078 | 1 unit | 0 | 0 | 0 | 2600 | 1107.31 | 0 | 0 | 0 | 0 | 0 | 12 | 12 | 0 | 0 | 0 | 850 | 943.1003 | 1 unit | 0 | 0 | 0 | 0 | - | 0 | 0 | -
2 | Steamer - 6 Pan_Connectionless Estar or CEE Qualified_>=38% Cooking Efficiency,<= 2083 Btu/hr /pan Idle Rate |  | Steamer - 6 Pan | Connectionless Estar or CEE Qualified | >=38% Cooking Efficiency,<= 2083 Btu/hr /pan Idle Rate | 0 | 0% | 912 | /unit | 1022.5078 | 1 unit | 0 | 0 | 0 | 3200 | 1107.31 | 0 | 0 | 0 | 0 | 0 | 12 | 12 | 0 | 0 | 0 | 1200 | 943.1003 | 1 unit | 0 | 0 | 0 | 0 | - | 0 | 0 | -
28 | Tankless Water Heater_Energy Star_Minimum .87 Energy Factor |  | Tankless Water Heater | Energy Star | Minimum .87 Energy Factor | 641.7118 | 2.582% | 22 | /gpm | 21.6426 | gpm | 21.6426 | 641.7118 | 13888.3075 | 137.9 | 27.0083 | 137.9 | 88492.0505 | 0 | 8.1407 | 83268.0928 | 18 | 10 | 10 | 116087.947 | 44525.3008 | 120 | 24.4773 | gpm | 120 | 77005.4101 | 0.66334 | 1.0469 | 1.1164 | 0.71728 | 1.1008 | 0.96514
28a | Tankless Water Heater - Tier 2_Energy Star_Minimum .93 Energy Factor |  | Tankless Water Heater - Tier 2 | Energy Star | Minimum .93 Energy Factor | 369.0964 | 2.582% | 38 | /gpm | 37.6279 | gpm | 37.6279 | 369.0964 | 13888.3075 | 52.8 | 54.3685 | 52.8 | 19488.2923 | 0 | 14.1534 | 14264.3346 | 20 | 10 | 10 | 116087.947 | 44525.3008 | 150 | 45.4579 | gpm | 150 | 55364.4666 | 0.47692 | 0.86047 | 1.3582 | 0.12288 | 0.50642 | 2.098
29 | Warm-Air Furnace_High-Efficiency Condensing Furnace_Minimum 91% AFUE |  | Warm-Air Furnace | High-Efficiency Condensing Furnace | Minimum 91% AFUE | 13812.6296 | 1.508% | 1.1 | /kBtu/hr in | 0.58718 | kBtu/hr | 0.58718 | 13812.6296 | 8110.5239 | 6.72 | 3.1362 | 6.72 | 92820.871 | 0 | 0.41696 | 87061.5491 | 18 | 23 | 23 | 127984.93 | 26001.9815 | 5 | 0.6323 | kBtu/hr | 5 | 69063.1481 | 0.53962 | 0.74278 | 2.1307 | 0.68025 | 0.88341 | 1.6286
30 | Windows_Single pane to .3 or less (not LoadMAP's .50 to .22) per sq ft_0.3 or less U |  | Windows | Single pane to .3 or less (not LoadMAP's .50 to .22) per sq ft | 0.3 or less U | 8185.3746 | 0.7422% | 1.1 | /sq. ft. | 0.48769 | sqft window | 0.48769 | 8185.3746 | 3991.9593 | 24.31 | 24.15 | 24.31 | 198986.4559 | 0 | 0.50211 | 194876.5138 | 45 | 45 | 45 | 91332.0469 | 12798.0452 | 5 | 5 | sqft window | 7.5 | 61390.3093 | 0.67217 | 0.81229 | 3.2967 | 2.1337 | 2.2738 | 1.0706
30a | Windows_U-.22 or less_U-.22 or less |  | Windows | U-.22 or less | U-.22 or less | 4980.1667 | 0.5% | N/A | /sq. ft. | 0.54 | N/A | 0.54 | 4980.1667 | 2689.29 | N/A | 26.23 | 26.23 | 130629.7717 | 0 | 0.55596 | 127860.9994 | N/A | 45 | 45 | 61528.2731 | 8621.745 | N/A | 5 | N/A | 9 | 44821.5 | 0.72847 | 0.8686 | 3.083 | 2.0781 | 2.2182 | 1.0975
7 | Bonus - Insulation Bundle A_Insulation Bundle A_Two Insulation Measures, min. 1000 sq. ft.+ |  | Bonus - Insulation Bundle A | Insulation Bundle A | Two Insulation Measures, min. 1000 sq. ft.+ | 6 | 0% | 0 | /unit | N/A | N/A | 0 | 6 | 0 | 0 | N/A | 0 | 0 | 0 | 0 | 0 | 0 | N/A | 0 | 0 | 0 | 500 | N/A | N/A | 500 | 3000 | 0 | 0 | - | 0 | 0 | -
7 | Bonus - Kitchen Bundle B (2 - measures)_Foodservice Bundle B_Any 2 Kitchen equipment measures |  | Bonus - Kitchen Bundle B (2 - measures) | Foodservice Bundle B | Any 2 Kitchen equipment measures | 0 | 0% | 0 | /unit | N/A | N/A | 0 | 0 | 0 | 0 | N/A | 0 | 0 | 0 | 0 | 0 | 0 | N/A | 0 | 0 | 0 | 150 | N/A | N/A | 150 | 0 | 0 | 0 | - | 0 | 0 | -
7 | Bonus - Kitchen Bundle B (2 - measures)_Foodservice Bundle B_Any 2 Kitchen equipment measures |  | Bonus - Kitchen Bundle B (2 - measures) | Foodservice Bundle B | Any 2 Kitchen equipment measures | 6 | 0% | 0 | /unit | N/A | N/A | 0 | 6 | 0 | 0 | N/A | 0 | 0 | 0 | 0 | 0 | 0 | N/A | 0 | 0 | 0 | 300 | N/A | N/A | 300 | 1800 | 0 | 0 | - | 0 | 0 | -
7 | Bonus - Kitchen Bundle C (3 or more measures)_Foodservice Bundle C_Any 3 Kitchen equipment measures |  | Bonus - Kitchen Bundle C (3 or more measures) | Foodservice Bundle C | Any 3 Kitchen equipment measures | 0 | 0% | 0 | /unit | N/A | N/A | 0 | 0 | 0 | 0 | N/A | 0 | 0 | 0 | 0 | 0 | 0 | N/A | 0 | 0 | 0 | 300 | N/A | N/A | 300 | 0 | 0 | 0 | - | 0 | 0 | -
7 | Bonus - Kitchen Bundle C (3 or more measures)_Foodservice Bundle C_Any 3 Kitchen equipment measures |  | Bonus - Kitchen Bundle C (3 or more measures) | Foodservice Bundle C | Any 3 Kitchen equipment measures | 3 | 0% | 0 | /unit | N/A | N/A | 0 | 3 | 0 | 0 | N/A | 0 | 0 | 0 | 0 | 0 | 0 | N/A | 0 | 0 | 0 | 500 | N/A | N/A | 500 | 1500 | 0 | 0 | - | 0 | 0 | -
| Custom Measures__ |  | Custom Measures
|  |  | Custom Measure Offerings Aggregate |  |  |  | 21.28% |  |  | N/A | N/A | N/A |  | 114456.1824 | 9.6747 | N/A | 9.6747 | 1107331.9885 | 0 | 312987 | 794344.9885 | N/A | N/A | 14.3162 | 1280517.657 | 366941.4672 | 1.8117 | N/A | /Therm | 1.8117 | 207362.7185 | 0.16194 | 0.44849 | 2.8086 | 0.62033 | 0.90689 | 1.2627
| 007897-C-LODGING FACILITY__Custom Other - Laundrey Ozone Injection System |  | 007897-C-LODGING FACILITY |  | Custom Other - Laundrey Ozone Injection System |  |  | 4678 | /unit | N/A | N/A | N/A | 0 | 0 | 17295 | N/A | N/A | N/A | N/A | N/A | N/A | 10 | N/A | 10 | 0 | 0 | 2582 | N/A | N/A | N/A | N/A | N/A | N/A | N/A | N/A | N/A | N/A
| 008011-C-ELEMENTARY SCHOOL__Custom Other - Combi Ovens |  | 008011-C-ELEMENTARY SCHOOL |  | Custom Other - Combi Ovens |  |  | 497 | /unit | N/A | N/A | N/A | 0 | 0 | 9000 | N/A | N/A | N/A | N/A | N/A | N/A | 12 | N/A | 12 | 0 | 0 | 636 | N/A | N/A | N/A | N/A | N/A | N/A | N/A | N/A | N/A | N/A
| 007857-C-SCHOOL DISTRICT ZONE 1__Custom DDC Controls - Custom DDC Controls |  | 007857-C-SCHOOL DISTRICT ZONE 1 |  | Custom DDC Controls - Custom DDC Controls |  |  | 11758 | /unit | N/A | N/A | N/A | 0 | 0 | 153200 | N/A | N/A | N/A | N/A | N/A | N/A | 15 | N/A | 15 | 0 | 0 | 20929 | N/A | N/A | N/A | N/A | N/A | N/A | N/A | N/A | N/A | N/A
| 008286-C-SCHOOL DISTRICT ZONE 2__Custom Heat Recovery - AHU Heat Recovery |  | 008286-C-SCHOOL DISTRICT ZONE 2 |  | Custom Heat Recovery - AHU Heat Recovery |  |  | 1467 | /unit | N/A | N/A | N/A | 0 | 0 | 9500 | N/A | N/A | N/A | N/A | N/A | N/A | 15 | N/A | 15 | 0 | 0 | 3368 | N/A | N/A | N/A | N/A | N/A | N/A | N/A | N/A | N/A | N/A
| 008011-C-ELEMENTARY SCHOOL__Custom Hood System M/U Air Reduction - CaptiveAire Hood MUA DCV Control | 2020 Custom Measures | 008011-C-ELEMENTARY SCHOOL |  | Custom Hood System M/U Air Reduction - CaptiveAire Hood MUA DCV Control |  |  | 814 | /unit | N/A | N/A | N/A | 0 | 0 | 2493 | N/A | N/A | N/A | N/A | N/A | N/A | 15 | N/A | 15 | 0 | 0 | 1869 | N/A | N/A | N/A | N/A | N/A | N/A | N/A | N/A | N/A | N/A
| 008011-C-ELEMENTARY SCHOOL__Custom Other - ERV Units |  | 008011-C-ELEMENTARY SCHOOL |  | Custom Other - ERV Units |  |  | 2134 | /unit | N/A | N/A | N/A | 0 | 0 | 18000 | N/A | N/A | N/A | N/A | N/A | N/A | 15 | N/A | 15 | 0 | 0 | 4900 | N/A | N/A | N/A | N/A | N/A | N/A | N/A | N/A | N/A | N/A
| 008001-C-SCHOOL DISTRICT__Custom Other - Custom Air Handling Units |  | 008001-C-SCHOOL DISTRICT |  | Custom Other - Custom Air Handling Units |  |  | 1070 | /unit | N/A | N/A | N/A | 0 | 0 | 20000 | N/A | N/A | N/A | N/A | N/A | N/A | 15 | N/A | 15 | 0 | 0 | 2457 | N/A | N/A | N/A | N/A | N/A | N/A | N/A | N/A | N/A | N/A
| 008304-C-MIDDLE SCHOOL__Custom DDC Controls - HVAC Control Optimization |  | 008304-C-MIDDLE SCHOOL |  | Custom DDC Controls - HVAC Control Optimization |  |  | 2745 | /unit | N/A | N/A | N/A | 0 | 0 | 16279 | N/A | N/A | N/A | N/A | N/A | N/A | 15 | N/A | 15 | 0 | 0 | 4884 | N/A | N/A | N/A | N/A | N/A | N/A | N/A | N/A | N/A | N/A
| 008339-C-SCHOOL DIST 2__Custom Other - DOAS units |  | 008339-C-SCHOOL DIST 2 |  | Custom Other - DOAS units |  |  | 7004 | /unit | N/A | N/A | N/A | 0 | 0 | 64000 | N/A | N/A | N/A | N/A | N/A | N/A | 15 | N/A | 15 | 0 | 0 | 16081 | N/A | N/A | N/A | N/A | N/A | N/A | N/A | N/A | N/A | N/A
| 007926-C-PUBLISHER__Custom Insulation - Crawl Space Insulation |  | 007926-C-PUBLISHER |  | Custom Insulation - Crawl Space Insulation |  |  | 184 | /unit | N/A | N/A | N/A | 0 | 0 | 3220 | N/A | N/A | N/A | N/A | N/A | N/A | 30 | N/A | 30 | 0 | 0 | 905 | N/A | N/A | N/A | N/A | N/A | N/A | N/A | N/A | N/A | N/A
|  |  | TOTAL PROGRAM | [10 empty] | 537858 |  |  |  | 3622593.589 |  |  | 2998020.5327 | 22.1078 |  |  | 7933733.2657 | 1724349 |  |  |  |  | 2709436.9292 | 0.34151 | 0.55885 | 2.8715 | 0.37788 | 0.59523 | 2.4509
|  |  | Nominal interest rate (post tax cost of cap.) | 8.76% | [10 empty] | non-energy |  | Total NEI ---> | 624573.0563
|  |  | Inflation rate | 2%
|  |  | Long term real discount rate | 3.4%
Total 2022 Program Admin.
1609349
Custom Admin.
366941.4672
Prescriptive Admin.
1266917.4693
EM&V
35000
Conservation Potential Assessment
80000

## Updated Tariff
Measure # | Measure | Description | Efficiency Type For Qualification | FEBRUARY 2021 REBATE | PROPOSED REBATE | FEBRUARY 2021 UCT | PROPOSED UCT | FEBRUARY 2021 TRC | PROPOSED TRC
3 | Boiler | High Efficiency Condensing Boiler with Electronic Ignition | Minimum 90% Thermal Efficiency and 300 kBtu input | $6/kBtu/hr | 10 | 3.4486 | 3.3854 | 4.4486 | 3.2343
4 | Boiler | Mid Efficiency Non-Condensing | Minimum 85% Thermal Efficiency and ??? kBtu input | $0.75/kBtu/hr | 6 | Not in plan. | 3.5223 | Not in plan. | 3.5141
5 | Boiler Steam Trap2 | Steam Trap fitted to Steam Boiler (retrofit only) | Min 300 kBtu input and steam pressures at 7psig or greater | 125 | 125 | No participation. | 1.3138 | No participation. | 0.94382
8 | DCV | For Packaged HVAC Units equipped with Gas Fired Furnace Sections and Direct Expansion Cooling Sections | ≥ 5 ton (60,000 Btu/hr) and ≤ 20 ton (240,000 Btu/hr) Meets Northwest Joint Utility Advanced Rooftop Control (ARC) Guidelines for DCV Control | $20/nominal ton capacity | 60 | 2.663 | 1.7455 | 2.663 | 1.1212
9 | Domestic Hot Water Tanks | Condensing Tank | Minimum 91% Thermal Efficiency | $2.50/kBtu/hr | 2.5 | 2.8735 | 2.4024 | 2.8735 | 2.3863
11 | Double Rack Oven | FSTC Qualified | ≥ 50% Cooking Efficiency; ≤ 35,000 Btu/hr/ Idle Rate D Rack | 2500 | 2500 | 3.3852 | 2.4946 | 3.3852 | 2.039
12 | Energy Savings Kit A | Kitchen Pre-Rinse Spray Valve | ≤ 1.0 gpm | Free | 0 | 1.35 | - | 1.35 | -
13 | Floor Insulation | Retrofit Only | Pre R < 11, Post R > 307 | $0.75/sqft | 1.25 | 3.9469 | 1.3548 | 3.9469 | 1.4499
14 | Gas Convection Oven (Grocery) | ENERGY STAR® | ≥ 44% Cooking Efficiency; ≤ 13,000 Btu/hr Idle Rate | 800 | 800 | No participation. | 2.1311 | No participation. | 1.9967
14a | Gas Convection Oven (Lodging) | ENERGY STAR® | ≥ 44% Cooking Efficiency; ≤ 13,000 Btu/hr Idle Rate | 800 | 800 | 2.0571 | 1.6847 | 2.0571 | 1.5274
14b | Gas Convection Oven (Restaurant) | ENERGY STAR® | ≥ 44% Cooking Efficiency; ≤ 13,000 Btu/hr Idle Rate | 800 | 800 | 3.54 | 2.5634 | 3.54 | 2.4818
14c | Gas Convection Oven (School) | ENERGY STAR® | ≥ 44% Cooking Efficiency; ≤ 13,000 Btu/hr Idle Rate | 800 | 800 | No participation. | 1.3099 | No participation. | 1.1562
15 | Gas Conveyor Oven | Natural Gas Conveyor Oven | > 42% tested baking efficiency | 450 | 700 | 2.0504 | 3.92 | 2.0504 | 2.5591
17 | Gas Griddle (Grocery) | ENERGY STAR® | ≥ 38% Cooking Efficiency; ≤ 2650 Btu/hr- sqft Idle Rate | 500 | 600 | 2.22 | 1.6343 | 2.22 | 1.1113
17a | Gas Griddle (Lodging) | ENERGY STAR® | ≥ 38% Cooking Efficiency; ≤ 2650 Btu/hr- sqft Idle Rate | 500 | 600 | 1.57 | 1.198 | 1.58 | 0.75301
17b | Gas Griddle (Restaurant) | ENERGY STAR® | ≥ 38% Cooking Efficiency; ≤ 2650 Btu/hr- sqft Idle Rate | 500 | 600 | 3 | 2.1221 | 3 | 1.5882
17c | Gas Griddle (School) | ENERGY STAR® | ≥ 38% Cooking Efficiency; ≤ 2650 Btu/hr- sqft Idle Rate | 500 | 600 | 1.12 | 0.87616 | 1.12 | 0.52161
18 | HVAC Unit Heater | High Efficiency Condensing | Minimum 91% Thermal Efficiency | $5/kBtu/hr | 5 | No participation. | 1.6816 | No participation. | 0.63543
19 | Insulation6 | Attic (retrofit only) | Tier One: Minimum R-30 | Tier One: $2.00/sqft | 2 | 4.0619 | 3.5353 | 4.0619 | 4.576
19a | Insulation6 | Attic (retrofit only) | Tier Two: Minimum R-45 | Tier Two: $2.50/sqft | 2.5 | 3.5059 | 3.1065 | 3.5059 | 4.1348
20a | Insulation6 | Roof (retrofit only) | Minimum R-30 | Tier Two: $2.50/ sqft | 2 | 3.8413 | 3.8887 | 3.8413 | 3.7096
21a | Insulation6 | Wall (retrofit only) | Tier Two: Minimum R-19 | Tier Two: $1.50/sqft | 2 | 3.4772 | 2.5015 | 3.4772 | 2.7513
24 | Ozone Injection Laundry3 | Venturi Injection or Bubble Diffusion – Minimum 125 lb Total Washer/Extractor Capacity | Pre-Approved by CNG | 2500 | 9000 | 2.1645 | 1.4296 | 2.1645 | 1.0468
25 | Piping Insulation6 | Insulation of piping conveying hot fluids generated from gas fired equipment (retrofit only) | Tier 1, 1.5”: >140F and <200F | Tier 1: $15 / linear foot | 15 | No participation. | 3.1704 | No participation. | 4.2695
25a | Piping Insulation6 | Insulation of piping conveying hot fluids generated from gas fired equipment (retrofit only) | Tier 2, 2.5”: ≥ 200F | Tier 2: $25/ linear foot | 25 | No participation. | 3.8495 | No participation. | 4.5083
26 | Radiant Heating | Direct Fired Radiant Heating | None | $15/kBtu/hr | 15 | 3.3427 | 1.6815 | 4.3427 | 1.2828
27 | Recirculation Controls | Continuous Operation DHW Pump | Add Time lock Control to DHW circulation pump | 200 | 200 | No participation. | 2.4594 | No participation. | 1.961
28 | Tankless Water Heater | Tankless Hot Water Heater | 0.87 UEF | $120/gpm | 120 | 2.4655 | 1.0911 | 2.4655 | 0.94438
28a | Tankless Water Heater | Tankless Hot Water Heater | 0.93 UEF | $150/gpm | 150 | 3.4785 | 1.3211 | 3.4785 | 2.0023
29 | Warm Air Furnace | High Efficiency Condensing Furnace | Minimum 91% Thermal Efficiency | $5/kBtu/hr | 5 | 2.8012 | 2.0945 | 2.8012 | 1.6053
30 | Windows5 | U factor of 0.3 or less (retrofit only) | 0.3 U or less | $5.00/sqft | 7.5 | 9.1779 | 3.2612 | 9.1779 | 1.0665
30a | Windows5 | U-.22 or less | U-.22 or less | Not in plan. | 9 | Not in plan. | 3.0519 | Not in plan. | 1.0931
| Boiler Vent Damper | Boiler Vent Damper | Minimum 1,000 kBtu/hr input | 1000 | 0
| Fryer (Grocery) | Energy Star | >=50% Cooking Efficiency | 750 | 0
| Fryer (Lodging) | Energy Star | >=50% Cooking Efficiency | 750 | 0
| Fryer (Restaurant) | Energy Star | >=50% Cooking Efficiency | 750 | 0
| Fryer (School) | Energy Star | >=50% Cooking Efficiency | 750 | 0
| Insulation - Wall - Tier 1 - Min R-11 | Wall Insulation | Tier 1 / Minimum R-11 | 1.25 | 0
| Low Temp Door Dishwasher | Energy Star | <=.6kW Idle Rate, <= 1.18 gal/rack | 800 | 0
| Low Temp Multi Tank Dishwasher | Energy Star | <=2kW Idle Rate, <=.50 gal/rack | 2500 | 0
| Motion Faucet Controls | Motion Controlled Faucet | <= 1.8 gpm, Watersense Certified | 105 | 0
| Steamer - 3 Pan | Connectionless Estar or CEE Qualified | >=38% Cooking Efficiency,<= 2083 Btu/hr /pan Idle Rate | 850 | 0
| Steamer - 6 Pan | Connectionless Estar or CEE Qualified | >=38% Cooking Efficiency,<= 2083 Btu/hr /pan Idle Rate | 1200 | 0
7 | Bundles4 | Applications that contain multiple rebate eligible measures may qualify for an additional Bundle rebate. | Bundle A: 2 insulation measures, minimum 1,000 sqft Bundle B: 2 kitchen equipment measures Bundle C: 3 kitchen equipment measures | Bundle A: $500 Bundle B: $300 Bundle C: $500 | Bundle A: $500 Bundle B: $300 Bundle C: $500 | N/A | N/A | N/A | N/A
| Portfolio Level Cost Effectiveness |  |  | - | - | - | 2.6489 | - | 1.9442
1 Minimum value of R-11 applies only where existing walls have no internal insulation cavities.
2 To qualify for rebate, steam trap size must be <2”, minimum 25 psig trap design pressure. This measure will only be allowed where the customer agrees to have the trap regularly maintained and replaced every seven years.
3 Qualifying customers with Commercial laundries that utilize gas heated hot water.
4 Kitchen equipment is defined as dishwashers, steamers, ovens, fryers, and griddles. Bundles are subject to change in consultation with the Conservation Advisory Group.
5 Pre-existing window must be a single pane.
6 The Company will pay custom incentive levels at the lesser of the normalized tariff amount or actual installed cost and will work with its CAG should it deem necessary to update this criteria.
7 Not applicable to slab on grade foundations.

## APP 2885
CASCADE NATURAL GAS CORPORATION
2018 INTEGRATED RESOURCE PLAN
PORTFOLIO COST APPENDIX 1 TABLE H
45 YEAR RESOURCE SUMMARY COSTS - MELDED COST PER THERM
|  | IRP ANNUAL |  | RESOURCE | PV OF | NON | PORTFOLIO COSTS
|  | PORTFOLIO | NOMINAL | PORTFOLIO | RESOURCE | ENERGY | WITH | COST-
|  | COST PER | COST PER | COST - % | PORTFOLIO | BENEFIT | CONSERVATION | EFFECTIVENESS
| YEAR | THERM (PV)* | THERM | CHANGE | COST/THERM |  | CREDIT | LIMIT
2018 | 1 | 0.88445 | 0.88445 |  | 0.88445 | 10% | 0.9729 | 0.34602
2019 | 2 | 0.81372 | 0.84138 |  | 1.7258 | 10% | 1.8984 | 0.45926
2020 | 3 | 0.76116 | 0.8138 |  | 2.5396 | 10% | 2.7936 | 0.50054
2021 | 4 | 0.75798 | 0.83796 |  | 3.3776 | 10% | 3.7153 | 0.54798
2022 | 5 | 0.77076 | 0.88105 |  | 4.2586 | 10% | 4.6845 | 0.59315
2023 | 6 | 0.76379 | 0.90277 |  | 5.1614 | 10% | 5.6775 | 0.61762
2024 | 7 | 0.74933 | 0.9158 |  | 6.0772 | 10% | 6.6849 | 0.63463
2025 | 8 | 0.72707 | 0.9188 |  | 6.996 | 10% | 7.6956 | 0.64934
2026 | 9 | 0.71493 | 0.93418 |  | 7.9302 | 10% | 8.7232 | 0.65951
2027 | 10 | 0.70357 | 0.95058 |  | 8.8808 | 10% | 9.7688 | 0.6848
2028 | 11 | 0.68515 | 0.95718 |  | 9.8379 | 10% | 10.8217 | 0.69395
2029 | 12 | 0.67626 | 0.97687 |  | 10.8148 | 10% | 11.8963 | 0.70262
2030 | 13 | 0.66587 | 0.99457 |  | 11.8094 | 10% | 12.9903 | 0.71063
2031 | 14 | 0.64881 | 1.002 |  | 12.8114 | 10% | 14.0926 | 0.71838
2032 | 15 | 0.63836 | 1.0194 |  | 13.8309 | 10% | 15.2139 | 0.74241
2033 | 16 | 0.62567 | 1.0331 |  | 14.864 | 10% | 16.3504 | 0.74977
2034 | 17 | 0.61895 | 1.0568 |  | 15.9208 | 10% | 17.5128 | 0.75674
2035 | 18 | 0.61107 | 1.0788 |  | 16.9996 | 10% | 18.6995 | 0.76362
2036 | 19 | 0.60375 | 1.1021 |  | 18.1017 | 10% | 19.9118 | 0.77004
2037 | 20 | 0.59155 | 1.1166 |  | 19.2182 | 10% | 21.14 | 0.77629
2038 | 21 | 0.58354 | 1.1389 |  | 20.3571 | 10% | 22.3928 | 0.79988
2039 | 22 | 0.57564 | 1.1617 |  | 21.5188 | 10% | 23.6706 | 0.80616
2040 | 23 | 0.56784 | 1.1849 |  | 22.7037 | 10% | 24.974 | 0.81239
2041 | 24 | 0.56015 | 1.2086 |  | 23.9122 | 10% | 26.3035 | 0.81857
2042 | 25 | 0.55257 | 1.2328 |  | 25.145 | 10% | 27.6595 | 0.82469
2043 | 26 | 0.54509 | 1.2574 |  | 26.4024 | 10% | 29.0427 | 0.84883
2044 | 27 | 0.53771 | 1.2826 |  | 27.685 | 10% | 30.4535 | 0.85498
2045 | 28 | 0.53043 | 1.3082 |  | 28.9932 | 10% | 31.8925 | 0.86108
2046 | 29 | 0.52324 | 1.3344 |  | 30.3276 | 10% | 33.3603 | 0.86712
2047 | 30 | 0.51616 | 1.3611 |  | 31.6887 | 10% | 34.8575 | 0.87311
2048 | 31 | 0.50917 | 1.3883 |  | 33.0769 | 10% | 36.3846
2049 | 32 | 0.50228 | 1.4161 |  | 34.493 | 10% | 37.9423
2050 | 33 | 0.49548 | 1.4444 |  | 35.9374 | 10% | 39.5311
2051 | 34 | 0.48877 | 1.4733 |  | 37.4106 | 10% | 41.1517
2052 | 35 | 0.48215 | 1.5027 |  | 38.9134 | 10% | 42.8047
2053 | 36 | 0.47562 | 1.5328 |  | 40.4462 | 10% | 44.4908
2054 | 37 | 0.46918 | 1.5634 |  | 42.0096 | 10% | 46.2106
2055 | 38 | 0.46283 | 1.5947 |  | 43.6043 | 10% | 47.9647
2056 | 39 | 0.45656 | 1.6266 |  | 45.2309 | 10% | 49.754
2057 | 40 | 0.45038 | 1.6591 |  | 46.89 | 10% | 51.5791
2058 | 41 | 0.44428 | 1.6923 |  | 48.5824 | 10% | 53.4406
2059 | 42 | 0.43827 | 1.7262 |  | 50.3085 | 10% | 55.3394
2060 | 43 | 0.43233 | 1.7607 |  | 52.0692 | 10% | 57.2761
2061 | 44 | 0.42648 | 1.7959 |  | 53.8651 | 10% | 59.2516
2062 | 45 | 0.42071 | 1.8318 |  | 55.6969 | 10% | 61.2666
Cascade's Long Term Real Discount Rate: |  |  |  | 3.4%
|  | IRP Discount Rate = |  | 3.4%
|  | Revised Discount Rate= |  | 7.631%
|  | Years 21-45 Escalation = |  | 2% | (EIA Inflation Rate)

## Com Measure Mapping
|  | Cascade Plan - Measure Mapping |  |  |  |  | LoadMap - Measure Mapping |  |  |  |  | Cascade Plan - Value Comparison |  |  |  |  | LoadMap - Value Comparison
Plan Key | LoadMap Key | Item | Sector | MEASURE | Description | EFFICIENCY RATING | LoadMap Measure Name | Segment | Vintage | Baseline | Efficient Definition | Therm Savings (per unit) | Unit of Measure | Incremental Cost | Measure Lifetime | Measure Incentive | UES (Annual therms) | Unit of Measure | Unit Adjusted UES | Updated Unit | Unit Incremental Cost (2019$) | Measure Life | Measure Incentive
Boiler_High-Efficiency-Condensing Boiler_Minimum 90% Thermal Efficiency and 300 kBtu/hr input | Boiler_Existing_AFUE 80% (Standard)_AFUE 97% | 1 | Commercial | Boiler | High-Efficiency-Condensing Boiler | Minimum 90% Thermal Efficiency and 300 kBtu/hr input | Boiler | All | Existing | AFUE 80% (Standard) | AFUE 97% | 1.5 | /kBtu/hr in | 8.89 | 20 | 6 | 2864.6922 | 800 kBtu/hr | 1.7759 | kBtu/hr | 10.7435 | 25 | 10.1115
Boiler_Mid Efficiency Non-Condensing_Minimum 85% Thermal Efficiency and ??? kBtu input | Boiler_Existing_AFUE 80% (Standard)_AFUE 85% | 2 | Commercial | Boiler | Mid Efficiency Non-Condensing | Minimum 85% Thermal Efficiency and ??? kBtu input | Boiler | All | Existing | AFUE 80% (Standard) | AFUE 85% | Need from Cascade | /kBtu/hr in | Need from Cascade | 20 | 0.75 | 296.7553 | 800 kBtu/hr | 0.90245 | kBtu/hr | 6.0711 | 25 | 5.714
Boiler Steam Trap_Steam Trap fitted to Steam Boiler_Minimum 300 kBtu input and steam pressures at 7psig or greater | Steam Trap Maintenance_Existing_Degrade performance_Cleaning and maintenance | 3 | Commercial | Boiler Steam Trap | Steam Trap fitted to Steam Boiler | Minimum 300 kBtu input and steam pressures at 7psig or greater | Steam Trap Maintenance | All | Existing | Degrade performance | Cleaning and maintenance | 136.9 | /unit | 315 | 7 | 125 | 137.4462 | BoilerCtrl | 137.4462 | BoilerCtrl | 75.61 | 6 | 69.7325
Boiler Vent Damper_Boiler Vent Damper_Minimum 1,000 kBtu/hr input | HVAC - Shut Off Damper_Existing_No damper_Damper installed | 4 | Commercial | Boiler Vent Damper | Boiler Vent Damper | Minimum 1,000 kBtu/hr input | HVAC - Shut Off Damper | All | Existing | No damper | Damper installed | 270 | /unit | 1.5 | 12 | 1000 | 35.1606 | BoilerCtrl | 35.1606 | BoilerCtrl | 1863.83 | 15 | 559.1477
Clothes Washer_Commercial Gas Washer_1.8 MEF | Commercial Clothes Washers - ENERGY STAR_Existing_Standard laundry machine_ESTAR/High MEF unit installed | 5 | Commercial | Clothes Washer | Commercial Gas Washer | 1.8 MEF | Commercial Clothes Washers - ENERGY STAR | All | Existing | Standard laundry machine | ESTAR/High MEF unit installed | 90 | /unit | 200 | 10 | 180 | 38.4058 | ClothesWashers | 38.4058 | ClothesWashers | 443.39 | 7.1 | 133.0176
Convection Oven (Grocery)_Energy Star_>= 44% Cooking Efficiency,<= 13,000 Btu/hr Idle Rate | Oven_Grocery_Existing_Standard_ENERGY STAR (>44% Baking Efficiency) | 6 | Commercial | Convection Oven (Grocery) | Energy Star | >= 44% Cooking Efficiency,<= 13,000 Btu/hr Idle Rate | Oven | Grocery | Existing | Standard | ENERGY STAR (>44% Baking Efficiency) | 368 | /oven | 900 | 12 | 800 | 243.3754 | 1 unit | 243.3754 | 1 unit | 54.41 | 12 | 54.4062
Convection Oven (Lodging)_Energy Star_>= 44% Cooking Efficiency,<= 13,000 Btu/hr Idle Rate | Oven_Lodging_Existing_Standard_ENERGY STAR (>44% Baking Efficiency) | 7 | Commercial | Convection Oven (Lodging) | Energy Star | >= 44% Cooking Efficiency,<= 13,000 Btu/hr Idle Rate | Oven | Lodging | Existing | Standard | ENERGY STAR (>44% Baking Efficiency) | 219 | /oven | 900 | 12 | 800 | 243.3754 | 1 unit | 243.3754 | 1 unit | 54.41 | 12 | 54.4062
Convection Oven (Restaurant)_Energy Star_>= 44% Cooking Efficiency,<= 13,000 Btu/hr Idle Rate | Oven_Restaurant_Existing_Standard_ENERGY STAR (>44% Baking Efficiency) | 8 | Commercial | Convection Oven (Restaurant) | Energy Star | >= 44% Cooking Efficiency,<= 13,000 Btu/hr Idle Rate | Oven | Restaurant | Existing | Standard | ENERGY STAR (>44% Baking Efficiency) | 649 | /oven | 900 | 12 | 800 | 243.3754 | 1 unit | 243.3754 | 1 unit | 54.41 | 12 | 54.4062
Convection Oven (School)_Energy Star_>= 44% Cooking Efficiency,<= 13,000 Btu/hr Idle Rate | Oven_Education_Existing_Standard_ENERGY STAR (>44% Baking Efficiency) | 9 | Commercial | Convection Oven (School) | Energy Star | >= 44% Cooking Efficiency,<= 13,000 Btu/hr Idle Rate | Oven | Education | Existing | Standard | ENERGY STAR (>44% Baking Efficiency) | 141 | /oven | 900 | 12 | 800 | 243.3754 | 1 unit | 243.3754 | 1 unit | 54.41 | 12 | 54.4062
DCV_Demand Control Ventilation_Meet JUARC Guidelines for DCV RTUs in 5-20 ton | HVAC - Demand Controlled Ventilation_Existing_Constant ventilation_DCV enabled | 10 | Commercial | DCV | Demand Control Ventilation | Meet JUARC Guidelines for DCV RTUs in 5-20 ton | HVAC - Demand Controlled Ventilation | All | Existing | Constant ventilation | DCV enabled | 13 | /ton | 55 | 10 | 20 | 0.031974 | sqft | 11.3041 | ton | 106.8188 | 15 | 44.8619
DHW Recirculation Controls_Schedule Control for Continuous Operation DHW Recirculation Pump_Add time clock or other schedule control for continuous operation DHW recirculation pump | Water Heater - Central Controls_Existing_No central controls_Central water boiler controls installed | 11 | Commercial | DHW Recirculation Controls | Schedule Control for Continuous Operation DHW Recirculation Pump | Add time clock or other schedule control for continuous operation DHW recirculation pump | Water Heater - Central Controls | All | Existing | No central controls | Central water boiler controls installed | 72 | /controller | 300 | 15 | 100 | 646.5239 | perBldg | 646.5239 | perBldg | 2146.3 | 15 | 2009.4432
DHW Recirculation Controls_Schedule Control for Continuous Operation DHW Recirculation Pump_Add time clock or other schedule control for continuous operation DHW recirculation pump | Water Heater - Central Controls_Existing_No central controls_Central water boiler controls installed | 12 | Commercial | DHW Recirculation Controls | Schedule Control for Continuous Operation DHW Recirculation Pump | Add time clock or other schedule control for continuous operation DHW recirculation pump | Water Heater - Central Controls | All | Existing | No central controls | Central water boiler controls installed | 72 | /controller | 300 | 15 | 100 | 646.5239 | perBldg | 646.5239 | perBldg | 2146.3 | 15 | 2009.4432
Domestic Hot Water Tanks - Condensing_Condensing Tank_Minimum 91% AFUE or 91% Thermal Efficiency | Water Heater_Existing_TE 80%_TE 96% | 13 | Commercial | Domestic Hot Water Tanks - Condensing | Condensing Tank | Minimum 91% AFUE or 91% Thermal Efficiency | Water Heater | All | Existing | TE 80% | TE 96% | 0.79 | /kBtu/hr in | 6.06 | 15 | 2.5 | 5.5254 | 1 kBtu/hr | 3.7987 | 1 kBtu/hr | 2.6194 | 10 | 1.1211
Double Rack Oven_FSTC Qualified_>=50% Cooking Efficiency, <=35,000 Btu/hr Idle Rate | Double Rack Oven_Existing_Standard_FTSC Qualified (>50% Cooking Efficiency) | 14 | Commercial | Double Rack Oven | FSTC Qualified | >=50% Cooking Efficiency, <=35,000 Btu/hr Idle Rate | Double Rack Oven | All | Existing | Standard | FTSC Qualified (>50% Cooking Efficiency) | 1806 | /unit | 6200 | 12 | 2500 | 1837.5733 | 1 unit | 1837.5733 | 1 unit | 4287.44 | 12 | 1252.0644
Energy Saver Kit A_Low Flow Kitchen Pre Rinse Spray Valve and Bath Aerators_PRSV <=1 gpm / Aerators <=.75 gpm | Water Heater - Pre-Rinse Spray Valve & Water Heater - Faucet Aerator_Existing_3.5 GPM kitchen sprayer & 2.5 GPM faucet_2 GPM sprayer nozzle & 1.5 GPM faucet? | 15 | Commercial | Energy Saver Kit A | Low Flow Kitchen Pre Rinse Spray Valve and Bath Aerators | PRSV <=1 gpm / Aerators <=.75 gpm | Water Heater - Pre-Rinse Spray Valve & Water Heater - Faucet Aerator | All | Existing | 3.5 GPM kitchen sprayer & 2.5 GPM faucet | 2 GPM sprayer nozzle & 1.5 GPM faucet? | 89 | /kit | 119 | 5 | 0 | N/A | N/A | N/A | N/A | N/A | N/A | N/A
Energy Saver Kit A - 30 therms_Low Flow Kitchen Pre Rinse Spray Valve and Bath Aerators_PRSV <=1 gpm / Aerators <=.75 gpm | Water Heater - Pre-Rinse Spray Valve & Water Heater - Faucet Aerator_Existing_3.5 GPM kitchen sprayer & 2.5 GPM faucet_2 GPM sprayer nozzle & 1.5 GPM faucet? | 16 | Commercial | Energy Saver Kit A - 30 therms | Low Flow Kitchen Pre Rinse Spray Valve and Bath Aerators | PRSV <=1 gpm / Aerators <=.75 gpm | Water Heater - Pre-Rinse Spray Valve & Water Heater - Faucet Aerator | All | Existing | 3.5 GPM kitchen sprayer & 2.5 GPM faucet | 2 GPM sprayer nozzle & 1.5 GPM faucet? | 30 | /kit | 119 | 5 | 0 | N/A | N/A | N/A | N/A | N/A | N/A | N/A
Energy Saver Kit A - 59 therms_Low Flow Kitchen Pre Rinse Spray Valve and Bath Aerators_PRSV <=1 gpm / Aerators <=.75 gpm | Water Heater - Pre-Rinse Spray Valve & Water Heater - Faucet Aerator_Existing_3.5 GPM kitchen sprayer & 2.5 GPM faucet_2 GPM sprayer nozzle & 1.5 GPM faucet? | 17 | Commercial | Energy Saver Kit A - 59 therms | Low Flow Kitchen Pre Rinse Spray Valve and Bath Aerators | PRSV <=1 gpm / Aerators <=.75 gpm | Water Heater - Pre-Rinse Spray Valve & Water Heater - Faucet Aerator | All | Existing | 3.5 GPM kitchen sprayer & 2.5 GPM faucet | 2 GPM sprayer nozzle & 1.5 GPM faucet? | 59 | /kit | 119 | 5 | 0 | N/A | N/A | N/A | N/A | N/A | N/A | N/A
Energy Saver Kit B_Low Flow Showerheads_Showerhead <= 1.85 gpm | N/A_N/A_N/A_N/A_N/A | 18 | Commercial | Energy Saver Kit B | Low Flow Showerheads | Showerhead <= 1.85 gpm | N/A | N/A | N/A | N/A | N/A | 35 | /kit | 44 | 10 | 0 | N/A | N/A | N/A | N/A | N/A | N/A | N/A
Fryer (Grocery)_Energy Star_>=50% Cooking Efficiency | Fryer_Grocery_Existing_Standard_ENERGY STAR | 19 | Commercial | Fryer (Grocery) | Energy Star | >=50% Cooking Efficiency | Fryer | Grocery | Existing | Standard | ENERGY STAR | 388 | /fryer | 1400 | 12 | 750 | 417.202 | 1 unit | 417.202 | 1 unit | 902.15 | 5.5 | 563.8436
Fryer (Lodging)_Energy Star_>=50% Cooking Efficiency | Fryer_Lodging_Existing_Standard_ENERGY STAR | 20 | Commercial | Fryer (Lodging) | Energy Star | >=50% Cooking Efficiency | Fryer | Lodging | Existing | Standard | ENERGY STAR | 231 | /fryer | 1400 | 12 | 750 | 417.202 | 1 unit | 417.202 | 1 unit | 902.15 | 5.5 | 563.8436
Fryer (Restaurant)_Energy Star_>=50% Cooking Efficiency | Fryer_Restaurant_Existing_Standard_ENERGY STAR | 21 | Commercial | Fryer (Restaurant) | Energy Star | >=50% Cooking Efficiency | Fryer | Restaurant | Existing | Standard | ENERGY STAR | 685 | /fryer | 1400 | 12 | 750 | 417.202 | 1 unit | 417.202 | 1 unit | 902.15 | 5.5 | 563.8436
Fryer (School)_Energy Star_>=50% Cooking Efficiency | Fryer_Education_Existing_Standard_ENERGY STAR | 22 | Commercial | Fryer (School) | Energy Star | >=50% Cooking Efficiency | Fryer | Education | Existing | Standard | ENERGY STAR | 149 | /fryer | 1400 | 12 | 750 | 417.202 | 1 unit | 417.202 | 1 unit | 902.15 | 5.5 | 563.8436
Gas Conveyor Oven_FSTC Qualified Gas Fired Conveyor Oven_>=42% Baking Efficiency | Conveyor Oven_Existing_Standard_Efficient (>44% Baking Efficiency) | 23 | Commercial | Gas Conveyor Oven | FSTC Qualified Gas Fired Conveyor Oven | >=42% Baking Efficiency | Conveyor Oven | All | Existing | Standard | Efficient (>44% Baking Efficiency) | 77 | /oven | 1800 | 16 | 450 | 692.2778 | 1 unit | 660.8106 | 1 unit | 2238.0559 | 17 | 577.5197
Griddle (Grocery)_Energy Star_>=38% Cooking Efficiency,<= 2650 Btu/hr-sq ft Idle Rate | Griddle_Grocery_Existing_Standard_ENERGY STAR | 24 | Commercial | Griddle (Grocery) | Energy Star | >=38% Cooking Efficiency,<= 2650 Btu/hr-sq ft Idle Rate | Griddle | Grocery | Existing | Standard | ENERGY STAR | 155 | /griddle | 1048 | 12 | 500 | 159.8622 | 1 unit | 159.8622 | 1 unit | 391.72 | 12 | 391.7248
Griddle (Lodging)_Energy Star_>=38% Cooking Efficiency,<= 2650 Btu/hr-sq ft Idle Rate | Griddle_Lodging_Existing_Standard_ENERGY STAR | 25 | Commercial | Griddle (Lodging) | Energy Star | >=38% Cooking Efficiency,<= 2650 Btu/hr-sq ft Idle Rate | Griddle | Lodging | Existing | Standard | ENERGY STAR | 92 | /griddle | 1048 | 12 | 500 | 159.8622 | 1 unit | 159.8622 | 1 unit | 391.72 | 12 | 391.7248
Griddle (Restaurant)_Energy Star_>=38% Cooking Efficiency,<= 2650 Btu/hr-sq ft Idle Rate | Griddle_Restaurant_Existing_Standard_ENERGY STAR | 26 | Commercial | Griddle (Restaurant) | Energy Star | >=38% Cooking Efficiency,<= 2650 Btu/hr-sq ft Idle Rate | Griddle | Restaurant | Existing | Standard | ENERGY STAR | 273 | /griddle | 1048 | 12 | 500 | 159.8622 | 1 unit | 159.8622 | 1 unit | 391.72 | 12 | 391.7248
Griddle (School)_Energy Star_>=38% Cooking Efficiency,<= 2650 Btu/hr-sq ft Idle Rate | Griddle_Education_Existing_Standard_ENERGY STAR | 27 | Commercial | Griddle (School) | Energy Star | >=38% Cooking Efficiency,<= 2650 Btu/hr-sq ft Idle Rate | Griddle | Education | Existing | Standard | ENERGY STAR | 59 | /griddle | 1048 | 12 | 500 | 159.8622 | 1 unit | 159.8622 | 1 unit | 391.72 | 12 | 391.7248
HVAC Unit Heater - Condensing_High Efficiency Condensing_Minimum 92% AFUE | Unit Heater_Existing_Standard_Infrared Radiant | 28 | Commercial | HVAC Unit Heater - Condensing | High Efficiency Condensing | Minimum 92% AFUE | Unit Heater | All | Existing | Standard | Infrared Radiant | 1.1 | /kBtu/hr in | 5.23 | 18 | 5 | 110.83 | 125 kBtu/Hr | 0.88664 | kBtu/hr | 16.7395 | 15 | 1.6261
HVAC Unit Heater - Non-Condensing_High-Efficiency-Non-Condensing Unit Heater with Electronic Ignition_Minimum 86% AFUE | Unit Heater_Existing_Standard_Condensing | 29 | Commercial | HVAC Unit Heater - Non-Condensing | High-Efficiency-Non-Condensing Unit Heater with Electronic Ignition | Minimum 86% AFUE | Unit Heater | All | Existing | Standard | Condensing | 0.61 | /kBtu/hr in | 3.26 | 18 | 1.5 | N/A | N/A | N/A | N/A | N/A | N/A | N/A
Insulation - Attic - Tier 1 - Min R-30_Attic Insulation_Tier 1 / Minimum R-30 | Insulation - Roof/Ceiling_Existing_R-13_R-49 | 30 | Commercial | Insulation - Attic - Tier 1 - Min R-30 | Attic Insulation | Tier 1 / Minimum R-30 | Insulation - Roof/Ceiling | All | Existing | R-13 | R-49 | 0.31 | /sq.ft. | 1.35 | 30 | 2 | 0.093565 | sqft roof | 0.057285 | sqft roof | 0.67959 | 45 | 0.55182
Insulation - Attic - Tier 2 - Min R-45_Attic Insulation_Tier 2 / Minimum R-45 | Insulation - Roof/Ceiling_Existing_R-13_R-49 | 31 | Commercial | Insulation - Attic - Tier 2 - Min R-45 | Attic Insulation | Tier 2 / Minimum R-45 | Insulation - Roof/Ceiling | All | Existing | R-13 | R-49 | 0.32 | /sq.ft. | 1.63 | 30 | 2.5 | 0.093565 | sqft roof | 0.085927 | sqft roof | 1.0194 | 45 | 0.82773
Insulation - Floor_Floor Insulation_Equal to or greater than R-30 Post and equal to or less than R-11 Pre | N/A_N/A_N/A_N/A_N/A | 32 | Commercial | Insulation - Floor | Floor Insulation | Equal to or greater than R-30 Post and equal to or less than R-11 Pre | N/A | N/A | N/A | N/A | N/A | 0.056 | /sq. ft. | 1.08 | 45 | 0.75 | N/A | N/A | N/A | N/A | N/A | N/A | N/A
Insulation - Pipe - 1.5"_1.5" Thick Pipe Insulation _Retrofit for T>140F<=200F | Gas Boiler - Insulate Hot Water Lines_Existing_No insulation_Insulated water lines | 33 | Commercial | Insulation - Pipe - 1.5" | 1.5" Thick Pipe Insulation | Retrofit for T>140F<=200F | Gas Boiler - Insulate Hot Water Lines | All | Existing | No insulation | Insulated water lines | 6 | /LF | 8 | 20 | 15 | 4.6018 | boiler pipe | 4.6018 | boiler pipe | 10.78 | 20 | 15.275
Insulation - Pipe - 2.5"_2.5" Thick Pipe Insulation_Retrofit for T>200F | Gas Boiler - Insulate Hot Water Lines_Existing_No insulation_Insulated water lines | 34 | Commercial | Insulation - Pipe - 2.5" | 2.5" Thick Pipe Insulation | Retrofit for T>200F | Gas Boiler - Insulate Hot Water Lines | All | Existing | No insulation | Insulated water lines | 12 | /LF | 18 | 20 | 25 | 346.1384 | employee | 346.1384 | employee | 2951.2444 | 20 | 1475.6219
Insulation - Roof - Tier 1 - Min R-21_Roof Insulation_Tier 1 / Minimum R-21 | Insulation - Roof/Ceiling_Existing_R-13_R-49 | 35 | Commercial | Insulation - Roof - Tier 1 - Min R-21 | Roof Insulation | Tier 1 / Minimum R-21 | Insulation - Roof/Ceiling | All | Existing | R-13 | R-49 | 0.35 | /sq.ft. | 1.83 | 30 | 2 | 0.093565 | sqft roof | 0.040099 | sqft roof | 0.47571 | 45 | 0.38627
Insulation - Roof - Tier 2 - Min R-30_Roof Insulation_Tier 2 / Minimum R-30 | Insulation - Roof/Ceiling_Existing_R-13_R-49 | 36 | Commercial | Insulation - Roof - Tier 2 - Min R-30 | Roof Insulation | Tier 2 / Minimum R-30 | Insulation - Roof/Ceiling | All | Existing | R-13 | R-49 | 0.36 | /sq.ft. | 2.15 | 30 | 2.5 | 0.093565 | sqft roof | 0.057285 | sqft roof | 0.67959 | 45 | 0.55182
Insulation - Wall - Tier 1 - Min R-11_Wall Insulation_Tier 1 / Minimum R-11 | Insulation - Wall Cavity_Existing_R-11 or less_R-21 | 37 | Commercial | Insulation - Wall - Tier 1 - Min R-11 | Wall Insulation | Tier 1 / Minimum R-11 | Insulation - Wall Cavity | All | Existing | R-11 or less | R-21 | 0.16 | /sq.ft. | 1.5 | 30 | 1.25 | 0.10925 | sqft wall | 0.057226 | sqft wall | 0.91143 | 45 | 0.47209
Insulation - Wall - Tier 2 - Min R-19_Wall Insulation_Tier 2 / Minimum R-19 | Insulation - Wall Cavity_Existing_R-11 or less_R-21 | 38 | Commercial | Insulation - Wall - Tier 2 - Min R-19 | Wall Insulation | Tier 2 / Minimum R-19 | Insulation - Wall Cavity | All | Existing | R-11 or less | R-21 | 0.19 | /sq. ft. | 1.7 | 30 | 1.5 | 0.10925 | sqft wall | 0.098845 | sqft wall | 1.5743 | 45 | 0.81543
Low Temp Door Dishwasher_Energy Star_<=.6kW Idle Rate, <= 1.18 gal/rack | Water Heater - Efficient Dishwasher_Existing_Standard unit_ESTAR unit | 39 | Commercial | Low Temp Door Dishwasher | Energy Star | <=.6kW Idle Rate, <= 1.18 gal/rack | Water Heater - Efficient Dishwasher | All | Existing | Standard unit | ESTAR unit | 448 | /unit | 1800 | 12 | 800 | 244.7778 | perBldg | 244.7778 | perBldg | 453.6733 | 12.2222 | 453.6744
Low Temp Multi Tank Dishwasher_Energy Star_<=2kW Idle Rate, <=.50 gal/rack | Water Heater - Efficient Dishwasher_Existing_Standard unit_ESTAR unit | 40 | Commercial | Low Temp Multi Tank Dishwasher | Energy Star | <=2kW Idle Rate, <=.50 gal/rack | Water Heater - Efficient Dishwasher | All | Existing | Standard unit | ESTAR unit | 645 | /unit | 4000 | 20 | 2500 | 244.7778 | perBldg | 244.7778 | perBldg | 453.6733 | 12.2222 | 453.6744
Motion Faucet Controls_Motion Controlled Faucet_<= 1.8 gpm, Watersense Certified | Water Heater - Motion Control Faucet_Existing_Standard faucet_Motion activated faucet | 41 | Commercial | Motion Faucet Controls | Motion Controlled Faucet | <= 1.8 gpm, Watersense Certified | Water Heater - Motion Control Faucet | All | Existing | Standard faucet | Motion activated faucet | 136 | /faucet | 315 | 5 | 105 | 0 | perBldg | 0 | perBldg | 0 | 5 | 0
Ozone Injection Laundry_Venturi Injection or Bubble Diffusion Ozone Injection Laundry_Minimum 125 lb Total Washer/Extractor Capacity and Pre Approved by CNG | Water Heater - Ozone Laundry_Existing_Standard laundry machine_Ozone laundry system | 42 | Commercial | Ozone Injection Laundry | Venturi Injection or Bubble Diffusion Ozone Injection Laundry | Minimum 125 lb Total Washer/Extractor Capacity and Pre Approved by CNG | Water Heater - Ozone Laundry | All | Existing | Standard laundry machine | Ozone laundry system | 1049 | /system | 8283 | 10 | 2500 | 2627.6738 | site | 2627.6738 | site | 14325.8911 | 10 | 8395.0617
Radiant Heating_Direct-fired Radiant Heating_None | N/A_N/A_N/A_N/A_N/A | 43 | Commercial | Radiant Heating | Direct-fired Radiant Heating | None | N/A | N/A | N/A | N/A | N/A | 4.33 | /kBtu/hr in | 21 | 18 | 15 | 332.4725 | 125 kBtu/Hr | 2.6598 | kBtu/Hr | 5.5439 | 15 | 1.6261
Steamer - 3 Pan_Connectionless Estar or CEE Qualified_>=38% Cooking Efficiency,<= 2083 Btu/hr /pan Idle Rate | Steamer_Existing_Standard_ENERGY STAR | 44 | Commercial | Steamer - 3 Pan | Connectionless Estar or CEE Qualified | >=38% Cooking Efficiency,<= 2083 Btu/hr /pan Idle Rate | Steamer | All | Existing | Standard | ENERGY STAR | 535 | /unit | 2600 | 12 | 850 | 1022.5078 | 1 unit | 1022.5078 | 1 unit | 1107.31 | 12 | 943.1003
Steamer - 6 Pan_Connectionless Estar or CEE Qualified_>=38% Cooking Efficiency,<= 2083 Btu/hr /pan Idle Rate | Steamer_Existing_Standard_ENERGY STAR | 45 | Commercial | Steamer - 6 Pan | Connectionless Estar or CEE Qualified | >=38% Cooking Efficiency,<= 2083 Btu/hr /pan Idle Rate | Steamer | All | Existing | Standard | ENERGY STAR | 912 | /unit | 3200 | 12 | 1200 | 1022.5078 | 1 unit | 1022.5078 | 1 unit | 1107.31 | 12 | 943.1003
Tankless Water Heater_Energy Star_Minimum .87 Energy Factor | Water Heater_Existing_TE 80%_TE 96% | 46 | Commercial | Tankless Water Heater | Energy Star | Minimum .87 Energy Factor | Water Heater | All | Existing | TE 80% | TE 96% | 22 | /gpm | 137.9 | 18 | 120 | 5.5254 | 1 kBtu/hr | 21.6426 | gpm | 27.0083 | 10 | 24.4773
Tankless Water Heater - Tier 2_Energy Star_Minimum .93 Energy Factor | Water Heater_Existing_TE 80%_TE 96% | 47 | Commercial | Tankless Water Heater - Tier 2 | Energy Star | Minimum .93 Energy Factor | Water Heater | All | Existing | TE 80% | TE 96% | 38 | /gpm | 52.8 | 20 | 150 | 5.5254 | 1 kBtu/hr | 37.6279 | gpm | 54.3685 | 10 | 45.4579
Warm-Air Furnace_High-Efficiency Condensing Furnace_Minimum 91% AFUE | Furnace_Existing_AFUE 80% (Standard)_AFUE 96% | 48 | Commercial | Warm-Air Furnace | High-Efficiency Condensing Furnace | Minimum 91% AFUE | Furnace | All | Existing | AFUE 80% (Standard) | AFUE 96% | 1.1 | /kBtu/hr in | 6.72 | 18 | 5 | 341.633 | 400 kBtu/hr | 0.58718 | kBtu/hr | 3.1362 | 23 | 0.6323
Windows_Single pane to .3 or less (not LoadMAP's .50 to .22) per sq ft_0.3 or less U | Windows - High Efficiency_Existing_U-.5 or worse_U-.22 or better | 49 | Commercial | Windows | Single pane to .3 or less (not LoadMAP's .50 to .22) per sq ft | 0.3 or less U | Windows - High Efficiency | All | Existing | U-.5 or worse | U-.22 or better | 1.1 | /sq. ft. | 24.31 | 45 | 5 | 0.48769 | sqft window | 0.48769 | sqft window | 24.15 | 45 | 5
Windows_U-.22 or less_U-.22 or less | Windows - High Efficiency_Existing_U-.5 or worse_U-.22 or better | 50 | Commercial | Windows | U-.22 or less | U-.22 or less | Windows - High Efficiency | All | Existing | U-.5 or worse | U-.22 or better | N/A | N/A | N/A | N/A | N/A | N/A | N/A | 0.54 | N/A | 26.23 | 45 | 5