## Summary
Exhibit 2: 2023 Annual Conservation Report Cost Effectiveness Results
Summary
Electric Programs: Benefit Cost Summary | [5 empty] | Gas Programs: Benefit Cost Summary
Program Name | Energy Savings | Utility Costs | Present Value of Non-Energy Benefits | UCT | TRC | Program Name | Energy Savings | Utility Costs | Present Value of Non-Energy Benefits | UCT | TRC
Low Income Weatherization | 1457383.46 | 7493689.69 | 2518413.4334 | 0.34692 | 0.69748 | Low Income Weatherization | 30267.86 | 2001793.93 | 447048.0444 | 0.28577 | 0.45807
[5 empty] | LIW UC and TRC Excluded from REM total | [5 empty] | LIW UC and TRC Excluded from REM total
Single Family Retrofit (all subprograms) | 69966936.14 | 24073485.87 | 3352356.0611 | 2.4336 | 1.5366 | Single Family Retrofit (all subprograms) | 2252393.77 | 11018970.25 | 4016071.9295 | 1.7471 | 1.2177
Residential Lighting | 927890.1 | 905997.6 | 325344.9185 | 1.2054 | 0.27024 | Single Family Existing Space Heat | 628052.24 | 4517227.75 | 2041204.0238 | 2.1538 | 1.4925
Single Family Existing Space Heat | 9195670 | 5398566.28 | 1636651.2979 | 2.3913 | 1.1644 | Single Family Existing Water Heat | 71248.52 | 521049.66 | 213695.3133 | 1.8972 | 1.4182
Single Family Existing Water Heat | 781050.47 | 730981.49 | 16122.5104 | 1.1149 | 1.1093 | Smart Thermostats | 292932.6 | 1848641.99 | 347570.3652 | 1.134 | 1.2049
Home Appliances | 816396.3 | 1132161.78 | 844926.5444 | 0.78336 | 1.3481 | Single Family Existing Weatherization | 227436.21 | 2608874.89 | 1413602.2272 | 2.0998 | 0.9623
Smart Thermostats | 1243921 | 1414466.16 | 362397.6654 | 0.90773 | 1.3028 | Home Energy Reports | 1026803.7 | 1522919.44 | 0 | 0.5896 | 0.75921
Single Family Existing Weatherization | 1355914.2 | 1472828.39 | 166904.6163 | 2.6466 | 1.2022 | Home Appliances | 5920.5 | 0 | 0 | 0 | 0
Home Energy Reports | 30805310.77 | 1680087.71 | 0 | 1.8491 | 2.2671 | Single Family New Construction | 6271 | 66255.48 | 3195.8729 | 1.718 | 0.98308
Residential Midstream HVAC & Water Heat | 24840783.3 | 11338396.46 | 8.5082 | 3.051 | 2.3752 | Manufactured Home New Construction | 211.8 | 31473.01 | 0 | 0.078421 | 0.078692
Single Family New Construction | 36995 | 139871.54 | 0 | 0.49748 | 0.37838 | Efficiency Boost/Moderate Income Residences | 0 | 88490.97 | 0 | 0 | 0
Efficiency Boost/Moderate Income Residences | 0 | 77977.52 | 0 | 0 | 0 | Multi-Family Retrofit | 9847.11 | 273257.67 | 161449.5681 | 0.82404 | 1.3068
Manufactured Home New Construction | 185588 | 238431.94 | 88468.4817 | 2.7051 | 2.582 | Multi-Family New Construction | 3599 | 106818.71 | 0 | 0.39263 | 0.43189
Multi-Family Retrofit | 6842412.67 | 8712418.65 | 912440.1969 | 1.6926 | 1.465 | Total Residential Energy Management (Includes LIW) | 2302590.54 | 13612948.83 | 4627765.415
Multi-Family New Construction | 4059069 | 2342043.73 | 0 | 1.9923 | 2.1586 | Total Residential Energy Management Cost-Effectiveness (No LIW) | 2272322.68 | 11611154.9 | 4180717.3705 | 1.691 | 1.2054
Total Residential Energy Management (Includes LIW) | 82548384.27 | 43077918.94 | 6871678.1731 |  |  | Commercial/Industrial Retrofit (all subprograms) | 621530 | 3303356.57 | 0 | 1.725 | 1.3571
Total Residential Energy Management Cost-Effectiveness (No LIW) | 81091000.81 | 35584229.25 | 4353264.7397 | 2.212 | 1.5469 | Commercial/Industrial Retrofit | 505530 | 3050505.28 | 0
Commercial/Industrial Retrofit (all subprograms) | 64580663 | 24159219.98 | 103506.435 | 2.7463 | 1.6131 | Clean Buildiings Accelerator | 113789 | 235859.89 | 0
Commercial/Industrial Retrofit | 12028900 | 5559731.36 | 0 | 1.8133 | 1.3512 | Industrial Energy Management | 2211 | 16991.4 | 0
Business Lighting Grants | 25720299 | 9882530.91 | 103506.435 | 3.6785 | 1.8358 | Commercial/Industrial New Construction | 48424 | 363838.16 | 0 | 1.8075 | 1.9153
Industrial Energy Management | 12997354 | 3919340.29 | 0 | 2.7865 | 1.7858 | Commercial Strategic Energy Management | 557868 | 720146.83 | 0 | 1.8972 | 1.911
Clean Buildings Accelerator | 2734899 | 303086.98 | 0 | 1.6207 | 1.7828 | Pay for Performance | 21110 | 128867.42 | 0 | 2.2457 | 1.1562
Virtual Commissioning | 3952874 | 1156517.46 | 0 | 1.456 | 0.76827 | Commerial Rebates Subtotal | 1003675.91 | 5378563.83 | 13409945.1106 | 1.6922 | 8.2081
Telecommunications Efficiency | 7146337 | 3338012.98 | 0 | 2.0429 | 1.2884 | Commercial Foodservice | 637451.1 | 3728527.26 | 13398519.1156 | 1.498 | 8.1959
Commercial/Industrial New Construction | 19329108 | 6024572.66 | 0 | 3.1878 | 2.9935 | Commercial HVAC Rebates | 1277.88 | 24394.6 | 0 | 1.4831 | 1.6314
Commercial Strategic Energy Management | 14347049 | 1881472.56 | 0 | 2.0215 | 1.9684 | Commercial Midstream HVAC and Water Heat | 364373.63 | 1609710.75 | 1746.6818 | 2.1606 | 9.0155
Pay for Performance | 761314.5 | 235638.44 | 0 | 2.6214 | 1.5057 | Small Business Direct Install | 573.3 | 15931.22 | 9679.3133 | 0.1197 | 0.62162
Large Power User - Self-Directed Program 449 | 5752434 | 1255706.39 | 0 | 2.7826 | 2.0574 | Total Business Energy Management | 2252607.91 | 9894772.81 | 13409945.1106 | 1.7295 | 3.6802
Large Power User - Self Directed non-449 | 24640 | 183573.09 | 0 | 0.13619 | 0.062191 | Residential Pilots | 0 | 4200 | 0 | 0 | 0
Commercial Rebates (all subprograms) | 54787636.94 | 17975405.29 | 12423279.2738 | 3.2663 | 3.6369 | Business Pilots | 0 | 0 | 0 | 0 | 0
Lighting to Go (AKA Business Lighting Markdowns) | 35728313.8 | 5680274.26 | 7209342.9948 | 6.8478 | 5.2861 | Total Pilots | 0 | 4200 | 0 | 0 | 0
Commercial Foodservice | 1241506.1 | 635777.83 | 771474.5516 | 1.943 | 5.2268 | NEEA Natural Gas Market Transformation | 0 | 1590238 | 0 | 0 | 0
Commercial HVAC | 158720.97 | 233495.54 | 0 | 1.007 | 0.705 | Targeted DSM Pilot | 0 | 157263.47
Commercial Midstream HVAC and Water Heat | 702487 | 629145.98 | 4.7523 | 1.5039 | 3.2259 | Total Regional Programs | 0 | 1747501.47 | 0 | 0 | 0
Small Business Direct Install | 15875057.07 | 9516684.29 | 4442456.9751 | 1.6898 | 2.4261 | Total Portfolio Support | 0 | 1967599.18 | 0
Lodging Rebates | 1081552 | 1280027.39 | 0 | 1.0289 | 0.96527 | Total SFearch & Compliance | 0 | 572513.71 | 0
Total Business Energy Management | 159582845.44 | 51715588.41 | 12526785.7089 | 2.9432 | 2.2985 | Total Gas Programs used in CE Calculations (Excludes LIW) | 4524930.59 | 25797742.07 | 17590662.4811 | 1.4244 | 1.7766
Residential Pilots | -489261 | 423263.75 | 0 | -0.1091 | -0.14084 | Total All Gas Programs | 4555198.45 | 27799536 | 18037710.5256
Business Pilots | -123215 | 0 |  | 0 | 0 | Total Other Gas Programs | 0 | 24998 |  | n/a | n/a
Total Pilots | -612476 | 423263.75 | 0 | -0.23311 | -0.30093 | Total Gas Portfolio | 4555198.45 | 27824534 | 18037710.5256
Northwest Energy Efficiency Alliance | 14716800 | 4151966.21 | 0 | - | -
Targeted DSM Pilot | 0 | 687105.15
Transmission & Distribution | 1960952 | 0 | 0 | 0 | -
Total Regional Programs | 16677752 | 4839071.36 | 0 | 0.95277 | 5.1076 | NOTE: in both the electric and natural gas summary tables, all program expenditures are represented,
Total Portfolio Support | 0 | 10945764.73 |  |  |  | as are the program UC and TRC ratios. However, consistent with the approach presented to the CRAG to exclude
Total Research & Compliance | 0 | 3048663.37 |  |  |  | Low Income Weatherization cost-effectiveness ratios from its Portfolio view, the Sector cost-effectiveness sub-totals indicated
in these Summary tables are linked to their respective program tables in the workbooks "Electric CE" and "Gas CE".
Total All Programs used in CE Calculations (Excludes LIW) | 256739122.25 | 106556580.87 | 16880050.4486 | 2.2531 | 1.8275
Total All Programs (include LIW) | 258196505.71 | 114050270.56 | 19398463.882
Total Other Electric Programs | 0 | 6729099.25 |  | n/a | n/a
Total Electric Portfolio | 258196505.71 | 120779369.81 | 16880050.4486

## Electric CE
2023 Electric Cost-Effectiveness Tests:
| WACC | 6.8% |  | link | fill in | link | link | link | link | link | link | link | link | link | formula | formula | link | Link | formula | formula
| Program Number | Program Name | Accounting Code | Weighted Measure Life by Program | Load Shape | kWh Savings | Program Overhead Costs | Total Incentive Payments | Customer Costs | Incremental Measure Costs | Other Contributions | Total Utility Costs | Total Resource Costs | Nominal Value of Non Energy Benefits | Present Value of Total Utility Program Costs in Time Zero* | Present Value of Total Resource Costs in Time Zero* | Utility Cost Test: Present Value Electric Savings In Time Zero | Present Value of Lifetime Non Energy Benefits | Utility Cost Test: Benefit Cost Ratio | Total Resource Cost Test: Benefit Cost Ratio
Return to Summary Page |  | Source/calculation: |  | I | [16 empty] | Order #
| Go to Gas Portfolio page | Follow Below Hyperlinks for Program Details |  |  |  | N | W | O | X | P |  | A18 | A20 |  |  |  | AM | AD
| E201 | Low Income Weatherization | 18230611 | 21.6282 | Varies by Measure | 1457383.46 | 433332.35 | 7060357.34 | 462621.37 | 7522978.71 |  | 7493689.69 | 7956311.06 | 2685.864 | 7016563.3801 | 7449729.4569 | 2434191.0111 | 2518413.4334 | 0.34692 | 0.69748
| E214 | Single Family Existing Subtotal |  |  |  | 69966936.14 | 3970921.04 | 16241050.24 | 24057513.46 | 40298563.7 | 0 | 24073485.87 | 44269484.74 | 5410.1259 | 22540717.1067 | 41450828.4082 | 54855243.0236 | 3352356.0611 | 2.4336 | 1.5366
| E214 | Residential Lighting | 18230440 | 14.581 | Lighting | 927890.1 | 216681.81 | 617667.83 | 4896720.81 | 5514388.64 |  | 905997.6 | 5731070.45 | 2.2091 | 848312.3596 | 5366170.8333 | 1022533.5388 | 325344.9185 | 1.2054 | 0.27024
| E214 | SF Existing Space Heat | 18230628 | 16.5693 | Varies by Measure | 9195670 | -178354.89 | 5640821.17 | 8234777.1 | 13875598.27 |  | 5398566.28 | 13697243.38 | 4256.7977 | 5054837.3408 | 12825134.2509 | 12087789.1972 | 1636651.2979 | 2.3913 | 1.1644
| E214 | SF Existing Water Heat | 18230626 | 12.7546 | Varies by Measure | 781050.47 | 354139.35 | 319786.73 | 149776.62 | 469563.35 |  | 730981.49 | 823702.7 | 11.1682 | 684439.5974 | 771257.2097 | 763097.9962 | 16122.5104 | 1.1149 | 1.1093
| E214 | Home Appliances | 18230434 | 13.4744 | Varies by Measure | 816396.3 | 301634.19 | 755425 | 335959.92 | 1091384.92 |  | 1132161.78 | 1393019.11 | 331.0374 | 1060076.573 | 1304325.0094 | 830423.4092 | 844926.5444 | 0.78336 | 1.3481
| E214 | Smart Thermostats {E} | 18230023 | 10.6119 | Varies by Measure | 1243921 | 351371.83 | 893810.98 | 136030.82 | 1029841.8 |  | 1414466.16 | 1381213.63 | 232.928 | 1324406.5169 | 1293271.1891 | 1202209.695 | 362397.6654 | 0.90773 | 1.3028
| E214 | Residential Water Use Reducers |  | #DIV/0! | Varies by Measure | 0 | 0 | 0 | 0 | 0 |  | 0 | 0 | 0 | 0 | 0 | 0 | 0 | 0 | 0
| E214 | SF Existing Weatherization | 18230627 | 36.2298 | Varies by Measure | 1355914.2 | 294468.9 | 1178359.49 | 2242033.64 | 3420393.13 |  | 1472828.39 | 3714862.03 | 575.9786 | 1379052.7996 | 3478335.2341 | 3649795.1349 | 166904.6163 | 2.6466 | 1.2022
| E214 | Home Energy Reports | 18230461 | 1.0399 | Varies by Measure | 30805310.77 | 899523.61 | 607829.04 | 0 | 607829.04 |  | 1680087.71 | 1507352.65 | 0 | 1573115.8333 | 1411378.8858 | 2908842.6129 | 0 | 1.8491 | 2.2671
| E214 | Residentiial Midstream HVAC & Water Heat | 18230162 | 0 | Varies by Measure | 24840783.3 | 1731456.24 | 6227350 | 8062214.55 | 14289564.55 |  | 11338396.46 | 16021020.79 | 0.0069 | 10616476.0861 | 15000955.7959 | 32390551.4393 | 8.5082 | 3.051 | 2.3752
| E215 | Single Family New Construction | 18230405 | 27.2172 | Varies by Measure | 36995 | 107704.25 | 32167.29 | 62414.81 | 94582.1 |  | 139871.54 | 202286.35 | 0 | 130965.8614 | 189406.6948 | 65152.943 | 0 | 0.49748 | 0.37838
| E214 & E217 | Efficiency Boost/Mod Income Residences | 18230751 | #DIV/0! | Varies by Measure | 0 | 77977.52 | 0 | 0 | 0 |  | 77977.52 | 77977.52 | 0 | 73012.6592 | 73012.6592 | 0 | 0 | 0 | 0
| E215 | Manufactured Home New Construction | 18230071 | 44.8034 | Varies by Measure | 185588 | 73312.76 | 144200 | 93862.59 | 238062.59 |  | 238431.94 | 311375.35 | 300.548 | 223250.8801 | 291549.9532 | 603911.6537 | 88468.4817 | 2.7051 | 2.582
| E217 | Multifamily Retrofit | 18230407 | 29.298 | Varies by Measure | 6842412.67 | 1223816.01 | 7267631.05 | 3246215.32 | 10513846.37 |  | 8712418.65 | 11737662.38 | 1480.2092 | 8157695.3652 | 10990320.5805 | 13808088.3377 | 912440.1969 | 1.6926 | 1.465
| E218 | Multi-Family New Construction | 18230486 | 15 | Varies by Measure | 4059069 | 704314.78 | 1673557 | 0 | 1673557 |  | 2342043.73 | 2377871.78 | 0 | 2192924.8408 | 2226471.7041 | 4369047.3287 | 0 | 1.9923 | 2.1586
| Total Residential Energy Management |  |  |  |  | 82548384.27 | 6591378.71 | 32418962.92 | 27922627.55 | 60341590.47 | 0 | 43077918.94 | 66932969.18 | 9876.7472 | 40335130.0936 | 62671319.4569 | 76135634.2978 | 6871678.1731 | 1.8876 | 1.446
| REM Less LIW (Per WAC 480-109-100(10) |  |  |  |  | 81091000.81 | 6158046.36 | 25358605.58 | 27460006.18 | 52818611.76 | 0 | 35584229.25 | 58976658.12 | 7190.8832 | 33318566.7135 | 55221590 | 73701443.2867 | 4353264.7397 | 2.212 | 1.5469
| E250 | Commercial/Industrial Retrofit Total |  |  |  | 64580663 | 7610830.77 | 17032825.95 | 20669416.45 | 37702242.4 |  | 24159219.98 | 45313073.17 | 290.4 | 22620992.4906 | 42427971.133 | 62124925.8255 | 103506.435 | 2.7463 | 1.6131
| E250 | Commercial/Industrial Retrofit | 18230711 | 10.7964 | Varies by Measure | 12028900 | 2438481.49 | 3121249.87 | 2647287.45 | 5768537.32 |  | 5559731.36 | 8207018.81 | 0 | 5205740.9738 | 7684474.5412 | 9439476.3632 | 0 | 1.8133 | 1.3512
| E250 | Business Lighting Grants | 18230724 | 19.2096 | Varies by Measure | 25720299 | 2306722.01 | 7580539.85 | 11955819.66 | 19536359.51 |  | 9882530.91 | 21843081.52 | 290.4 | 9253306.0955 | 20452323.5206 | 34038077.5797 | 103506.435 | 3.6785 | 1.8358
| E250 | Industrial Energy Management | 18231137 | 11.1588 | Varies by Measure | 12997354 | 850460.85 | 2389763.17 | 3486775 | 5876538.17 |  | 3919340.29 | 6726999.02 | 0 | 3669794.279 | 6298688.221 | 10225720.0891 | 0 | 2.7865 | 1.7858
| E250 | Clean Buildings Accelerator | 18230013 | 2.0491 | Varies by Measure | 2734899 | 303086.98 | 0 | 0 | 0 |  | 303086.98 | 303086.98 | 0 | 283789.3071 | 283789.3071 | 459937.9665 | 0 | 1.6207 | 1.7828
| E250 | Virtual Commissioning | 18230015 | 5 | Varies by Measure | 3952874 | 1156517.46 | 1158822.06 | 95641.56 | 1254463.62 |  | 1156517.46 | 2410981.08 | 0 | 1082881.5169 | 2257472.9213 | 1576675.0819 | 0 | 1.456 | 0.76827
| E250 | Telecommunications Efficiency | 18239043 | 12.0872 | Varies by Measure | 7146337 | 555561.98 | 2782451 | 2483892.78 | 5266343.78 |  | 3338012.98 | 5821905.76 | 0 | 3125480.3184 | 5451222.6217 | 6385038.7452 | 0 | 2.0429 | 1.2884
| E251 | Commercial/Industrial New Construction | 18230715 | 12.7989 | Varies by Measure | 19329108 | 415173.66 | 5609399 | 1032518.35 | 6641917.35 |  | 6024572.66 | 7057091.01 | 0 | 5640985.6367 | 6607763.118 | 17982370.2905 | 0 | 3.1878 | 2.9935
| E253 | Commercial Strategic Energy Management | 18230723 | 3 | Varies by Measure | 14347049 | 1243656.32 | 628810.24 | 253054.4 | 881864.64 |  | 1881472.56 | 2125520.96 | 0 | 1761678.427 | 1990188.1648 | 3561316.8682 | 0 | 2.0215 | 1.9684
| E253 | Pay for Performance | 18236102 | 11.2132 | Varies by Measure | 761314.5 | 59605.34 | 176033.1 | 215619.5 | 391652.6 |  | 235638.44 | 451257.94 | 0 | 220635.2434 | 422526.161 | 578366.1603 | 0 | 2.6214 | 1.5057
| E258 | Large Power User, Self-Directed 449 | 18230720 | 7.625 | Varies by Measure | 5752434 | 274509.06 | 797409.85 | 796194 | 1593603.85 |  | 1255706.39 | 1868112.91 | 0 | 1175755.0468 | 1749169.3914 | 3271653.7854 | 0 | 2.7826 | 2.0574
| E258 | Large Power User, Self Directed non-449 | 18230721 | 12.8456 | Varies by Measure | 24640 | 186597.47 | 270572 | -14971 | 255601 |  | 183573.09 | 442198.47 | 0 | 171884.9157 | 414043.5112 | 23408.7041 | 0 | 0.13619 | 0.062191
| E262 | Commercial Rebates Programs SUBTOTAL |  |  |  | 54787636.94 | 2493683.39 | 13913135.7 | 4999050.99 | 18912186.69 | 0 | 17975405.29 | 21405870.08 | 20413.5473 | 16830903.8296 | 20042949.5131 | 54974284.7024 | 12423279.2738 | 3.2663 | 3.6369
| E262 | Lighting to Go--AKA Business Lighting Markdowns | 18230714 | 13.8109 |  | 35728313.8 | 564199.22 | 4114760.55 | 4871817.54 | 8986578.09 |  | 5680274.26 | 9550777.31 | 436.0778 | 5318608.8577 | 8942675.3839 | 36420667.1782 | 7209342.9948 | 6.8478 | 5.2861
| E262 | Commercial Foodservice | 18230716 | 12.7969 | Varies by Measure | 1241506.1 | 122996.01 | 361615 | -66998.94 | 294616.06 |  | 635777.83 | 417612.07 | 18647.936 | 595297.5936 | 391022.5375 | 1156645.624 | 771474.5516 | 1.943 | 5.2268
| E262 | Commercial HVAC Rebates | 18230718 | 16.8958 | Varies by Measure | 158720.97 | 147269.07 | 86226.47 | 133361.29 | 219587.76 |  | 233495.54 | 366856.83 | 0 | 218628.7828 | 343498.9045 | 220150.1669 | 0 | 1.007 | 0.705
| E262 | Commercial Midstream HVAC and Water Heat | 18230524 | 14.7976 | Varies by Measure | 702487 | 149353.92 | 355801.7 | -182521.12 | 173280.58 |  | 629145.98 | 322634.5 | 0.0988 | 589087.9963 | 302092.2285 | 885912.1092 | 4.7523 | 1.5039 | 3.2259
| E262 | Small Business Direct Install | 18230570 | 12.6245 | Varies by Measure | 15875057.07 | 1389763.46 | 7834806.3 | 22629.74 | 7857436.04 |  | 9516684.29 | 9247199.5 | 1329.4347 | 8910753.0805 | 8658426.4981 | 15057785.3832 | 4442456.9751 | 1.6898 | 2.4261
| E262 | Lodging Rebates | 18230569 | 12.9334 | Varies by Measure | 1081552 | 120101.71 | 1159925.68 | 220762.48 | 1380688.16 |  | 1280027.39 | 1500789.87 | 0 | 1198527.5187 | 1405233.9607 | 1233124.2408 | 0 | 1.0289 | 0.96527
| Total Business Energy Management |  |  |  |  | 159582845.44 | 12284056.01 | 38428185.84 | 27950882.69 | 66379068.53 | 0 | 51715588.41 | 78663124.54 | 20703.9473 | 48422835.5899 | 73654610.9925 | 142516326.3365 | 12526785.7089 | 2.9432 | 2.2985
| E249 | Residential Pilots |  | 0 | Varies by Measure | -489261 | 360663.75 | 0 | 0 | 0 |  | 423263.75 | 360663.75 | 0 | 396314.3727 | 337700.1404 | -43237.938 | 0 | -0.1091 | -0.14084
| E249 | Commercial Pilots |  | 0 | Varies by Measure | -123215 | 0 | -25875.15 | 13316.52 | -12558.63 |  | 0 | 0 | 0 | 0 | 0 | -49146.5248 | 0 | 0 | 0
| Total Pilots |  |  |  |  | -612476 | 360663.75 | -25875.15 | 13316.52 | -12558.63 | 0 | 423263.75 | 360663.75 | 0 | 396314.3727 | 337700.1404 | -92384.4628 | 0 | -0.23311 | -0.30093
| E245 | Northwest Energy Efficiency Alliance | 18230421 | 14.581 | Flat | 14716800 | 533.39 | 0 | 0 | 0 |  | 4151966.21 | 533.39 | 0 | 3887608.8109 | 499.4288 | 1593306.4664 | 0 | 0.40984 | 3509.283
| E292 | Transmission & Distribution |  | 15 | Flat | 1960952 | 0 | 0 | 181495 | 181495 |  | 0 | 181495 | 0 | 0 | 169939.1386 | 2110703.7346 | 0 | 0 | 13.6624
| E219 | Targeted DSM Pilot | 18230567 | #DIV/0! | Flat | 0 | 669930.15 | 0 | 0 | 0 |  | 687105.15 | 669930.15 | 0 | 0 | 627275.4213 | 0 | 0 | 0 | 0 | 18230134
| Total Regional Programs |  |  |  |  | 16677752 | 670463.54 | 0 | 181495 | 181495 | 0 | 4839071.36 | 851958.54 | 0 | 3887608.8109 | 797713.9888 | 3704010.201 | 0 | 0.95277 | 5.1076
Energy Efficiency Portfolio Support
|  | Data and Systems Services | 18230745 |  |  |  | 1106234.05 |  |  |  |  | 1106234.05 | 1106234.05 |  | 1035799.6723 | 1035799.6723 |  |  |  |  | 18230745
|  | Rebates Processing | 18230507 |  |  |  | 991400.19 |  |  |  |  | 991400.19 | 991400.19 |  | 928277.3315 | 928277.3315 |  |  |  |  | 18230507
|  | Verification Team | 18230418 |  |  |  | 681322.75 |  |  |  |  | 681322.75 | 681322.75 |  | 637942.6498 | 637942.6498 |  |  |  |  | 18230418
|  | Programs Support | 18230810 |  |  |  | 864868.02 |  |  |  |  | 864868.02 | 864868.02 |  | 809801.5169 | 809801.5169 |  |  |  |  | 18230810
|  | Trade Ally Memberships | 18230730 |  |  |  | 422725.3 |  |  |  |  | 422725.3 | 422725.3 |  | 395810.206 | 395810.206 |  |  |  |  | 18230730
|  | Trade Ally Network [net of (revenue) + cost] | 18230568 |  |  |  | -129486.56 |  |  |  |  | -129486.56 | -129486.56 |  | -121242.0974 | -121242.0974 |  |  |  |  | 18230746
|  | EnergyCAP | 18230565 |  |  |  | 874312.45 |  |  |  |  | 874312.45 | 874312.45 |  | 818644.6161 | 818644.6161 |  |  |  |  | 18230411
|  | Energy Advisors | 18230575 |  |  |  | 1291468.72 |  |  |  |  | 1291468.72 | 1291468.72 |  | 1209240.3745 | 1209240.3745 |  |  |  |  | 18230610
|  | Energy Efficient Communities | 18230576 |  |  |  | 1044537.27 |  |  |  |  | 1044537.27 | 1044537.27 |  | 978031.1517 | 978031.1517 |  |  |  |  | 18230811
|  | Digital Experience | 18230577 |  |  |  | 61817.44 |  |  |  |  | 61817.44
|  | Customer Online Experience | 18230571 |  |  |  | 636406.38 |  |  |  |  | 636406.38
|  | Customer Awareness Tools | 18230572 |  |  |  | 717497.59 |  |  |  |  | 717497.59
|  | PSE Marketplace | 18230509 |  |  |  | 253718.86 |  |  |  |  | 253718.86
|  | Market Integration | 18230573 |  |  |  | 1293094.8 |  |  |  |  | 1293094.8 | 1293094.8 |  | 1210762.9213 | 1210762.9213 |  |  |  |  | 18230466
|  | Events | 18230574 |  |  |  | 835847.47 |  |  |  |  | 835847.47 | 835847.47 |  | 782628.7172 | 782628.7172 |  |  |  |  | 18230487
|  | Portfolio Support Subtotal |  |  |  | 0 | 10945764.73 | 0 | 0 | 0 | 0 | 10945764.73 | 9276324.46 | 0 | 8685697.0599 | 8685697.0599 | 0 | 0
|  | Conservation Supply Curves | 18230564 |  |  |  | 655915.45 |  |  |  |  | 655915.45 | 655915.45 |  | 614153.0431 | 614153.0431 |  |  |  |  | 18230809
|  | Strategic Planning | 18230561 |  |  |  | 432588.19 |  |  |  |  | 432588.19 | 432588.19 |  | 405045.1217 | 405045.1217 |  |  |  |  | 18230469
|  | Market Research | 18230560 |  |  |  | 189366.72 |  |  |  |  | 189366.72 | 189366.72 |  | 177309.6629 | 177309.6629 |  |  |  |  | 18230413
|  | Program Evaluation | 18230563 |  |  |  | 1712153.7 |  |  |  |  | 1712153.7 | 1712153.7 |  | 1603140.1685 | 1603140.1685 |  |  |  |  | 18230802
|  | Portfolio Savings Review | 18230559 |  |  |  | 58639.31 |  |  |  |  | 58639.31 | 58639.31 |  | 54905.721 | 54905.721 |  |  |  |  | 18230624
|  | Research and Compliance Subtotal |  |  |  | 0 | 3048663.37 | 0 | 0 | 0 | 0 | 3048663.37 | 3048663.37 | 0 | 2854553.7172 | 2854553.7172 | 0 | 0 |  | 0
| Grand Total All Electric Programs Included in CE Calculations |  |  |  |  | 256739122.25 | 33467657.76 | 63760916.27 | 55605700.39 | 119366616.66 | 0 | 106556580.87 | 151177392.78 |  | 97565576.264 | 141551865.8989 | 219829395.3614 | 16880050.4486 | 2.2531 | 1.8275
Other Customer Programs
|  | Net Metering | 18230128 |  |  |  | 5783528.05 |  |  |  |  | 5783528.05 | 5783528.05 | 0 | 5415288.4363 | 5415288.4363 |  |  |  |  | 18230128
|  | Demand Response Pilot | 18230566 |  |  |  | 62919.82 |  |  |  |  | 62919.82 | 62919.82 |  | 58913.6891 | 58913.6891 |  |  |  |  | 18230133
| E271 | Demand Response Admin | 18230753 |  |  |  | 882651.38 |  |  |  |  | 882651.38 | 882651.38 |  | 826452.603 | 826452.603
|  | Other Programs Subtotal |  |  |  |  | 6729099.25 | 0 | 0 | 0 | 0 | 6729099.25 | 6729099.25 | 0 | 6300654.7285 | 6300654.7285 | 0 | 0

## Gas CE
2023 Gas Cost-Effectiveness Tests:
| WACC | 6.8% |  | link | fill in | link | link | link | link | link | link | link | link | link | formula | formula | link | Link | formula | formula
| Prog. No. | Program Name | Accounting Code | Weighted Measure Life by Program | Load Shape | Therm Savings | Program Overhead Costs | Total Incentive Payments | Customer Costs | Incremental Measure Costs | Other Contributions | Total Utility Costs | Total Resource Costs | Nominal Value of Non Energy Benefits | Present Value of Total Utility Costs in Time Zero | Present Value of Total Resource Costs in Time Zero | Present Value Therm Savings In Time Zero | Present Value of Lifetime Non Energy Benefits | Utility Cost Test: Benefit Cost Ratio | Total Resource Cost Test: Benefit Cost Ratio
Return to Summary Page | Go to Electric Portfolio Page | Follow Below Hyperlinks for Program Details | [15 empty] | AD |  |  | Order Number
| G203 | G201 LIW {G} | 18230661 | 28.308 | Varies by Measure | 30267.86 | 96853.75 | 1904940.18 | 414206.18 | 2319146.36 |  | 2001793.93 | 2416000.11 | 181.9598 | 1874338.8858 | 2262172.3876 | 535631.7397 | 447048.0444 | 0.28577 | 0.45807
| G214 | Single Family Existing Subtotal |  |  |  | 2252393.77 | 1942991.7 | 8579705.71 | 10390676.95 | 18970382.66 | 0 | 11018970.25 | 20913374.36 | 951.9064 | 10317387.8745 | 19581811.1985 | 18025362.9203 | 4016071.9295 | 1.7471 | 1.2177
| G214 | SF Existing Space Heat | 18230638 | 21.5556 | Varies by Measure | 628052.24 | 347182.55 | 4169145.2 | 4115118.8 | 8284264 |  | 4517227.75 | 8631446.55 | 285.1542 | 4229613.9981 | 8081878.7921 | 9109777.1398 | 2041204.0238 | 2.1538 | 1.4925
| G214 | SF Existing Water Heat | 18230249 | 20.2487 | Res Water Heat | 71248.52 | 118649.66 | 402150 | 406828.88 | 808978.88 |  | 521049.66 | 927628.54 | 138.266 | 487874.2135 | 868566.0487 | 925583.4748 | 213695.3133 | 1.8972 | 1.4182
| G214 | Smart Thermostats | 18230687 | 8.5799 | Varies by Measure | 292932.6 | 463972.94 | 1170466.08 | 587637.06 | 1758103.14 |  | 1848641.99 | 2222076.08 | 73.51 | 1730938.1929 | 2080595.5805 | 1962964.5452 | 347570.3652 | 1.134 | 1.2049
| G214 | SF Existing Weatherization | 18230637 | 37.5845 | Varies by Measure | 227436.21 | 223564.74 | 2326343.99 | 5281092.21 | 7607436.2 |  | 2608874.89 | 7831000.94 | 454.9762 | 2442766.7509 | 7332397.8839 | 5129439.1316 | 1413602.2272 | 2.0998 | 0.9623
| G214 | Home Energy Reports | 18230738 | 1 | Varies by Measure | 1026803.7 | 789365.29 | 511600.44 | 0 | 511600.44 |  | 1522919.44 | 1300965.73 | 0 | 1425954.5318 | 1218132.706 | 840746.8037 | 0 | 0.5896 | 0.75921
| G214 | Home Appliances | 18230434 | 14 | Varies by Measure | 5920.5 | 0 | 0 | 0 | 0 |  | 0 | 0 | 0 | 0 | 0 | 56851.8252 | 0 | 0 | 0
| G214 | Residential Midstream HVAC & Water Heat | 18230161 | 0 | Varies by Measure | 0 | 256.52 | 0 | 0 | 0 |  | 256.52 | 256.52 | 0 | 240.1873 | 240.1873 | 0 | 0 | 0 | 0
| G215 | Single Family New Construction | 18230684 | 27 | Varies by Measure | 6271 | 36255.48 | 30000 | 64580 | 94580 |  | 66255.48 | 130835.48 | 6.54 | 62036.9663 | 122505.1311 | 106579.0128 | 3195.8729 | 1.718 | 0.98308
| G215 | Manufactured Home New Construction | 18230752 | 15 | Varies by Measure | 211.8 | 29473.01 | 8400 | -3371.84 | 5028.16 |  | 31473.01 | 34501.17 | 0 | 29469.1105 | 32304.4663 | 2311.0045 | 0 | 0.078421 | 0.078692
| G214 | Efficiency Boost | 18230254 | 0 | Varies by Measure | 0 | 88490.97 | 0 | 0 | 0 |  | 88490.97 | 88490.97 | 0 | 82856.7135 | 82856.7135 | 0 | 0 | 0 | 0
| G217 | Multi-Family Retrofit | 18230736 | 35.3287 | Varies by Measure | 9847.11 | 89759.42 | 182998.25 | 48733 | 231731.25 |  | 273257.67 | 321490.67 | 274.4928 | 255859.2416 | 301021.2266 | 210838.6011 | 161449.5681 | 0.82404 | 1.3068
| G218 | Multi-Family New Construction | 18230673 | 15 | Varies by Measure | 3599 | 87005.71 | 19813 | 0 | 19813 |  | 106818.71 | 106818.71 | 0 | 100017.5187 | 100017.5187 | 39269.6185 | 0 | 0.39263 | 0.43189
|  | Regional Matching Incentives | 18230872 |  |  |  | 25888.81 |  |  |  |  | 25888.81 | 25888.81 |  | 24240.4588 | 24240.4588
| Total Residential Efficiency Programs |  |  |  |  | 2302590.54 | 2396718.85 | 10725857.14 | 10914824.29 | 21640681.43 | 0 | 13612948.83 | 24037400.28 | 1414.899 | 12746206.7697 | 22506929.1011 | 18919992.8969 | 4627765.415 | 1.4844 | 1.1303
| REM Less LIW (Consistent with WAC 480-109-100(10) |  |  |  |  | 2272322.68 | 2299865.1 | 8820916.96 | 10500618.11 | 19321535.07 | 0 | 11611154.9 | 21621400.17 | 1232.9392 | 10871867.8839 | 20244756.7135 | 18384361.1572 | 4180717.3705 | 1.691 | 1.2054
| G250 | C/I Retrofit Total |  |  |  | 621530 | 1174204.07 | 2127334 | 1300980.6 | 3428314.6 | 0 | 3303356.57 | 4602518.67 | 0 | 3093030.4963 | 4309474.4101 | 5335335.4852 | 0 | 1.725 | 1.3619
| G250 | Commercial/Industrial Retrofit | 18230731 | 15.1142 | Varies by Measure | 505530 | 934721.28 | 2115784 | 1296030.6 | 3411814.6 |  | 3050505.28 | 4346535.88 | 0 | 2856278.3521 | 4069790.1498 | 5021193.2107 | 0 | 1.7579 | 1.3571
| G250 | Clean Buildiings Accellerator | 18230220 | 3.2609 | Varies by Measure | 113789 | 235859.89 | 0 | 0 | 0 |  | 235859.89 | 235859.89 | 0 | 220842.5936 | 220842.5936 | 276579.9909 | 0 | 1.2524 | 1.3776
| G250 | Industrial Energy Management | 18231037 | 30 | Varies by Measure | 2211 | 3622.9 | 11550 | 4950 | 16500 |  | 16991.4 | 20122.9 | 0 | 15909.5506 | 18841.6667 | 37562.2837 | 0 | 2.361 | 2.1929
| G251 | Commercial/Industrial New Construction | 18230706 | 20.1975 | Varies by Measure | 48424 | 81017.16 | 285311 | 11378 | 296689 |  | 363838.16 | 377706.16 | 0 | 340672.4345 | 353657.4532 | 615782.2899 | 0 | 1.8075 | 1.9153
| G253 | Commercial Strategic Energy Management | 18230691 | 3 | Varies By Measure | 557868 | 567138.97 | 152065.86 | 67213.5 | 219279.36 |  | 720146.83 | 786418.33 | 0 | 674294.7846 | 736346.7509 | 1279251.9739 | 0 | 1.8972 | 1.911
| G253 | Pay for Performance | 18231039 | 20.4597 | Varies By Measure | 21110 | 16210.42 | 112657 | 146453 | 259110 |  | 128867.42 | 275320.42 | 0 | 120662.3783 | 257790.6554 | 270972.1263 | 0 | 2.2457 | 1.1562
| G262 | Commercial Rebates Subtotal |  |  |  | 1003675.91 | 979051.18 | 3106855.74 | -1121334.23 | 1985521.51 |  | 5378563.83 | 2964572.69 | 30401.2286 | 5036108.4551 | 2775817.1255 | 8522057.6867 | 13409945.1106 | 1.6922 | 8.2081
| G262 | Commercial Foodservice | 18231027 | 11.8015 | Varies By Measure | 637451.1 | 619573.39 | 2300536 | -424504.81 | 1876031.19 |  | 3728527.26 | 2495604.58 | 29526.2574 | 3491130.3933 | 2336708.4082 | 5229824.6061 | 13398519.1156 | 1.498 | 8.1959
| G262 | Commercial HVAC Rebates | 18231029 | 43.0806 | Varies by Measure | 1277.88 | 24394.6 | 0 | 0 | 0 |  | 24394.6 | 24394.6 | 0 | 22841.3858 | 22841.3858 | 33876.2616 | 0 | 1.4831 | 1.6314
| G262 | Commercial Midstream HVAC and Water Heat | 18230248 | 12.9857 | Varies by Measure | 364373.63 | 333854.91 | 803743.65 | -713029.42 | 90714.23 |  | 1609710.75 | 424569.14 | 5.6112 | 1507219.8034 | 397536.6479 | 3256571.2456 | 1746.6818 | 2.1606 | 9.0155
| G262 | Small Business Direct Install | 18230273 | 4.0973 | Comm Space Heat | 573.3 | 1228.28 | 2576.09 | 16200 | 18776.09 |  | 15931.22 | 20004.37 | 869.36 | 14916.8727 | 18730.6835 | 1785.5734 | 9679.3133 | 0.1197 | 0.62162
| Total Commercial Programs |  |  |  |  | 2252607.91 | 2817621.8 | 5784223.6 | 404690.87 | 6188914.47 |  | 9894772.81 | 9006536.27 | 30401.2286 | 9264768.5487 | 8433086.3951 | 16023399.562 | 13409945.1106 | 1.7295 | 3.6802
| G245 | NEEA Gas Market Transformation Study | 18230660 | 5 | Comm Flat | 0 | 0 | 0 | 0 | 0 |  | 1590238 | 0 | 869.36 | 1488986.8914 | 0 | 0 | 0 | 0 | #DIV/0!
| G219 | Targeted DSM Pilot |  | 0 | Comm Space Heat | 0 | 156146.05 | 0 | 0 | 0 |  | 157263.47 | 156146.05 | 0 | 147250.4401 | 146204.1667 | 0 | 0 | 0 | 0
| Total Regional Programs |  |  |  |  | 0 | 156146.05 | 0 | 0 | 0 | 0 | 1747501.47 | 156146.05 | 869.36 | 1636237.3315 | 146204.1667 | 0 | 0 | 0 | 0
| G249 | Residential Pilots |  | 0 |  | 0 | 3500 | 0 | 0 | 0 |  | 4200 | 3500 | 0 | 3932.5843 | 3277.1536 | 0 | 0 | 0 | 0
| G249 | Commercial |  |  |  | 0 | 0 | 0 | 0 | 0 |  | 0 | 0 | 0 | 0 | 0 | 0 | 0 | 0 | 0
| Total Pilots |  |  |  |  | 0 | 3500 | 0 | 0 | 0 | 0 | 4200 | 3500 | 0 | 3932.5843 | 3277.1536 | 0 | 0 | 0 | 0
Energy Efficiency Portfolio Support
|  | Data and Systems Services | 18231005 |  |  |  | 165292.34 |  |  |  |  | 165292.34 | 165292.34 |  | 154768.1086 | 154768.1086
|  | Rebates Processing | 18230659 |  |  |  | 24597.38 |  |  |  |  | 24597.38 | 24597.38 |  | 23031.2547 | 23031.2547
|  | Verification Team | 18230668 |  |  |  | 55294.36 |  |  |  |  | 55294.36 | 55294.36 |  | 51773.7453 | 51773.7453
|  | Programs Support | 18230688 |  |  |  | 128018.08 |  |  |  |  | 128018.08 | 128018.08 |  | 119867.1161 | 119867.1161
|  | Trade Ally Memberships | 18230698 |  |  |  | 57937.33 |  |  |  |  | 57937.33 | 57937.33 |  | 54248.4363 | 54248.4363
|  | Trade Ally Network [net of (revenue) + cost] | 18230268 |  |  |  | -52728.64 |  |  |  |  | -52728.64 | -52728.64 |  | -49371.3858 | -49371.3858
|  | EnergyCAP | 18230265 |  |  |  | 321837.53 |  |  |  |  | 321837.53 | 321837.53 |  | 301346.0019 | 301346.0019
|  | Energy Advisors | 18230226 |  |  |  | 234156 |  |  |  |  | 234156 | 234156 |  | 219247.191 | 219247.191
|  | Energy Efficient Communities | 18230227 |  |  |  | 158686.14 |  |  |  |  | 158686.14 | 158686.14 |  | 148582.5281 | 148582.5281
|  | Digital Experience | 18230228 |  |  |  | 61817.44 |  |  |  |  | 61817.44 | 61817.44 |  | 57881.4981 | 57881.4981
|  | Customer Awareness Tools | 18230272 |  |  |  | 155789.64 |  |  |  |  | 155789.64 | 155789.64 |  | 145870.4494 | 145870.4494
|  | Customer Online Experience | 18230271 |  |  |  | 119785.03 |  |  |  |  | 119785.03 | 119785.03 |  | 112158.2678 | 112158.2678
|  | PSE Marketplace | 18230662 |  |  |  | 172341.78 |  |  |  |  | 172341.78 | 172341.78 |  | 161368.7079 | 161368.7079
|  | Market Integration | 18230224 |  |  |  | 192561.24 |  |  |  |  | 192561.24 | 192561.24 |  | 180300.7865 | 180300.7865
|  | Events | 18230225 |  |  |  | 172213.53 |  |  |  |  | 172213.53 | 172213.53 |  | 161248.6236 | 161248.6236
|  | Portfolio Support Subtotal |  |  |  | 0 | 1967599.18 | 0 | 0 | 0 | 0 | 1967599.18 | 1967599.18 | 0 | 1842321.3296 | 1842321.3296 | 0 | 0
|  | Conservation Supply Curves | 18230264 |  |  |  | 96269.74 |  |  |  |  | 96269.74 | 96269.74 |  | 90140.206 | 90140.206
|  | Strategic Planning | 18230261 |  |  |  | 68987.73 |  |  |  |  | 68987.73 | 68987.73 |  | 64595.2528 | 64595.2528
|  | Market Research | 18230260 |  |  |  | 29807.08 |  |  |  |  | 29807.08 | 29807.08 |  | 27909.2509 | 27909.2509
|  | Program Evaluation | 18230263 |  |  |  | 368686.97 |  |  |  |  | 368686.97 | 368686.97 |  | 345212.5187 | 345212.5187
|  | Portfolio Savings Review | 18230262 |  |  |  | 8762.19 |  |  |  |  | 8762.19 | 8762.19 |  | 8204.2978 | 8204.2978
|  | Research and Compliance Subtotal |  |  |  | 0 | 572513.71 | 0 | 0 | 0 | 0 | 572513.71 | 572513.71 | 0 | 536061.5262 | 536061.5262 | 0 | 0
| Total Energy Efficiency Portfolio Support, Research and Compliance |  |  |  |  | 0 | 2540112.89 | 0 | 0 | 0 | 0 | 2540112.89 | 2540112.89 | 0 | 2378382.8558 | 2378382.8558 | 0 | 0
| Grand Total All Gas Programs included in CE Calculations |  |  |  |  | 4524930.59 | 7817245.84 | 14605140.56 | 10905308.98 | 25510449.54 | 0 | 25797742.07 | 33327695.38 | 32503.5278 | 24155189.2041 | 31205707.2846 | 34407760.7192 | 17590662.4811 | 1.4244 | 1.7766
Other Customer Programs
|  | Net Metering |  |  |  |  | 0 |  |  |  |  | 0 | 0 | 0 | 0 | 0
|  | Demand Response Pilot | 18230217 |  |  |  | 24998 |  |  |  |  | 24998 | 24998 |  | 23406.367 | 23406.367
|  | Other Energy Efficiency Programs Subtotal |  |  |  |  | 24998 | 0 | 0 | 0 | 0 | 24998 | 24998 | 0 | 23406.367 | 23406.367 | 0 | 0

## Program Costs
ORDERNAME | ORDERNUM | Labor | Overhead | Marketing | Employee Expense | Outside Services | Materials | Miscellaneous | DBtC | Revenue | Total | Total -DBTC | Tariff Group
Automated Benchmarking System {E} | 18230411 | 0 | 0 | 0 | 0 | -382040.55 | 0 | 0 | 0 | 0 | -382040.55 | -382040.55 | Energy Efficiency Portfolio Support
Business Lighting - Grants {E} | 18230724 | 1051311.18 | 1191427.9 | 21229.16 | 23938.63 | 7339.23 | 10281.91 | 1194 | 7575808.9 | 0 | 9882530.91 | 2306722.01 | Business Energy Management
Clean Buildings Accelerator {E} | 18230013 | 57483.55 | 65111.7 | 11948.44 | 633.27 | 166216.02 | 0 | 1694 | 0 | 0 | 303086.98 | 303086.98 | Business Energy Management
Clean Buildings Accelerator {G} | 18230220 | 26018.08 | 29471.16 | 13705.56 | 67.06 | 165904.03 | 0 | 694 | 0 | 0 | 235859.89 | 235859.89 | Business Energy Management
Commercial Foodservice {E} | 18230716 | 23809.45 | 27001.83 | 4388.19 | 232.55 | 67504.76 | 59.23 | 0 | 512781.82 | 0 | 635777.83 | 122996.01 | Business Energy Management
Commercial Foodservice {G} | 18231027 | 108169.59 | 122679.78 | 41012.1 | 2005.25 | 345248.09 | 458.58 | 0 | 3108953.87 | 0 | 3728527.26 | 619573.39 | Business Energy Management
Commercial HVAC Rebates {E} | 18230718 | 49091.79 | 55550.98 | 17270.75 | 460.88 | 24645.03 | 249.64 | 0 | 86226.47 | 0 | 233495.54 | 147269.07 | Business Energy Management
Commercial HVAC Rebates {G} | 18231029 | 11303.09 | 12788.78 | 0 | 9.45 | 0 | 274.89 | 0 | 0 | 0 | 24376.21 | 24376.21 | Business Energy Management
Commercial Industrial New Construction {E} | 18230715 | 175470.91 | 198935.1 | 5388.08 | 19659.01 | 31821.93 | 555.09 | 0 | 5609399 | 0 | 6024572.66 | 415173.66 | Business Energy Management
Commercial Industrial New Construction {G} | 18230706 | 29068.59 | 32959.85 | 3283.83 | 8107.27 | 15383.89 | 234.43 | 0 | 282821 | 0 | 363838.16 | 81017.16 | Business Energy Management
Commercial Industrial Retrofit {E} | 18230711 | 1136941.65 | 828408.51 | 24349.85 | 48603.8 | 357288.26 | 3196.08 | 39693.34 | 3121249.87 | 0 | 5559731.36 | 2438481.49 | Business Energy Management
Commercial Industrial Retrofit {G} | 18230731 | 382188.96 | 433161.16 | 3648.21 | 6510.48 | 97983.65 | 687.04 | 10541.78 | 2115784 | 0 | 3050505.28 | 934721.28 | Business Energy Management
Commercial Midstream HVAC and Water Heat {E} | 18230524 | 38506.69 | 43747.5 | 0.81 | 742.7 | 66356.22 | 0 | 0 | 479792.06 | 0 | 629145.98 | 149353.92 | Business Energy Management
Commercial Midstream HVAC and Water Heat {G} | 18230248 | 46532.8 | 52855.31 | 0 | 1289.61 | 233177.19 | 0 | 0 | 1275855.84 | 0 | 1609710.75 | 333854.91 | Business Energy Management
Commercial Strategic Energy Management {E} | 18230723 | 497205.74 | 571342.5 | 521.33 | 10357.08 | 162440.23 | 829.01 | 960.43 | 637816.24 | 0 | 1881472.56 | 1243656.32 | Business Energy Management
Commercial Strategic Energy Management {G} | 18230691 | 210070.85 | 241441.3 | 214.97 | 5179.22 | 109337.09 | 463.93 | 431.61 | 153007.86 | 0 | 720146.83 | 567138.97 | Business Energy Management
Customer Awareness Tools {E} | 18230572 | 38266.31 | 43362.48 | 7048.8 | 0 | 628820 | 0 | 0 | 0 | 0 | 717497.59 | 717497.59 | Energy Efficiency Portfolio Support
Customer Awareness Tools {G} | 18230272 | 26138.25 | 29623.15 | 2563.2 | 0 | 97465.04 | 0 | 0 | 0 | 0 | 155789.64 | 155789.64 | Energy Efficiency Portfolio Support
Customer Digital Experience {E} | 18230571 | 25420.98 | 28808.4 | 2563.2 | 0 | 579613.8 | 0 | 0 | 0 | 0 | 636406.38 | 636406.38 | Energy Efficiency Portfolio Support
Customer Digital Experience {G} | 18230271 | 16440.6 | 18631.21 | 2563.2 | 0 | 82150.02 | 0 | 0 | 0 | 0 | 119785.03 | 119785.03 | Energy Efficiency Portfolio Support
Data and Systems Services {E} | 18230745 | 408264.5 | 462798.93 | 0 | 190.1 | 234900 | 80.52 | 0 | 0 | 0 | 1106234.05 | 1106234.05 | Energy Efficiency Portfolio Support
Data and Systems Services {G} | 18231005 | 61001.78 | 69150.11 | 0 | 28.41 | 35100 | 12.04 | 0 | 0 | 0 | 165292.34 | 165292.34 | Energy Efficiency Portfolio Support
Demand Response {E} | 18230566 | 0 | 0 | 0 | 0 | 7704.82 | 44040 | 0 | 11175 | 0 | 62919.82 | 51744.82 | Other Customer Programs
Demand Response {G} | 18230266 | 0 | 0 | 0 | 0 | 16372.75 | 0 | 0 | 8625 | 0 | 24997.75 | 16372.75 | Other Customer Programs
Demand Response Admin {E} | 18230753 | 188573.72 | 214154.33 | 106195.96 | 20832.12 | 154835.28 | 88234.97 | 5450 | 104375 | 0 | 882651.38 | 778276.38 | Other Customer Programs
Digital Experience {E} | 18230577 | 28971.94 | 32845.5 | 0 | 0 | 0 | 0 | 0 | 0 | 0 | 61817.44 | 61817.44 | Energy Efficiency Portfolio Support
Digital Experience {G} | 18230228 | 28971.94 | 32845.5 | 0 | 0 | 0 | 0 | 0 | 0 | 0 | 61817.44 | 61817.44 | Energy Efficiency Portfolio Support
EES Verification {E} | 18230418 | 318357.24 | 361277.34 | 0 | 1326.56 | 0 | 361.61 | 0 | 0 | 0 | 681322.75 | 681322.75 | Energy Efficiency Portfolio Support
EES Verification {G} | 18230668 | 25899.22 | 27962.34 | 0 | 7.8 | 1425 | 0 | 0 | 0 | 0 | 55294.36 | 55294.36 | Energy Efficiency Portfolio Support
Efficiency Boost {E} | 18230751 | 24386.59 | 27635.74 | 25938.19 | 0 | 17 | 0 | 0 | 0 | 0 | 77977.52 | 77977.52 | Residential Energy Management
Efficiency Boost {G} | 18230254 | 27756.49 | 31454.87 | 29196.61 | 0 | 83 | 0 | 0 | 0 | 0 | 88490.97 | 88490.97 | Residential Energy Management
Energy Advisors {E} | 18230575 | 596025.24 | 679342.94 | 0 | 9669.51 | 303.41 | 6127.62 | 0 | 0 | 0 | 1291468.72 | 1291468.72 | Energy Efficiency Portfolio Support
Energy Advisors {G} | 18230226 | 109796.93 | 124359.07 | 0 | 0 | 0 | 0 | 0 | 0 | 0 | 234156 | 234156 | Energy Efficiency Portfolio Support
Energy Efficient Communities {E} | 18230576 | 469487.58 | 531889.34 | 500 | 17464.83 | 3620.65 | 6004.2 | 15570.67 | 0 | 0 | 1044537.27 | 1044537.27 | Energy Efficiency Portfolio Support
Energy Efficient Communities {G} | 18230227 | 71499.35 | 81002.63 | 0 | 1980.96 | 1161 | 932.11 | 2110.09 | 0 | 0 | 158686.14 | 158686.14 | Energy Efficiency Portfolio Support
EnergyCAP {E} | 18230565 | 200222.38 | 226869.31 | 0 | 2080.44 | 444807.72 | 332.6 | 0 | 0 | 0 | 874312.45 | 874312.45 | Energy Efficiency Portfolio Support
EnergyCAP {G} | 18230265 | 92255.87 | 104501.82 | 0 | 799.63 | 124137.67 | 142.54 | 0 | 0 | 0 | 321837.53 | 321837.53 | Energy Efficiency Portfolio Support
Events {E} | 18230574 | 248233.67 | 280947.46 | 16495.11 | 3390.19 | 202106.83 | 60758.81 | 23915.4 | 0 | 0 | 835847.47 | 835847.47 | Energy Efficiency Portfolio Support
Events {G} | 18230225 | 56031.91 | 63416.43 | 3883.32 | 1747.26 | 30516.34 | 12991.07 | 3627.2 | 0 | 0 | 172213.53 | 172213.53 | Energy Efficiency Portfolio Support
Generation Transmission and Distribution {E} | 18230713 | 0 | 0 | 0 | 0 | 0 | 0 | 0 | 0 | 0 | 0 | 0 | Regional Efficiency Programs
High Voltage Program 40 46 49 {E} | 18230721 | 0 | 186597.47 | 0 | 0 | 0 | 0 | 0 | -3024.38 | 0 | 183573.09 | 186597.47 | Business Energy Management
High Voltage Program 449 {E} | 18230720 | -180.65 | 274689.41 | 0 | 0 | 0.3 | 0 | 0 | 981197.33 | 0 | 1255706.39 | 274509.06 | Business Energy Management
Home Appliances {E} | 18230434 | 68728.68 | 79973.13 | 62992.42 | 1777.2 | 88162.76 | 0 | 0 | 830527.59 | 0 | 1132161.78 | 301634.19 | Residential Energy Management
Home Energy Display Pilot {E} | 18230749 | 36541.24 | 41419.51 | 0 | 0 | 66500.4 | 0 | 0 | 0 | 0 | 144461.15 | 144461.15 | Pilots
Home Energy Reports {E} | 18230461 | 53131.15 | 60217.73 | 5510.88 | 99.74 | 780564.11 | 0 | 0 | 780564.1 | 0 | 1680087.71 | 899523.61 | Residential Energy Management
Home Energy Reports {G} | 18230738 | 25454.71 | 28851.26 | 1425.6 | 79.56 | 733554.16 | 0 | 0 | 733554.15 | 0 | 1522919.44 | 789365.29 | Residential Energy Management
Hybrid Heating Pilot {E} | 18230526 | 0 | 0 | 0 | 0 | 0 | 0 | 213700 | 62600 | 0 | 276300 | 213700 | Pilots
Hybrid Heating Pilot {G} | 18230222 | 0 | 0 | 0 | 0 | 0 | 0 | 3500 | 700 | 0 | 4200 | 3500 | Pilots
Industrial Energy Management {E} | 18231137 | 334034.26 | 378663.45 | 27703.04 | 7641.57 | 100906.27 | 1512.26 | 0 | 3068879.44 | 0 | 3919340.29 | 850460.85 | Business Energy Management
Industrial Energy Management {G} | 18231037 | 1562.75 | 1771.2 | 0 | 61.68 | 0 | 227.27 | 0 | 13368.5 | 0 | 16991.4 | 3622.9 | Business Energy Management
Industrial System Optimization {E} | 18231133 | 0 | 0 | 0 | 0 | 0 | 0 | 0 | 0 | 0 | 0 | 0 | Business Energy Management
Lighting to Go {E} | 18230714 | 86845.24 | 98491.81 | 10266.11 | 933.18 | 367662.88 | 0 | 0 | 5116075.04 | 0 | 5680274.26 | 564199.22 | Business Energy Management
LIW Macquarie {SH} | 42650207 | 0 | 0 | 0 | 0 | 0 | 0 | 0 | 481867.6 | 0 | 481867.6 | 0 | Below the Line
Lodging Rebates {E} | 18230014 | 0 | 0 | 0 | 0 | 0 | 0 | 0 | 0 | 0 | 0 | 0 | Business Energy Management
Lodging Rebates {E} | 18230569 | 52233.74 | 59233.23 | 7570.05 | 930.6 | 0 | 134.09 | 0 | 1159925.68 | 0 | 1280027.39 | 120101.71 | Business Energy Management
Lodging Rebates {G} | 18230269 | 0 | 0 | 0 | 18.39 | 0 | 0 | 0 | 0 | 0 | 18.39 | 18.39 | Business Energy Management
Low Income Weatherization {E} | 18230611 | 140463.83 | 159240.07 | 87767.97 | 1209.08 | 3073.37 | 23578.03 | 18000 | 7060357.34 | 0 | 7493689.69 | 433332.35 | Residential Energy Management
Low Income Weatherization {G} | 18230661 | 38486.34 | 43619.45 | 9785.32 | 72.3 | 266.92 | 2623.42 | 2000 | 1904940.18 | 0 | 2001793.93 | 96853.75 | Residential Energy Management
Low Income Weatherization {SH} | 42650195 | 0 | 0 | 0 | 0 | 0 | 0 | 0 | 397428.64 | 0 | 397428.64 | 0 | Below the Line
Manufactured Home New Construction {E} | 18230071 | 24177.82 | 27397.02 | 4927.69 | 32.27 | 16777.96 | 0 | 0 | 165119.18 | 0 | 238431.94 | 73312.76 | Residential Energy Management
Manufactured Home New Construction {G} | 18230752 | 13806.95 | 15650.01 | 0 | 16.05 | 0 | 0 | 0 | 2000 | 0 | 31473.01 | 29473.01 | Residential Energy Management
Market Integration {E} | 18230573 | 214739.11 | 243040.96 | 783705.44 | 0 | 26466.93 | 25142.36 | 0 | 0 | 0 | 1293094.8 | 1293094.8 | Energy Efficiency Portfolio Support
Market Integration {G} | 18230224 | 32532.68 | 36820.82 | 115329.09 | 0 | 3994.06 | 3884.59 | 0 | 0 | 0 | 192561.24 | 192561.24 | Energy Efficiency Portfolio Support
Market Research {E} | 18230560 | 86336.54 | 97902.94 | 0 | 0 | 5127.24 | 0 | 0 | 0 | 0 | 189366.72 | 189366.72 | Energy Efficiency Research & Compliance
Market Research {G} | 18230260 | 13575.94 | 15396.48 | 0 | 0 | 834.66 | 0 | 0 | 0 | 0 | 29807.08 | 29807.08 | Energy Efficiency Research & Compliance
Multi Family New Construction {E} | 18230486 | 70170.11 | 79526.37 | 9069.22 | 317.63 | 450920.36 | 0 | 1103 | 1637728.95 | 0 | 2342043.73 | 704314.78 | Residential Energy Management
Multi Family New Construction {G} | 18230673 | 26810.74 | 30399.83 | 2946.71 | 91.82 | 95287.55 | 0 | 0 | 19813 | 0 | 106818.71 | 87005.71 | Residential Energy Management
Multi Family Retrofit {E} | 18230407 | 137236.54 | 155551.03 | 51109.25 | 348.48 | 902631.1 | 39.61 | -23100 | 7488602.64 | 0 | 8712418.65 | 1223816.01 | Residential Energy Management
Multi Family Retrofit {G} | 18230736 | 28363.55 | 32144.03 | 3018.75 | 126.26 | 26106.83 | 0 | 0 | 183498.25 | 0 | 273257.67 | 89759.42 | Residential Energy Management
NEEA Gas Market Transformation {G} | 18230660 | 0 | 0 | 0 | 0 | 0 | 0 | 0 | 1590238 | 0 | 1590238 | 0 | Regional Efficiency Programs
Net Metering {E} | 18230128 | 495990.55 | 567816.93 | 0 | 3880.9 | 0 | 129095.43 | 4586744.24 | 0 | 0 | 5783528.05 | 5783528.05 | Other Customer Programs
NW Energy Efficiency Alliance {E} | 18230421 | 0 | 0 | 0 | 533.39 | 0 | 0 | 0 | 4151432.82 | 0 | 4151966.21 | 533.39 | Regional Efficiency Programs
Pay for Performance {E} | 18236102 | 27336.98 | 30987.37 | 260.44 | 881.25 | 0 | 139.3 | 0 | 176033.1 | 0 | 235638.44 | 59605.34 | Business Energy Management
Pay for Performance {G} | 18231039 | 7566.76 | 8575.3 | 0 | 47.55 | 0 | 20.81 | 0 | 112657 | 0 | 128867.42 | 16210.42 | Business Energy Management
Portfolio Savings Review {E} | 18230559 | 0 | 0 | 0 | 0 | 58639.31 | 0 | 0 | 0 | 0 | 58639.31 | 58639.31 | Energy Efficiency Research & Compliance
Portfolio Savings Review {G} | 18230262 | 0 | 0 | 0 | 0 | 8762.19 | 0 | 0 | 0 | 0 | 8762.19 | 8762.19 | Energy Efficiency Research & Compliance
Program Evaluation {E} | 18230563 | 151945.53 | 172264.57 | 0 | 0 | 1166443.6 | 0 | 221500 | 0 | 0 | 1712153.7 | 1712153.7 | Energy Efficiency Research & Compliance
Program Evaluation {G} | 18230263 | 22397.79 | 25393.01 | 0 | 0 | 174296.17 | 0 | 146600 | 0 | 0 | 368686.97 | 368686.97 | Energy Efficiency Research & Compliance
Programs Support {E} | 18230810 | 370033.34 | 410063.67 | 0 | 1134.42 | 83636.59 | 0 | 0 | 0 | 0 | 864868.02 | 864868.02 | Energy Efficiency Portfolio Support
Programs Support {G} | 18230688 | 54044.7 | 61269.53 | 0 | 206.44 | 12497.41 | 0 | 0 | 0 | 0 | 128018.08 | 128018.08 | Energy Efficiency Portfolio Support
PSE Marketplace {E} | 18230509 | 57040.82 | 64656.88 | 120902.39 | 1252.13 | 8580 | 0 | 1286.64 | 0 | 0 | 253718.86 | 253718.86 | Energy Efficiency Portfolio Support
PSE Marketplace {G} | 18230662 | 45107.96 | 51137 | 69607 | 1177.02 | 4620 | 0 | 692.8 | 0 | 0 | 172341.78 | 172341.78 | Energy Efficiency Portfolio Support
Rebates Processing {E} | 18230507 | 406415.74 | 461544.83 | 0 | 897.76 | 122163.77 | 378.09 | 0 | 0 | 0 | 991400.19 | 991400.19 | Energy Efficiency Portfolio Support
Rebates Processing {G} | 18230659 | 10540.31 | 11941.84 | 0 | 0 | 2115.23 | 0 | 0 | 0 | 0 | 24597.38 | 24597.38 | Energy Efficiency Portfolio Support
Regional Matching Incentives {G} | 18230872 | 0 | 0 | 1199.81 | 0 | 0 | 0 | 0 | 49126.61 | -24437.61 | 25888.81 | -23237.8 | Residential Energy Management
Residential Lighting {E} | 18230440 | 45561.45 | 51637.39 | 56807.71 | 258.54 | 62416.72 | 0 | 0 | 689315.79 | 0 | 905997.6 | 216681.81 | Residential Energy Management
Residential Midstream HVAC and Water Heat {E} | 18230162 | 78752.48 | 89481.08 | 0 | 2254.77 | 1560967.91 | 0 | 0 | 9606940.22 | 0 | 11338396.46 | 1731456.24 | Residential Energy Management
Residential Midstream HVAC and Water Heat {G} | 18230161 | 130.4 | 126.12 | 0 | 0 | 0 | 0 | 0 | 0 | 0 | 256.52 | 256.52 | Residential Energy Management
Retail Choice {E} | 18230750 | 1170.72 | 1331.88 | 0 | 0 | 0 | 0 | 0 | 0 | 0 | 2502.6 | 2502.6 | Pilots
Retail Choice {G} | 18230256 | 0 | 0 | 0 | 0 | 0 | 0 | 0 | 0 | 0 | 0 | 0 | Pilots
SF Existing Space Heat {E} | 18230628 | 56549.77 | 69085.18 | 248806.76 | 436.4 | 0 | 0 | -553233 | 5576921.17 | 0 | 5398566.28 | -178354.89 | Residential Energy Management
SF Existing Space Heat {G} | 18230638 | 56229.1 | 68729.53 | 231998.47 | 758.45 | 0 | 0 | -10533 | 4170045.2 | 0 | 4517227.75 | 347182.55 | Residential Energy Management
SF Existing Water Heat {E} | 18230626 | 74315.21 | 84083.14 | 141140.43 | 2701.9 | 51711.47 | 0 | 187.2 | 376842.14 | 0 | 730981.49 | 354139.35 | Residential Energy Management
SF Existing Water Heat {G} | 18230249 | 35878.38 | 40605.66 | 42118.82 | 0 | 0 | 0 | 46.8 | 402400 | 0 | 521049.66 | 118649.66 | Residential Energy Management
SF Existing Weatherization {E} | 18230627 | 75601.51 | 85643.3 | 142889.38 | 559.52 | 165.14 | 427.12 | -10817.07 | 1178359.49 | 0 | 1472828.39 | 294468.9 | Residential Energy Management
SF Existing Weatherization {G} | 18230637 | 81567.54 | 92408.92 | 48919.54 | 423.13 | 55.05 | 132.06 | 58.5 | 2385310.15 | 0 | 2608874.89 | 223564.74 | Residential Energy Management
Single Family New Construction {E} | 18230405 | 45945.15 | 52091.68 | 9577.84 | 89.58 | 0 | 0 | 0 | 32167.29 | 0 | 139871.54 | 107704.25 | Residential Energy Management
Single Family New Construction {G} | 18230684 | 16977.05 | 19262.38 | 0 | 16.05 | 0 | 0 | 0 | 30000 | 0 | 66255.48 | 36255.48 | Residential Energy Management
Small Business Direct Install {E} | 18230570 | 105387.47 | 119532.28 | 35528.04 | 5489.91 | 1111429.36 | 2002.43 | 0 | 8126920.83 | 0 | 9516684.29 | 1389763.46 | Business Energy Management
Small Business Direct Install {G} | 18230273 | 0 | 0 | 0 | 0 | 11622.25 | 0 | 0 | 14702.94 | 0 | 15931.22 | 1228.28 | Business Energy Management
Smart Thermostats {E} | 18230023 | 66693.49 | 75584.47 | 46223.59 | 2126.93 | 165305.21 | 584.75 | -5146.61 | 1063094.33 | 0 | 1414466.16 | 351371.83 | Residential Energy Management
Smart Thermostats {G} | 18230687 | 73240.8 | 82997.19 | 91737.87 | 1350.04 | 214896.73 | 25.31 | -275 | 1384669.05 | 0 | 1848641.99 | 463972.94 | Residential Energy Management
SMB Virtual Commissioning {E} | 18230015 | 8596.22 | 9752.35 | 0 | 0 | 1138168.89 | 0 | 0 | 0 | 0 | 1156517.46 | 1156517.46 | Business Energy Management
SMB Virtual Commissioning {G} | 18230223 | 0 | 0 | 0 | 0 | 0 | 0 | 0 | 0 | 0 | 0 | 0 | Business Energy Management
Strategic Planning {E} | 18230561 | 200343.95 | 226990.72 | 0 | 4826.36 | 0 | 427.16 | 0 | 0 | 0 | 432588.19 | 432588.19 | Energy Efficiency Research & Compliance
Strategic Planning {G} | 18230261 | 31256.41 | 35425.23 | 0 | 2266.94 | 0 | 39.15 | 0 | 0 | 0 | 68987.73 | 68987.73 | Energy Efficiency Research & Compliance
Supply Curves {E} | 18230564 | 69591.89 | 78866.89 | 0 | 0 | 507456.67 | 0 | 0 | 0 | 0 | 655915.45 | 655915.45 | Energy Efficiency Research & Compliance
Supply Curves {G} | 18230264 | 10194.76 | 11553.67 | 0 | 0 | 74521.31 | 0 | 0 | 0 | 0 | 96269.74 | 96269.74 | Energy Efficiency Research & Compliance
Targeted DSM {E} | 18230567 | 46615.64 | 52869.83 | 113.25 | 62.25 | 191301.61 | 0 | 378967.57 | 17175 | 0 | 687105.15 | 669930.15 | Regional Efficiency Programs
Targeted DSM {G} | 18230267 | 31541.71 | 35761.73 | 48.62 | 0 | 81368.99 | 0 | 7425 | 1117.42 | 0 | 157263.47 | 156146.05 | Regional Efficiency Programs
Telecommunications Efficiency {E} | 18239043 | 64013.45 | 72587.87 | 0 | 38 | 418894.06 | 28.6 | 0 | 2782451 | 0 | 3338012.98 | 555561.98 | Business Energy Management
Trade Ally Memberships {E} | 18230730 | 0 | 0 | 0 | 0 | 357268.37 | 0 | 65456.93 | 0 | 0 | 422725.3 | 422725.3 | Energy Efficiency Portfolio Support
Trade Ally Memberships {G} | 18230698 | 0 | 0 | 0 | 0 | 49275.73 | 0 | 8661.6 | 0 | 0 | 57937.33 | 57937.33 | Energy Efficiency Portfolio Support
Trade Ally Network {E} | 18230568 | 87358.09 | 99028.6 | 23008.94 | 241.21 | 37500 | 141.3 | 0 | 0 | -376764.7 | -129486.56 | -129486.56 | Energy Efficiency Portfolio Support
Trade Ally Network {G} | 18230268 | 87092.32 | 98725.9 | 22991.44 | 119.09 | 37500 | 226.81 | 0 | 0 | -299384.2 | -52728.64 | -52728.64 | Energy Efficiency Portfolio Support
Note on L10: Curtis, Kasey: Changed value 4/9/2024 per email on the right
Note on L11: Curtis, Kasey: Changed value 4/9/2024 per email on the right
Note on L67: Curtis, Kasey: Changed value 4/9/2024 per the email on the right.
Note on L68: Curtis, Kasey: Changed value 4/9/2024 per email on the right
Note on L100: Curtis, Kasey: Changed value 4/9/2024 per email on the right
Note on L101: Curtis, Kasey: Changed value 4/9/2024 per email on the right

## Program Cost Vlookup (hidden)
Entered | TARIFFID | ORDERNAME | ORDERNUM | Labor | Overhead | Marketing | Employee Expense | Outside Services | Materials | Miscellaneous | DBtC | Revenue | Total | Total -DBTC | Tariff Group
| n/a E507 | Automated Benchmarking System {E} | 18230411 | 154900 | 122525.9 | 0 | 0 | 560000 | 0 | 0 | 0 | 0 | 837425.9 | 837425.9 | Energy Efficiency Portfolio Support
| n/a G507 | Automated Benchmarking System {G} | 18230667 | 38725 | 30631.475 | 0 | 0 | 140000 | 0 | 0 | 0 | 0 | 209356.475 | 209356.475 | Energy Efficiency Portfolio Support
| n/a E65 | Biennial Conservation Acquisition Review {E} | 18230624 | 0 | 0 | 0 | 0 | 150000 | 0 | 0 | 0 | 0 | 150000 | 150000 | Energy Efficiency Research & Compliance
| E250 | Business Lighting - Grants {E} | 18230724 | 1933500 | 1510063.5 | 47000 | 0 | 102500 | 3500 | 3000 | 12500000 | 0 | 16099563.5 | 3599563.5 | Business Energy Management
| OandM | Carbon Offset | 80500012 | #N/A | #N/A | #N/A | #N/A | #N/A | #N/A | #N/A | #N/A | #N/A | #N/A | #N/A | Operations and Maintenance
| E250 | Clean Buildings Accelerator {E} | 18230013 | 0 | 0 | 9000 | 0 | 180030 | 0 | 0 | 0 | 0 | 189030 | 189030 | Business Energy Management
| G250 | Clean Buildings Accelerator {G} | 18230220 | 0 | 0 | 0 | 0 | 180030 | 0 | 0 | 0 | 0 | 180030 | 180030 | Business Energy Management
| E262 | Commercial HVAC Rebates {E} | 18230718 | 79250 | 62686.75 | 20000 | 500 | 24142 | 500 | 500 | 323300 | 0 | 510878.75 | 187578.75 | Business Energy Management
| G262 | Commercial HVAC Rebates {G} | 18231029 | 21300 | 16848.3 | 0 | 0 | 0 | 0 | 0 | 0 | 0 | 38148.3 | 38148.3 | Business Energy Management
| E251 | Commercial Industrial New Construction {E} | 18230715 | 334950 | 261595.95 | 22300 | 4800 | 174000 | 5250 | 0 | 6212500 | 0 | 7015395.95 | 802895.95 | Business Energy Management
| G251 | Commercial Industrial New Construction {G} | 18230706 | 43890 | 34278.09 | 8500 | 2000 | 74000 | 2250 | 0 | 155000 | 0 | 319918.09 | 164918.09 | Business Energy Management
| E250 | Commercial Industrial Retrofit {E} | 18230711 | 756879.2 | 591122.6552 | 50000 | 25000 | 466000 | 3500 | 0 | 5000072 | 0 | 6892573.8552 | 1892501.8552 | Business Energy Management
| G250 | Commercial Industrial Retrofit {G} | 18230731 | 258500 | 201885 | 3000 | 1000 | 10000 | 0 | 0 | 1570000 | 0 | 2044385 | 474385 | Business Energy Management
| E262 | Commercial Kitchen Laundry {E} | 18230716 | 20955 | 16575.405 | 8200 | 0 | 275533 | 0 | 0 | 593970 | 0 | 915233.405 | 321263.405 | Business Energy Management
| G262 | Commercial Kitchen Laundry {G} | 18231027 | 115582.5 | 91425.7575 | 63800 | 6000 | 458906 | 1000 | 0 | 993504 | 0 | 1730218.2575 | 736714.2575 | Business Energy Management
| E262 | Commercial Midstream HVAC and Water Heat {E} | 18230524 | 67265 | 53206.615 | 0 | 1000 | 350000 | 0 | 0 | 397500 | 0 | 868971.615 | 471471.615 | Business Energy Management
| G262 | Commercial Midstream HVAC and Water Heat {G} | 18230248 | 67265 | 53206.615 | 0 | 1000 | 765000 | 0 | 0 | 641200 | 0 | 1527671.615 | 886471.615 | Business Energy Management
| E249C | Commercial Pay for Performance Pilot {E} | 18230140 | #N/A | #N/A | #N/A | #N/A | #N/A | #N/A | #N/A | #N/A | #N/A | #N/A | #N/A | Pilots
| G249C | Commercial Pay for Performance Pilot {G} | 18230640 | #N/A | #N/A | #N/A | #N/A | #N/A | #N/A | #N/A | #N/A | #N/A | #N/A | #N/A | Pilots
| E253 | Commercial Strategic Energy Management {E} | 18230723 | 648725 | 506654.225 | 3500 | 16450 | 280384 | 200 | 1500 | 750000 | 0 | 2207413.225 | 1457413.225 | Business Energy Management
| G253 | Commercial Strategic Energy Management {G} | 18230691 | 278025 | 217137.525 | 1500 | 5950 | 133736 | 0 | 500 | 200000 | 0 | 836848.525 | 636848.525 | Business Energy Management
| n/a E61 | Conservation Supply Curves {E} | 18230809 | 119315 | 94378.165 | 0 | 1000 | 277313 | 0 | 0 | 0 | 0 | 492006.165 | 492006.165 | Energy Efficiency Research & Compliance
| n/a G61 | Conservation Supply Curves {G} | 18230703 | 15990 | 12648.09 | 0 | 300 | 41438 | 0 | 0 | 0 | 0 | 70376.09 | 70376.09 | Energy Efficiency Research & Compliance
| n/a E510 | Customer Awareness Tools {E} | 18230508 | 60335 | 47724.985 | 0 | 0 | 679311.42 | 0 | 0 | 0 | 0 | 787371.405 | 787371.405 | Energy Efficiency Portfolio Support
| n/a G510 | Customer Awareness Tools {G} | 18230690 | 52250 | 41329.75 | 0 | 0 | 101506.3 | 0 | 0 | 0 | 0 | 195086.05 | 195086.05 | Energy Efficiency Portfolio Support
| n/a E510 | Customer Digital Experience {E} | 18230408 | 26250 | 20501.25 | 0 | 0 | 688576 | 0 | 0 | 0 | 0 | 735327.25 | 735327.25 | Energy Efficiency Portfolio Support
| n/a G510 | Customer Digital Experience {G} | 18230737 | 38225 | 30235.975 | 0 | 0 | 66412.76 | 0 | 0 | 0 | 0 | 134873.735 | 134873.735 | Energy Efficiency Portfolio Support
| n/a E501 | Data and Systems Services {E} | 18230745 | 440220 | 348214.02 | 0 | 8700 | 261000 | 0 | 0 | 0 | 0 | 1058134.02 | 1058134.02 | Energy Efficiency Portfolio Support
| n/a G501 | Data and Systems Services {G} | 18231005 | 65780 | 52031.98 | 0 | 1300 | 39000 | 0 | 0 | 0 | 0 | 158111.98 | 158111.98 | Energy Efficiency Portfolio Support
| n/a E510 | Digital Experience {E} | 18230400 | 60900 | 60558.96 | 0 | 0 | 0 | 0 | 0 | 0 | 0 | 121458.96 | 121458.96 | Energy Efficiency Portfolio Support
| n/a G510 | Digital Experience {G} | 18230665 | 11440 | 9049.04 | 0 | 0 | 0 | 0 | 0 | 0 | 0 | 20489.04 | 20489.04 | Energy Efficiency Portfolio Support
| n/a E503 | EES Verification {E} | 18230418 | 360789 | 285384.099 | 0 | 20000 | 58464 | 7000 | 0 | 0 | 0 | 731637.099 | 731637.099 | Energy Efficiency Portfolio Support
| n/a G503 | EES Verification {G} | 18230668 | 54461 | 43078.651 | 0 | 2000 | 8736 | 1000 | 0 | 0 | 0 | 109275.651 | 109275.651 | Energy Efficiency Portfolio Support
| n/a E508 | Energy Advisors {E} | 18230610 | 852665 | 674458.015 | 0 | 44000 | 1000 | 0 | 1350 | 0 | 0 | 1573473.015 | 1573473.015 | Energy Efficiency Portfolio Support
| n/a G508 | Energy Advisors {G} | 18230704 | 120835 | 95580.485 | 0 | 7832 | 200 | 423 | 202 | 0 | 0 | 225072.485 | 225072.485 | Energy Efficiency Portfolio Support
| n/a E509 | Energy Efficient Communities {E} | 18230811 | 646024.94 | 511005.7275 | 21780 | 19416 | 110000 | 3821 | 0 | 0 | 0 | 1312047.6675 | 1312047.6675 | Energy Efficiency Portfolio Support
| n/a G509 | Energy Efficient Communities {G} | 18230657 | 98163.274 | 77647.1497 | 5916 | 2607 | 14942 | 1755 | 0 | 0 | 0 | 201030.4237 | 201030.4237 | Energy Efficiency Portfolio Support
| E251 | ESG New Construction {E} | 18231136 | #N/A | #N/A | #N/A | #N/A | #N/A | #N/A | #N/A | #N/A | #N/A | #N/A | #N/A | Business Energy Management
| n/a E512 | Events {E} | 18230487 | #N/A | #N/A | #N/A | #N/A | #N/A | #N/A | #N/A | #N/A | #N/A | #N/A | #N/A | Energy Efficiency Portfolio Support
| n/a G512 | Events {G} | 18230675 | 82775 | 65475.025 | 2600 | 781 | 40802 | 9759 | 0 | 0 | 0 | 202192.025 | 202192.025 | Energy Efficiency Portfolio Support
| E292 | Generation Transmission and Distribution {E} | 18230713 | 0 | 0 | 0 | 0 | 0 | 0 | 0 | 0 | 0 | 0 | 0 | Regional Efficiency Programs
| OandM | Green Power Tags Program | 55700200 | #N/A | #N/A | #N/A | #N/A | #N/A | #N/A | #N/A | #N/A | #N/A | #N/A | #N/A | Operations and Maintenance
| E258 | High Voltage Program 40 46 49 {E} | 18230721 | 0 | 64606.4056 | 0 | 0 | 0 | 0 | 0 | 354139.3 | 0 | 418745.7056 | 64606.4056 | Business Energy Management
| E258 | High Voltage Program 449 {E} | 18230720 | 0 | 89821.1986 | 0 | 0 | 0 | 0 | 0 | 1145508.7 | 0 | 1235329.8986 | 89821.1986 | Business Energy Management
| E214 | Home Appliances {E} | 18230434 | 65785 | 52035.935 | 60000 | 500 | 180000 | 500 | 0 | 553250 | 0 | 912070.935 | 358820.935 | Residential Energy Management
| E214 | Home Energy Assessments {E} | 18230625 | 0 | 0 | 0 | 0 | 0 | 0 | 0 | 0 | 0 | 0 | 0 | Residential Energy Management
| E214 | Home Energy Reports {E} | 18230461 | 68420 | 54120.22 | 0 | 1200 | 983299.66 | 0 | 0 | 977643 | 0 | 2084682.88 | 1107039.88 | Residential Energy Management
| G214 | Home Energy Reports {G} | 18230738 | 60335 | 47724.985 | 0 | 500 | 760167.21 | 0 | 0 | 726480 | 0 | 1595207.195 | 868727.195 | Residential Energy Management
| E250 | Industrial Energy Management {E} | 18231137 | 422281.2 | 329801.6172 | 27500 | 5500 | 86000 | 0 | 0 | 2800000 | 0 | 3671082.8172 | 871082.8172 | Business Energy Management
| G250 | Industrial Energy Management {G} | 18231037 | 93440.6 | 72977.1086 | 0 | 0 | 0 | 0 | 0 | 300000 | 0 | 466417.7086 | 166417.7086 | Business Energy Management
| E250 | Industrial System Optimization {E} | 18231133 | #N/A | #N/A | #N/A | #N/A | #N/A | #N/A | #N/A | #N/A | #N/A | #N/A | #N/A | Business Energy Management
| E262 | Lighting to Go {E} | 18230714 | 88520 | 70019.32 | 20000 | 3500 | 816520.09 | 250 | 250 | 1581803 | 0 | 2580862.41 | 999059.41 | Business Energy Management
| BTL | LIW Macquarie {SH} | 42650207 | #N/A | #N/A | #N/A | #N/A | #N/A | #N/A | #N/A | #N/A | #N/A | #N/A | #N/A | Below the Line
| OandM | Local Energy Development | 90800154 | #N/A | #N/A | #N/A | #N/A | #N/A | #N/A | #N/A | #N/A | #N/A | #N/A | #N/A | Operations and Maintenance
| E262 | Lodging Rebates {E} | 18230014 | 84150 | 66562.65 | 40000 | 1000 | 0 | 500 | 0 | 2880000 | 0 | 3072212.65 | 192212.65 | Business Energy Management
| G262 | Lodging Rebates {G} | 18230221 | 0 | 0 | 0 | 0 | 0 | 0 | 0 | 0 | 0 | 0 | 0 | Business Energy Management
| E201 | Low Income Weatherization {E} | 18230611 | 127952.5 | 101210.4275 | 97200 | 4500 | 22500 | 1350 | 0 | 7725582.83 | 0 | 8080295.7575 | 354712.9275 | Residential Energy Management
| G201 | Low Income Weatherization {G} | 18230661 | 37122.5 | 29363.8975 | 10800 | 500 | 2500 | 150 | 0 | 1184749.254 | 0 | 1265185.6515 | 80436.3975 | Residential Energy Management
| BTL | Low Income Weatherization {SH} | 42650195 | #N/A | #N/A | #N/A | #N/A | #N/A | #N/A | #N/A | #N/A | #N/A | #N/A | #N/A | Below the Line
| E215 | Manufactured Home New Construction {E} | 18230071 | 30632.5 | 24230.3075 | 5000 | 0 | 54000 | 0 | 0 | 182000 | 0 | 295862.8075 | 113862.8075 | Residential Energy Management
| n/a E511 | Market Integration {E} | 18230466 | 289080 | 228662.28 | 957000.01 | 0 | 31320 | 0 | 0 | 0 | 0 | 1506062.29 | 1506062.29 | Energy Efficiency Portfolio Support
| n/a G511 | Market Integration {G} | 18230732 | 43945 | 34760.495 | 143000 | 0 | 4680 | 0 | 0 | 0 | 0 | 226385.495 | 226385.495 | Energy Efficiency Portfolio Support
| n/a E63 | Market Research {E} | 18230413 | 120582 | 95380.362 | 0 | 0 | 0 | 0 | 8700 | 0 | 0 | 224662.362 | 224662.362 | Energy Efficiency Research & Compliance
| n/a G63 | Market Research {G} | 18230669 | 18018 | 14252.238 | 0 | 0 | 0 | 0 | 1300 | 0 | 0 | 33570.238 | 33570.238 | Energy Efficiency Research & Compliance
| E214 | Moderate Income Residences {E} | 18230751 | 33050 | 26142.55 | 27000 | 0 | 0 | 0 | 0 | 0 | 0 | 86192.55 | 86192.55 | Residential Energy Management
| G214 | Moderate Income Residences {G} | 18230254 | 25675 | 20308.925 | 33000 | 0 | 0 | 0 | 0 | 0 | 0 | 78983.925 | 78983.925 | Residential Energy Management
| E218 | Multi Family New Construction {E} | 18230486 | 75445 | 59676.995 | 10000 | 1500 | 400000 | 200 | 0 | 1600000 | 0 | 2146821.995 | 546821.995 | Residential Energy Management
| G218 | Multi Family New Construction {G} | 18230673 | 17050 | 13486.55 | 5000 | 1000 | 22500 | 500 | 0 | 90000 | 0 | 149536.55 | 59536.55 | Residential Energy Management
| E217 | Multi Family Retrofit {E} | 18230407 | 154715 | 122379.565 | 60000 | 4000 | 1365802.158 | 0 | 0 | 7891900.7 | 0 | 9598797.423 | 1706896.723 | Residential Energy Management
| G217 | Multi Family Retrofit {G} | 18230736 | 24695 | 19533.745 | 3600 | 1000 | 52535.532 | 0 | 0 | 529450 | 0 | 630814.277 | 101364.277 | Residential Energy Management
| xG254 | NEEA Gas Market Transformation {G} | 18230660 | 0 | 0 | 0 | 0 | 1590236 | 0 | 0 | 0 | 0 | 1590236 | 1590236 | Regional Efficiency Programs
| E150 | Net Metering {E} | 18230128 | 562650 | 445056.15 | 0 | 10000 | 135000 | 0 | 3700000 | 0 | 0 | 4852706.15 | 4852706.15 | Other Customer Programs
| E254 | NW Energy Efficiency Alliance {E} | 18230421 | 0 | 0 | 0 | 0 | 4766748 | 0 | 0 | 0 | 0 | 4766748 | 4766748 | Regional Efficiency Programs
| E253 | Pay for Performance {E} | 18236102 | 58750 | 45883.75 | 1000 | 1000 | 20000 | 0 | 0 | 400000 | 0 | 526633.75 | 126633.75 | Business Energy Management
| G253 | Pay for Performance {G} | 18231039 | 11550 | 9020.55 | 0 | 0 | 0 | 0 | 0 | 9000 | 0 | 29570.55 | 20570.55 | Business Energy Management
| n/a E64 | Program Evaluation {E} | 18230802 | 200970 | 158967.27 | 0 | 4350 | 1089964 | 0 | 221500 | 0 | 0 | 1675751.27 | 1675751.27 | Energy Efficiency Research & Compliance
| n/a G64 | Program Evaluation {G} | 18230699 | 30030 | 23753.73 | 0 | 650 | 162868 | 0 | 146600 | 0 | 0 | 363901.73 | 363901.73 | Energy Efficiency Research & Compliance
| n/a E504 | Programs Support {E} | 18230810 | 600300 | 474837.3 | 0 | 15660 | 43500 | 0 | 0 | 0 | 0 | 1134297.3 | 1134297.3 | Energy Efficiency Portfolio Support
| n/a G504 | Programs Support {G} | 18230688 | 89700 | 70952.7 | 0 | 2460 | 6500 | 0 | 0 | 0 | 0 | 169612.7 | 169612.7 | Energy Efficiency Portfolio Support
| n/a E510 | PSE Marketplace {E} | 18230509 | 109725 | 86792.475 | 130000 | 2500 | 10580 | 0 | 0 | 0 | 0 | 339597.475 | 339597.475 | Energy Efficiency Portfolio Support
| n/a G510 | PSE Marketplace {G} | 18230662 | 103950 | 82224.45 | 70000 | 2500 | 6620 | 0 | 0 | 0 | 0 | 265294.45 | 265294.45 | Energy Efficiency Portfolio Support
| n/a E502 | Rebates Processing {E} | 18230507 | 514387.5 | 406880.5125 | 0 | 20000 | 116928 | 5000 | 0 | 0 | 0 | 1063196.0125 | 1063196.0125 | Energy Efficiency Portfolio Support
| n/a G502 | Rebates Processing {G} | 18230659 | 76230 | 60297.93 | 0 | 3300 | 17472 | 1000 | 0 | 0 | 0 | 158299.93 | 158299.93 | Energy Efficiency Portfolio Support
| E214 | Residential Lighting {E} | 18230440 | 96195 | 76090.245 | 80000 | 1000 | 118000 | 200 | 0 | 366843 | 0 | 738328.245 | 371485.245 | Residential Energy Management
| E214 | Residential Showerheads {E} | 18230435 | 0 | 0 | 0 | 0 | 0 | 0 | 0 | 0 | 0 | 0 | 0 | Residential Energy Management
| G214 | Residential Showerheads {G} | 18230700 | 0 | 0 | 0 | 0 | 0 | 0 | 0 | 0 | 0 | 0 | 0 | Residential Energy Management
| E253 | Resource Accounting Software {E} | 18230502 | 0 | 0 | 0 | 0 | 0 | 0 | 0 | 0 | 0 | 0 | 0 | Business Energy Management
| G253 | Resource Accounting Software {G} | 18231033 | 0 | 0 | 0 | 0 | 0 | 0 | 0 | 0 | 0 | 0 | 0 | Business Energy Management
| E249R | Retail Choice {E} | 18230750 | 28875 | 22840.125 | 0 | 0 | 20000 | 0 | 0 | 0 | 0 | 71715.125 | 71715.125 | Pilots
| G249R | Retail Choice {G} | 18230256 | 0 | 0 | 0 | 0 | 0 | 0 | 0 | 0 | 0 | 0 | 0 | Pilots
| E214 | SF Existing Space Heat {E} | 18230628 | 93115 | 73653.965 | 225000 | 1000 | 40000 | 1500 | 0 | 4679800 | 0 | 5114068.965 | 434268.965 | Residential Energy Management
| G214 | SF Existing Space Heat {G} | 18230638 | 19415 | 15357.265 | 225000 | 1000 | 20000 | 1500 | 0 | 4343950 | 0 | 4626222.265 | 282272.265 | Residential Energy Management
| E214 | SF Existing Water Heat {E} | 18230626 | 159025 | 125788.775 | 140000 | 500 | 179260 | 500 | 500 | 626500 | 0 | 1232073.775 | 605573.775 | Residential Energy Management
| G214 | SF Existing Water Heat {G} | 18230249 | 67675 | 53530.925 | 40000 | 500 | 1000 | 500 | 1500 | 380100 | 0 | 544805.925 | 164705.925 | Residential Energy Management
| E214 | SF Existing Weatherization {E} | 18230627 | 92950 | 73523.45 | 110000 | 1000 | 3500 | 500 | 2500 | 1011912.25 | 0 | 1295885.7 | 283973.45 | Residential Energy Management
| G214 | SF Existing Weatherization {G} | 18230637 | 87340 | 69085.94 | 40000 | 1000 | 3500 | 0 | 2500 | 2476340.2 | 0 | 2679766.14 | 203425.94 | Residential Energy Management
| E249R | Single Family AMI Engagement {E} | 18230749 | 78925 | 62429.675 | 10000 | 0 | 55440 | 0 | 0 | 0 | 0 | 206794.675 | 206794.675 | Pilots
| E215 | Single Family New Construction {E} | 18230405 | 39200 | 31007.2 | 10000 | 1000 | 6000 | 0 | 0 | 17500 | 17500 | 122207.2 | 104707.2 | Residential Energy Management
| G215 | Single Family New Construction {G} | 18230684 | 16390 | 12964.49 | 0 | 0 | 0 | 0 | 0 | 25000 | 0 | 54354.49 | 29354.49 | Residential Energy Management
| E262 | Small Business Direct Install {E} | 18231134 | 107495 | 85028.545 | 86000 | 3700 | 1802400 | 500 | 250 | 5352228 | 0 | 7437601.545 | 2085373.545 | Business Energy Management
| G262 | Small Business Direct Install {G} | 18231022 | 0 | 0 | 0 | 0 | 2160 | 0 | 0 | 0 | 0 | 2160 | 2160 | Business Energy Management
| E214 | Smart Thermostats {E} | 18230023 | 68200 | 53946.2 | 44000 | 100 | 450000 | 1000 | 0 | 454350 | 0 | 1071596.2 | 617246.2 | Residential Energy Management
| G214 | Smart Thermostats {G} | 18230687 | 144375 | 114200.625 | 100000 | 2000 | 585000 | 0 | 0 | 940350 | 0 | 1885925.625 | 945575.625 | Residential Energy Management
| E249C | SMB Virtual Commissioning {E} | 18231128 | 0 | 0 | 0 | 0 | 0 | 0 | 0 | 0 | 0 | 0 | 0 | Pilots
| G249C | SMB Virtual Commissioning {G} | 18231038 | 0 | 0 | 0 | 0 | 0 | 0 | 0 | 0 | 0 | 0 | 0 | Pilots
| E217 | State Grants {E} | 18230747 | 0 | 0 | 0 | 0 | 0 | 0 | 0 | 0 | 0 | 0 | 0 | Residential Energy Management
| n/a E62 | Strategic Planning {E} | 18230469 | 311025 | 246020.775 | 0 | 4350 | 0 | 0 | 0 | 0 | 0 | 561395.775 | 561395.775 | Energy Efficiency Research & Compliance
| n/a G62 | Strategic Planning {G} | 18230679 | 46475 | 36761.725 | 0 | 650 | 0 | 0 | 0 | 0 | 0 | 83886.725 | 83886.725 | Energy Efficiency Research & Compliance
| E249A | Targeted Demand Response {E} | 18230133 | 0 | 0 | 0 | 0 | 300000 | 0 | 0 | 0 | 0 | 300000 | 300000 | Other Customer Programs
| G249A | Targeted Demand Response {G} | 18230217 | 0 | 0 | 0 | 0 | 100000 | 0 | 0 | 0 | 0 | 100000 | 100000 | Other Customer Programs
| E219 | Targeted DSM {E} | 18230134 | 276237.5 | 218503.8625 | 10000 | 1400 | 105000 | 0 | 0 | 52500 | 0 | 663641.3625 | 611141.3625 | Regional Efficiency Programs
| G219 | Targeted DSM {G} | 18230218 | 118387.5 | 93644.5125 | 10000 | 600 | 45000 | 0 | 0 | 35000 | 0 | 302632.0125 | 267632.0125 | Regional Efficiency Programs
| n/a E505 | Trade Ally Memberships {E} | 18230730 | 0 | 0 | 0 | 0 | 121800 | 0 | 0 | 0 | 0 | 121800 | 121800 | Energy Efficiency Portfolio Support
| n/a G505 | Trade Ally Memberships {G} | 18230698 | 0 | 0 | 0 | 0 | 18200 | 0 | 0 | 0 | 0 | 18200 | 18200 | Energy Efficiency Portfolio Support
| n/a E506 | Trade Ally Network {E} | 18230746 | 145750 | 115288.25 | 20000 | 5000 | 57500 | 1500 | 0 | 0 | -276508.32 | 68529.93 | 68529.93 | Energy Efficiency Portfolio Support
| n/a G506 | Trade Ally Network {G} | 18231031 | 145750 | 115288.25 | 20000 | 5000 | 57500 | 1500 | 0 | 0 | -290070.94 | 54967.31 | 54967.31 | Energy Efficiency Portfolio Support
| E214 | Residential Midstream HVAC and Water Heat {E} | 18230162 | 116215 | 91926.065 | 0 | 1500 | 3000000 | 1500 | 0 | 3549020 | 0 | 6760161.065 | 3211141.065
| G214 | Residential Midstream HVAC and Water Heat {G} | 18230161 | 0 | 0 | 0 | 0 | 0 | 0 | 0 | 0 | 0 | 0 | 0
| E250 | Virtual Commissioning Contractor Services | 18230015 | 8000 | 4568 | 0 | 0 | 315000 | 0 | 0 | 0 | 0 | 0 | 0

## E201 LIW {E}
Rtn to Summary |  | Order Number | Program Name | Discount Rate: | 6.8% | [9 empty] | Paste in incentives but use DBtC for Total
| Program: | 18230611 | Low Income Weatherization {E}
| paste |  |  | paste | paste | paste | paste | paste | paste | paste | paste | paste | paste | Paste | paste | paste | paste | paste | Formula: G + H | Formula: (O/A10)*T | Formula: N - M | Formula: O/A10 | Formula: W*A8 | Formula: Q - P | Formula: X + DBtC | Formula: Q + X | Formula: Z/(1+ElecDiscountRate)^1 | Formula: AA/(1+ElecDiscountRate)^1 | Formula: -PV (ElecDiscount Rate,T,R)*J | Formula: - PV (ElecDiscount Rate, T, S)*J |  | AF*J*K |  | AH*J*L | AG + AI |  | AG +AI -AK | formula: Logic to lookup from AC tables and adjust by savings and quantity | Formula: Utility Savings (AM)*1.1+AD+AE | formula: AM/AB | formula: AN/AC
| Sch. No. | Order Number | Program Name | Measure Version | Measure Name | First Period Measure Life | Second period Measure Life | Electric End-Use Type | Number of units offered | Savings per Unit Period 1 | Savngs per Unit Period 2 | Incentives Per Unit | Incremental Measure Cost per Unit | Total First Year Savings | Total Incentive | Total Incremental Measure Cost | Unit First Year Non-Energy Benefits | Unit Annual Net Equipment O&M | Total Measure Life | Weighted Life | Agency or Customer Cost per Unit | Percent Unit overhead | Program Overhead Cost | Total Customer Cost | Total Utility Program Costs | Total Resource Cost | PV Total Utility Program Costs | PV Total Resource Costs | PV Total Non-Energy Benefits | PV Total Net Equipment O&M | Unit PV First period Savings for 1 kWh | Total First Period Savings | Unit PV Savings for Second Period for 1 kWh | Total Second period Savings | Unadjusted Total | Decrement | Final UC Total Savings | PV Total Savings UC | PV Total Savings TRC | UC B/C Ratio | TRC B/C Ratio
DBTC: | E201 | 18230611 | Low Income Weatherization {E} | [15 empty] | 0 | 0 | 0 | 0% | 0 | 0 | 0 | 0 | 0 | 0 | 0 | 0 | #N/A | #N/A | #N/A | #N/A | #N/A | #N/A | #N/A | 0 | 0 | 0 | #DIV/0!
7060357.34 | E201 | 18230611 | Low Income Weatherization {E} | 10278-1 | LIW: Safety Test - Combustion - MH - TE | 1 | 0 |  | 6 | 0 |  | 302.665 | 302.665 | 0 | 1815.99 | 1815.99 |  |  | 1 | 0 | 0 | 0% | 0 | 0 | 0 | 1815.99 | 0 | 1700.3652 | 0 | 0 | #N/A | #N/A | #N/A | #N/A | #N/A | #N/A | #N/A | 0 | 0 | 0 | 0
Program Costs: | E201 | 18230611 | Low Income Weatherization {E} | 10279-1 | LIW: Safety Test - Combustion - SF - SH | 1 | 0 |  | 9 | 0 |  | 0 | 0 | 0 | 0 | 0 | 0 | 0 | 1 | 0 | 0 | 0% | 0 | 0 | 0 | 0 | 0 | 0 | 0 | 0 | #N/A | #N/A | #N/A | #N/A | #N/A | #N/A | #N/A | 0 | 0 | 0 | #DIV/0!
433332.35 | E201 | 18230611 | Low Income Weatherization {E} | 10280-1 | LIW: Safety Test - Combustion - SF - TE | 1 | 0 |  | 7 | 0 |  | 307.6257 | 307.6257 | 0 | 2153.38 | 2153.38 |  |  | 1 | 0 | 0 | 0% | 0 | 0 | 0 | 2153.38 | 0 | 2016.2734 | 0 | 0 | #N/A | #N/A | #N/A | #N/A | #N/A | #N/A | #N/A | 0 | 0 | 0 | 0
Total Savings (kWh): | E201 | 18230611 | Low Income Weatherization {E} | 10282-2 | LIW: Sealing - Air - Package - MF - TE | 45 | 0 | MF Space Heat | 35 | 764 |  | 0 | 0 | 26740 | 0 | 0 | 68.7386 | 0 | 45 | 0.82566 | 0 | 1.835% | 7950.7606 | 0 | 137493.8496 | 7950.7606 | 128739.5596 | 7444.5324 | 33547.6074 | 0 | 2.9503 | 78889.9588 | 2.9503 | 0 | 78889.9588 | 0 | 78889.9588 | 78889.9588 | 120326.5621 | 0.61279 | 16.1631
1457383.46 | E201 | 18230611 | Low Income Weatherization {E} | 10305-1 | LIW: Carbon Monoxide Detector - MH - TE | 1 | 0 |  | 22 | 0 |  | 127.3241 | 127.3241 | 0 | 2801.13 | 2801.13 |  |  | 1 | 0 | 0 | 0% | 0 | 0 | 0 | 2801.13 | 0 | 2622.7809 | 0 | 0 | #N/A | #N/A | #N/A | #N/A | #N/A | #N/A | #N/A | 0 | 0 | 0 | 0
Total Incentives: | E201 | 18230611 | Low Income Weatherization {E} | 10306-1 | LIW: Carbon Monoxide Detector - SF - SH | 1 | 0 |  | 10 | 0 |  | 0 | 0 | 0 | 0 | 0 | 0 | 0 | 1 | 0 | 0 | 0% | 0 | 0 | 0 | 0 | 0 | 0 | 0 | 0 | #N/A | #N/A | #N/A | #N/A | #N/A | #N/A | #N/A | 0 | 0 | 0 | #DIV/0!
7060357.34 | E201 | 18230611 | Low Income Weatherization {E} | 10307-1 | LIW: Carbon Monoxide Detector - SF - TE | 1 | 0 |  | 16 | 0 |  | 147.3887 | 147.3887 | 0 | 2358.22 | 2358.22 |  |  | 1 | 0 | 0 | 0% | 0 | 0 | 0 | 2358.22 | 0 | 2208.0712 | 0 | 0 | #N/A | #N/A | #N/A | #N/A | #N/A | #N/A | #N/A | 0 | 0 | 0 | 0
Total Customer Costs: | E201 | 18230611 | Low Income Weatherization {E} | 10311-1 | LIW: Smoke Detector - MH - TE | 1 | 0 |  | 17 | 0 |  | 82.4053 | 82.4053 | 0 | 1400.89 | 1400.89 |  |  | 1 | 0 | 0 | 0% | 0 | 0 | 0 | 1400.89 | 0 | 1311.6948 | 0 | 0 | #N/A | #N/A | #N/A | #N/A | #N/A | #N/A | #N/A | 0 | 0 | 0 | 0
462621.37 | E201 | 18230611 | Low Income Weatherization {E} | 10312-1 | LIW: Smoke Detector - SF - SH | 1 | 0 |  | 7 | 0 |  | 0 | 0 | 0 | 0 | 0 | 0 | 0 | 1 | 0 | 0 | 0% | 0 | 0 | 0 | 0 | 0 | 0 | 0 | 0 | #N/A | #N/A | #N/A | #N/A | #N/A | #N/A | #N/A | 0 | 0 | 0 | #DIV/0!
Weighted Avg Life | E201 | 18230611 | Low Income Weatherization {E} | 10313-1 | LIW: Smoke Detector - SF - TE | 1 | 0 |  | 10 | 0 |  | 88.483 | 88.483 | 0 | 884.83 | 884.83 |  |  | 1 | 0 | 0 | 0% | 0 | 0 | 0 | 884.83 | 0 | 828.4925 | 0 | 0 | #N/A | #N/A | #N/A | #N/A | #N/A | #N/A | #N/A | 0 | 0 | 0 | 0
21.6282 | E201 | 18230611 | Low Income Weatherization {E} | 10314-2 | LIW: Sealing - Duct - MH - SH | 1 | 0 |  | 3 | 0 |  | 0 | 860.1733 | 0 | 0 | 2580.52 | 0 | 0 | 1 | 0 | 860.1733 | 0% | 0 | 2580.52 | 0 | 2580.52 | 0 | 2416.2172 | 0 | 0 | #N/A | #N/A | #N/A | #N/A | #N/A | #N/A | #N/A | 0 | 0 | 0 | 0
Total Utility Cost | E201 | 18230611 | Low Income Weatherization {E} | 10315-7 | LIW: Sealing - Duct - MH - TE | 18 | 0 | SF Space Heat | 24 | 468 |  | 681 | 681 | 11232 | 20046.92 | 20046.92 | 129.82 | 0 | 18 | 0.13873 | 0 | 0.7707% | 3339.6763 | 0 | 57753.5871 | 23386.5963 | 54076.3924 | 21897.562 | 31798.3919 | 0 | 1.5052 | 16906.4932 | 1.5052 | 0 | 16906.4932 | 0 | 16906.4932 | 16906.4932 | 50395.5344 | 0.31264 | 2.3014
7493689.69 | E201 | 18230611 | Low Income Weatherization {E} | 10317-2 | LIW: Sealing - Duct - SF - SH | 1 | 0 | SF Space Heat | 8 | 0 |  | 0 | 0 | 0 | 0 | 0 | 0 | 0 | 1 | 0 | 0 | 0% | 0 | 0 | 0 | 0 | 0 | 0 | 0 | 0 | 0.10826 | 0 | 0.10826 | 0 | 0 | 0 | 0 | 0 | 0 | 0 | #DIV/0!
Total Resource Cost | E201 | 18230611 | Low Income Weatherization {E} | 10318-7 | LIW: Sealing - Duct - SF - TE | 20 | 0 | SF Space Heat | 16 | 1134 |  | 808 | 808 | 18144 | 15601.74 | 15601.74 | 90.03 | 0 | 20 | 0.24899 | 0 | 1.245% | 5394.8617 | 0 | 93294.2561 | 20996.6017 | 87354.1724 | 19659.7394 | 15500.5869 | 0 | 1.6315 | 29601.3454 | 1.6315 | 0 | 29601.3454 | 0 | 29601.3454 | 29601.3454 | 48062.0668 | 0.33887 | 2.4447
7956311.06 | E201 | 18230611 | Low Income Weatherization {E} | 10320-3 | LIW: Ductless Heat Pump - MH - SH | 1 | 0 |  | 38 | 0 |  | 0 | 1102.6682 | 0 | 0 | 41901.39 | 0 | 0 | 1 | 0 | 1102.6682 | 0% | 0 | 41901.39 | 0 | 41901.39 | 0 | 39233.5112 | 0 | 0 | #N/A | #N/A | #N/A | #N/A | #N/A | #N/A | #N/A | 0 | 0 | 0 | 0
UC B/C Ratio | E201 | 18230611 | Low Income Weatherization {E} | 10321-8 | LIW: Ductless Heat Pump - MH - TE | 15 | 0 | SF Heat Pump | 154 | 2502 |  | 5449 | 5449 | 385308 | 1370794.26 | 1370794.26 | 310.4164 | 0 | 15 | 3.9658 | 0 | 26.44% | 114565.8817 | 0 | 1981207.1883 | 1485360.1417 | 1855062.9104 | 1390786.6496 | 440949.7281 | 0 | 1.3072 | 503672.5298 | 1.3072 | 0 | 503672.5298 | 0 | 503672.5298 | 503672.5298 | 994989.511 | 0.27151 | 0.71541
0.34692 | E201 | 18230611 | Low Income Weatherization {E} | 10322-3 | LIW: Ductless Heat Pump - SF - SH | 1 | 0 |  | 16 | 0 |  | 0 | 1943.2625 | 0 | 0 | 31092.2 | 0 | 0 | 1 | 0 | 1943.2625 | 0% | 0 | 31092.2 | 0 | 31092.2 | 0 | 29112.5468 | 0 | 0 | #N/A | #N/A | #N/A | #N/A | #N/A | #N/A | #N/A | 0 | 0 | 0 | 0
TRC B/C Ratio | E201 | 18230611 | Low Income Weatherization {E} | 10323-8 | LIW: Ductless Heat Pump - SF - TE | 15 | 0 | SF Heat Pump | 104 | 1790 |  | 5653 | 5653 | 186160 | 893256.27 | 893256.27 | 208.3 | 0 | 15 | 1.916 | 0 | 12.77% | 55352.0419 | 0 | 957212.2307 | 948608.3119 | 896266.1336 | 888210.0298 | 199823.3841 | 0 | 1.3072 | 243347.3433 | 1.3072 | 0 | 243347.3433 | 0 | 243347.3433 | 243347.3433 | 467505.4617 | 0.27151 | 0.52635
0.69748 | E201 | 18230611 | Low Income Weatherization {E} | 10332-1 | LIW: Repair - Furnace - SF - SH | 1 | 0 |  | 6 | 0 |  | 0 | 753.4183 | 0 | 0 | 4520.51 | 0 | 0 | 1 | 0 | 753.4183 | 0% | 0 | 4520.51 | 0 | 4520.51 | 0 | 4232.6873 | 0 | 0 | #N/A | #N/A | #N/A | #N/A | #N/A | #N/A | #N/A | 0 | 0 | 0 | 0
| E201 | 18230611 | Low Income Weatherization {E} | 10336-1 | LIW: Furnace - Replacement - MH - SH | 1 | 0 |  | 2 | 0 |  | 0 | 0 | 0 | 0 | 0 | 0 | 0 | 1 | 0 | 0 | 0% | 0 | 0 | 0 | 0 | 0 | 0 | 0 | 0 | #N/A | #N/A | #N/A | #N/A | #N/A | #N/A | #N/A | 0 | 0 | 0 | #DIV/0!
| E201 | 18230611 | Low Income Weatherization {E} | 10338-1 | LIW: Furnace - Replacement - SF - SH | 1 | 0 |  | 2 | 0 |  | 0 | 0 | 0 | 0 | 0 | 0 | 0 | 1 | 0 | 0 | 0% | 0 | 0 | 0 | 0 | 0 | 0 | 0 | 0 | #N/A | #N/A | #N/A | #N/A | #N/A | #N/A | #N/A | 0 | 0 | 0 | #DIV/0!
| E201 | 18230611 | Low Income Weatherization {E} | 10342-1 | LIW: Furnace - Replacement - Gas - 95pc - SF - SH | 1 | 0 | SF Space Heat | 12 | 0 |  | 0 | 0 | 0 | 0 | 0 | 0 | 0 | 1 | 0 | 0 | 0% | 0 | 0 | 0 | 0 | 0 | 0 | 0 | 0 | 0.10826 | 0 | 0.10826 | 0 | 0 | 0 | 0 | 0 | 0 | 0 | #DIV/0!
| E201 | 18230611 | Low Income Weatherization {E} | 10347-1 | LIW: Ground Vapor Barrier - MH - TE | 1 | 0 |  | 32 | 0 |  | 578.4094 | 578.4094 | 0 | 18509.1 | 18509.1 |  |  | 1 | 0 | 0 | 0% | 0 | 0 | 0 | 18509.1 | 0 | 17330.618 | 0 | 0 | #N/A | #N/A | #N/A | #N/A | #N/A | #N/A | #N/A | 0 | 0 | 0 | 0
| E201 | 18230611 | Low Income Weatherization {E} | 10348-1 | LIW: Ground Vapor Barrier - SF - SH | 1 | 0 |  | 1 | 0 |  | 0 | 0 | 0 | 0 | 0 | 0 | 0 | 1 | 0 | 0 | 0% | 0 | 0 | 0 | 0 | 0 | 0 | 0 | 0 | #N/A | #N/A | #N/A | #N/A | #N/A | #N/A | #N/A | 0 | 0 | 0 | #DIV/0!
| E201 | 18230611 | Low Income Weatherization {E} | 10349-1 | LIW: Ground Vapor Barrier - SF - TE | 1 | 0 |  | 17 | 0 |  | 616.0735 | 616.0735 | 0 | 10473.25 | 10473.25 |  |  | 1 | 0 | 0 | 0% | 0 | 0 | 0 | 10473.25 | 0 | 9806.4139 | 0 | 0 | #N/A | #N/A | #N/A | #N/A | #N/A | #N/A | #N/A | 0 | 0 | 0 | 0
| E201 | 18230611 | Low Income Weatherization {E} | 10359-1 | LIW: Insulation - Duct - R0 to R11 - SF - SH | 1 | 0 | SF Space Heat | 985 | 0.14152 |  | 0 | 0.91366 | 139.4 | 0 | 899.96 | 0 | 0 | 1 | 9.5651e-05 | 0.91366 | 0.009565% | 41.4486 | 899.96 | 716.778 | 941.4086 | 671.1404 | 881.4687 | 0 | 0 | 0.10826 | 15.0921 | 0.10826 | 0 | 15.0921 | 0 | 15.0921 | 15.0921 | 16.6013 | 0.022487 | 0.018834
| E201 | 18230611 | Low Income Weatherization {E} | 10360-4 | LIW: Insulation - Duct - R0 to R11 - SF - TE | 20 | 0 | SF Space Heat | 1139 | 4.65 |  | 8.53 | 8.53 | 5296.35 | 14210.68 | 14210.68 | 1.3131 | 0 | 20 | 0.072683 | 0 | 0.3634% | 1574.7947 | 0 | 27233.1919 | 15785.4747 | 25499.2433 | 14780.4071 | 16093.9421 | 0 | 1.6315 | 8640.8226 | 1.6315 | 0 | 8640.8226 | 0 | 8640.8226 | 8640.8226 | 25598.8469 | 0.33887 | 1.7319
| E201 | 18230611 | Low Income Weatherization {E} | 10365-8 | LIW: Insulation - Floor - R0 to R19 - SF - TE | 45 | 0 | SF Space Heat | 16408 | 0.36 |  | 2.46 | 2.46 | 5906.88 | 55243.57 | 55243.57 | 0.07 | 0 | 45 | 0.18239 | 0 | 0.4053% | 1756.3272 | 0 | 30372.4634 | 56999.8972 | 28438.6361 | 53370.6902 | 16015.7286 | 0 | 3.2695 | 19312.7227 | 3.2695 | 0 | 19312.7227 | 0 | 19312.7227 | 19312.7227 | 37259.7236 | 0.6791 | 0.69813
| E201 | 18230611 | Low Income Weatherization {E} | 10367-7 | LIW: Insulation - Floor - R0 to R22 - MH - TE | 25 | 0 | SF Space Heat | 94194 | 0.8 |  | 3.13 | 3.13 | 75355.2 | 433169.51 | 433169.51 | 0.1837 | 0 | 25 | 1.2926 | 0 | 5.171% | 22405.8025 | 0 | 387467.335 | 455575.3125 | 362797.1302 | 426568.6446 | 205332.8407 | 0 | 1.9456 | 146607.837 | 1.9456 | 0 | 146607.837 | 0 | 146607.837 | 146607.837 | 366601.4615 | 0.4041 | 0.85942
| E201 | 18230611 | Low Income Weatherization {E} | 10370-6 | LIW: Insulation - Floor - R0 to R30 - MF - TE | 45 | 0 | MF Space Heat | 11034 | 1.35 |  | 2.82 | 2.82 | 14895.9 | 40450.64 | 40450.64 | 0.1503 | 0 | 45 | 0.45994 | 0 | 1.022% | 4429.0851 | 0 | 76592.9183 | 44879.7251 | 71716.2156 | 42022.2145 | 23125.172 | 0 | 2.9503 | 43946.7815 | 2.9503 | 0 | 43946.7815 | 0 | 43946.7815 | 43946.7815 | 71466.6317 | 0.61279 | 1.7007
| E201 | 18230611 | Low Income Weatherization {E} | 10372-1 | LIW: Insulation - Floor - R0 to R30 - MH - SH | 1 | 0 |  | 1440 | 0 |  | 0 | 0.40315 | 0 | 0 | 580.54 | 0 | 0 | 1 | 0 | 0.40315 | 0% | 0 | 580.54 | 0 | 580.54 | 0 | 543.5768 | 0 | 0 | #N/A | #N/A | #N/A | #N/A | #N/A | #N/A | #N/A | 0 | 0 | 0 | 0
| E201 | 18230611 | Low Income Weatherization {E} | 10373-5 | LIW: Insulation - Floor - R0 to R30 - MH - TE | 25 | 0 | SF Space Heat | 47287 | 0.52 |  | 3.56 | 3.56 | 24589.24 | 230108.66 | 230108.66 | 0.1177 | 0 | 25 | 0.4218 | 0 | 1.687% | 7311.2626 | 0 | 126434.9015 | 237419.9226 | 118384.7393 | 222303.2983 | 66045.6539 | 0 | 1.9456 | 47839.7681 | 1.9456 | 0 | 47839.7681 | 0 | 47839.7681 | 47839.7681 | 118669.3988 | 0.4041 | 0.53382
| E201 | 18230611 | Low Income Weatherization {E} | 10375-2 | LIW: Insulation - Floor - R0 to R30 - SF - SH | 1 | 0 | SF Space Heat | 9191 | 0 |  | 0 | 0 | 0 | 0 | 0 | 0 | 0 | 1 | 0 | 0 | 0% | 0 | 0 | 0 | 0 | 0 | 0 | 0 | 0 | 0.10826 | 0 | 0.10826 | 0 | 0 | 0 | 0 | 0 | 0 | 0 | #DIV/0!
| E201 | 18230611 | Low Income Weatherization {E} | 10376-8 | LIW: Insulation - Floor - R0 to R30 - SF - TE | 45 | 0 | SF Space Heat | 53487 | 0.4 |  | 2.82 | 2.82 | 21394.8 | 211602.99 | 211602.99 | 0.07 | 0 | 45 | 0.66061 | 0 | 1.468% | 6361.441 | 0 | 110009.477 | 217964.431 | 103005.1282 | 204086.5459 | 52208.2687 | 0 | 3.2695 | 69950.9454 | 3.2695 | 0 | 69950.9454 | 0 | 69950.9454 | 69950.9454 | 129154.3086 | 0.6791 | 0.63284
| E201 | 18230611 | Low Income Weatherization {E} | 10379-7 | LIW: Insulation - Floor - R11 to R22 - MH - TE | 25 | 0 | SF Space Heat | 17276 | 0.37 |  | 2.43 | 2.43 | 6392.12 | 63406.53 | 63406.53 | 0.15 | 0 | 25 | 0.10965 | 0 | 0.4386% | 1900.6064 | 0 | 32867.5088 | 65307.1364 | 30774.821 | 61149.0042 | 30751.0871 | 0 | 1.9456 | 12436.2338 | 1.9456 | 0 | 12436.2338 | 0 | 12436.2338 | 12436.2338 | 44430.9443 | 0.4041 | 0.7266
| E201 | 18230611 | Low Income Weatherization {E} | 10381-6 | LIW: Insulation - Floor - R11 to R30 - MF - TE | 45 | 0 | MF Space Heat | 9860 | 0.77 |  | 2.46 | 2.46 | 7592.2 | 19553.9 | 19553.9 | 0.14 | 0 | 45 | 0.23443 | 0 | 0.5209% | 2257.4332 | 0 | 39038.1752 | 21811.3332 | 36552.5985 | 20422.5967 | 19248.5475 | 0 | 2.9503 | 22398.9658 | 2.9503 | 0 | 22398.9658 | 0 | 22398.9658 | 22398.9658 | 43887.4098 | 0.61279 | 2.149
| E201 | 18230611 | Low Income Weatherization {E} | 10388-5 | LIW: Insulation - Wall - R0 to R11 - MH - TE | 25 | 0 | SF Space Heat | 416 | 4.58 |  | 2.97 | 2.97 | 1905.28 | 1604.89 | 1604.89 | 5.0485 | 0 | 25 | 0.032683 | 0 | 0.1307% | 566.508 | 0 | 9796.7196 | 2171.398 | 9172.9584 | 2033.1442 | 24921.9322 | 0 | 1.9456 | 3706.8308 | 1.9456 | 0 | 3706.8308 | 0 | 3706.8308 | 3706.8308 | 28999.4462 | 0.4041 | 14.2633
| E201 | 18230611 | Low Income Weatherization {E} | 10390-3 | LIW: Insulation - Wall - R0 to R11 - SF - SH | 1 | 0 | SF Space Heat | 8929 | 0 |  | 0 | 0.225 | 0 | 0 | 2009.04 | 0 | 0 | 1 | 0 | 0.225 | 0% | 0 | 2009.04 | 0 | 2009.04 | 0 | 1881.1236 | 0 | 0 | 0.10826 | 0 | 0.10826 | 0 | 0 | 0 | 0 | 0 | 0 | 0 | 0
| E201 | 18230611 | Low Income Weatherization {E} | 10391-8 | LIW: Insulation - Wall - R0 to R11 - SF - TE | 45 | 0 | SF Space Heat | 23624 | 0.83 |  | 2.9 | 2.9 | 19607.92 | 98196.9 | 98196.9 | 0.1348 | 0 | 45 | 0.60544 | 0 | 1.345% | 5830.1376 | 0 | 100821.5559 | 104027.0376 | 94402.2059 | 97403.5932 | 44405.4564 | 0 | 3.2695 | 64108.6872 | 3.2695 | 0 | 64108.6872 | 0 | 64108.6872 | 64108.6872 | 114925.0123 | 0.6791 | 1.1799
| E201 | 18230611 | Low Income Weatherization {E} | 10400-7 | LIW: Insulation - Attic - R0 to R30 - MH - TE | 25 | 0 | SF Space Heat | 34972 | 0.93 |  | 2.32 | 2.32 | 32523.96 | 108097.07 | 108097.07 | 0.3 | 0 | 25 | 0.55792 | 0 | 2.232% | 9670.5393 | 0 | 167234.2732 | 117767.6093 | 156586.3981 | 110269.2971 | 124499.5392 | 0 | 1.9456 | 63277.2181 | 1.9456 | 0 | 63277.2181 | 0 | 63277.2181 | 63277.2181 | 194104.4791 | 0.4041 | 1.7603
| E201 | 18230611 | Low Income Weatherization {E} | 10405-2 | LIW: Insulation - Attic - R0 to R38 - SF - SH | 1 | 0 | SF Space Heat | 1169 | 0 |  | 0 | 0 | 0 | 0 | 0 | 0 | 0 | 1 | 0 | 0 | 0% | 0 | 0 | 0 | 0 | 0 | 0 | 0 | 0 | 0.10826 | 0 | 0.10826 | 0 | 0 | 0 | 0 | 0 | 0 | 0 | #DIV/0!
| E201 | 18230611 | Low Income Weatherization {E} | 10406-7 | LIW: Insulation - Attic - R0 to R38 - SF - TE | 45 | 0 | SF Space Heat | 1269 | 1.35 |  | 2.53 | 2.53 | 1713.15 | 5215.01 | 5215.01 | 0.19 | 0 | 45 | 0.052897 | 0 | 0.1175% | 509.3809 | 0 | 8808.8103 | 5724.3909 | 8247.9498 | 5359.9166 | 3362.0815 | 0 | 3.2695 | 5601.1957 | 3.2695 | 0 | 5601.1957 | 0 | 5601.1957 | 5601.1957 | 9523.3968 | 0.6791 | 1.7768
| E201 | 18230611 | Low Income Weatherization {E} | 10411-5 | LIW: Insulation - Attic - R11 to R38 - MF - TE | 45 | 0 | MF Space Heat | 144 | 0.56 |  | 2.1 | 2.1 | 80.64 | 393.12 | 393.12 | 0.05 | 0 | 45 | 0.0024899 | 0 | 0.005533% | 23.9772 | 0 | 414.6411 | 417.0972 | 388.2408 | 390.5404 | 100.3981 | 0 | 2.9503 | 237.909 | 2.9503 | 0 | 237.909 | 0 | 237.909 | 237.909 | 362.098 | 0.61279 | 0.92717
| E201 | 18230611 | Low Income Weatherization {E} | 10413-2 | LIW: Insulation - Attic - R11 to R38 - SF - SH | 1 | 0 | SF Space Heat | 3737 | 0 |  | 0 | 0 | 0 | 0 | 0 | 0 | 0 | 1 | 0 | 0 | 0% | 0 | 0 | 0 | 0 | 0 | 0 | 0 | 0 | 0.10826 | 0 | 0.10826 | 0 | 0 | 0 | 0 | 0 | 0 | 0 | #DIV/0!
| E201 | 18230611 | Low Income Weatherization {E} | 10414-8 | LIW: Insulation - Attic - R11 to R38 - SF - TE | 45 | 0 | SF Space Heat | 8498 | 0.36 |  | 2.1 | 2.1 | 3059.28 | 23852.96 | 23852.96 | 0.1 | 0 | 45 | 0.094462 | 0 | 0.2099% | 909.6336 | 0 | 15730.4482 | 24762.5936 | 14728.8841 | 23185.9491 | 11849.765 | 0 | 3.2695 | 10002.4084 | 3.2695 | 0 | 10002.4084 | 0 | 10002.4084 | 10002.4084 | 22852.4143 | 0.6791 | 0.98561
| E201 | 18230611 | Low Income Weatherization {E} | 10419-8 | LIW: Insulation - Attic - R19 to R38 - SF - TE | 45 | 0 | SF Space Heat | 10262 | 0.17 |  | 1.7 | 1.7 | 1744.54 | 24883.92 | 24883.92 | 0.07 | 0 | 45 | 0.053867 | 0 | 0.1197% | 518.7143 | 0 | 8970.2139 | 25402.6343 | 8399.0767 | 23785.2381 | 10016.663 | 0 | 3.2695 | 5703.8263 | 3.2695 | 0 | 5703.8263 | 0 | 5703.8263 | 5703.8263 | 16290.8719 | 0.6791 | 0.68492
| E201 | 18230611 | Low Income Weatherization {E} | 10424-3 | LIW: Lamp - LED - A Lamp - SF - SH | 1 | 0 |  | 10 | 0 |  | 0 | 0 | 0 | 0 | 0 | 0 | 0 | 1 | 0 | 0 | 0% | 0 | 0 | 0 | 0 | 0 | 0 | 0 | 0 | #N/A | #N/A | #N/A | #N/A | #N/A | #N/A | #N/A | 0 | 0 | 0 | #DIV/0!
| E201 | 18230611 | Low Income Weatherization {E} | 10449-1 | LIW: Door - Sweep - MH - TE | 1 | 0 |  | 3 | 0 |  | 244.7767 | 244.7767 | 0 | 734.33 | 734.33 |  |  | 1 | 0 | 0 | 0% | 0 | 0 | 0 | 734.33 | 0 | 687.5749 | 0 | 0 | #N/A | #N/A | #N/A | #N/A | #N/A | #N/A | #N/A | 0 | 0 | 0 | 0
| E201 | 18230611 | Low Income Weatherization {E} | 10450-1 | LIW: Door - Sweep - SF - SH | 1 | 0 |  | 1 | 0 |  | 0 | 0 | 0 | 0 | 0 | 0 | 0 | 1 | 0 | 0 | 0% | 0 | 0 | 0 | 0 | 0 | 0 | 0 | 0 | #N/A | #N/A | #N/A | #N/A | #N/A | #N/A | #N/A | 0 | 0 | 0 | #DIV/0!
| E201 | 18230611 | Low Income Weatherization {E} | 10451-1 | LIW: Door - Sweep - SF - TE | 1 | 0 | SF Space Heat | 1 | 0 |  | 319.05 | 319.05 | 0 | 319.05 | 319.05 | 0 | 0 | 1 | 0 | 0 | 0% | 0 | 0 | 0 | 319.05 | 0 | 298.736 | 0 | 0 | 0.10826 | 0 | 0.10826 | 0 | 0 | 0 | 0 | 0 | 0 | 0 | 0
| E201 | 18230611 | Low Income Weatherization {E} | 10463-1 | LIW: Door - Weather Strip - MH - SH | 1 | 0 |  | 2 | 0 |  | 0 | 0 | 0 | 0 | 0 | 0 | 0 | 1 | 0 | 0 | 0% | 0 | 0 | 0 | 0 | 0 | 0 | 0 | 0 | #N/A | #N/A | #N/A | #N/A | #N/A | #N/A | #N/A | 0 | 0 | 0 | #DIV/0!
| E201 | 18230611 | Low Income Weatherization {E} | 10464-1 | LIW: Door - Weather Strip - MH - TE | 1 | 0 | SF Space Heat | 15 | 0 |  | 193.7167 | 193.7167 | 0 | 2905.75 | 2905.75 |  |  | 1 | 0 | 0 | 0% | 0 | 0 | 0 | 2905.75 | 0 | 2720.7397 | 0 | 0 | 0.10826 | 0 | 0.10826 | 0 | 0 | 0 | 0 | 0 | 0 | 0 | 0
| E201 | 18230611 | Low Income Weatherization {E} | 10466-1 | LIW: Door - Weather Strip - SF - TE | 1 | 0 | SF Space Heat | 10 | 0 |  | 277.471 | 277.471 | 0 | 2774.71 | 2774.71 |  |  | 1 | 0 | 0 | 0% | 0 | 0 | 0 | 2774.71 | 0 | 2598.0431 | 0 | 0 | 0.10826 | 0 | 0.10826 | 0 | 0 | 0 | 0 | 0 | 0 | 0 | 0
| E201 | 18230611 | Low Income Weatherization {E} | 10468-7 | LIW: Ventilation - Whole House - MF - TE | 45 | 0 | Res Plug Load | 54 | 127 |  | 935 | 935 | 6858 | 86369.46 | 86369.46 | 13.8549 | 0 | 45 | 0.21176 | 0 | 0.4706% | 2039.1293 | 0 | 35263.0075 | 88408.5893 | 33017.7973 | 82779.578 | 10432.5426 | 0 | 2.5379 | 17404.9178 | 2.5379 | 0 | 17404.9178 | 0 | 17404.9178 | 17404.9178 | 29577.9522 | 0.52714 | 0.35731
| E201 | 18230611 | Low Income Weatherization {E} | 10469-2 | LIW: Ventilation - Whole House - MH - SH | 1 | 0 |  | 5 | 0 |  | 0 | 332.768 | 0 | 0 | 1663.84 | 0 | 0 | 1 | 0 | 332.768 | 0% | 0 | 1663.84 | 0 | 1663.84 | 0 | 1557.9026 | 0 | 0 | #N/A | #N/A | #N/A | #N/A | #N/A | #N/A | #N/A | 0 | 0 | 0 | 0
| E201 | 18230611 | Low Income Weatherization {E} | 10470-7 | LIW: Ventilation - Whole House - MH - TE | 45 | 0 | Res Plug Load | 135 | 127 |  | 964 | 964 | 17145 | 190022.14 | 188768.94 | 50.1379 | 0 | 45 | 0.52939 | 0 | 1.176% | 5097.8231 | -1253.2 | 88157.5188 | 193866.7631 | 82544.4932 | 181523.1865 | 94382.8137 | 0 | 2.5379 | 43512.2945 | 2.5379 | 0 | 43512.2945 | 0 | 43512.2945 | 43512.2945 | 142246.3377 | 0.52714 | 0.78363
| E201 | 18230611 | Low Income Weatherization {E} | 10471-2 | LIW: Ventilation - Whole House - SF - SH | 1 | 0 |  | 4 | 0 |  | 0 | 210.86 | 0 | 0 | 843.44 | 0 | 0 | 1 | 0 | 210.86 | 0% | 0 | 843.44 | 0 | 843.44 | 0 | 789.7378 | 0 | 0 | #N/A | #N/A | #N/A | #N/A | #N/A | #N/A | #N/A | 0 | 0 | 0 | 0
| E201 | 18230611 | Low Income Weatherization {E} | 10472-7 | LIW: Ventilation - Whole House - SF - TE | 45 | 0 | Res Plug Load | 115 | 127 |  | 935 | 935 | 14605 | 147877.02 | 146661.52 | 40.9012 | 0 | 45 | 0.45096 | 0 | 1.002% | 4342.5901 | -1215.5 | 75097.1456 | 151004.1101 | 70315.6794 | 141389.6162 | 65588.3797 | 0 | 2.5379 | 37066.0286 | 2.5379 | 0 | 37066.0286 | 0 | 37066.0286 | 37066.0286 | 106361.0112 | 0.52714 | 0.75225
| E201 | 18230611 | Low Income Weatherization {E} | 10475-1 | LIW: Ventilation - Mechanical - MH - SH | 1 | 0 |  | 1 | 0 |  | 0 | 0 | 0 | 0 | 0 | 0 | 0 | 1 | 0 | 0 | 0% | 0 | 0 | 0 | 0 | 0 | 0 | 0 | 0 | #N/A | #N/A | #N/A | #N/A | #N/A | #N/A | #N/A | 0 | 0 | 0 | #DIV/0!
| E201 | 18230611 | Low Income Weatherization {E} | 10476-1 | LIW: Ventilation - Mechanical - MH - TE | 1 | 0 |  | 11 | 0 |  | 1160.1136 | 1160.1136 | 0 | 12761.25 | 12761.25 |  |  | 1 | 0 | 0 | 0% | 0 | 0 | 0 | 12761.25 | 0 | 11948.736 | 0 | 0 | #N/A | #N/A | #N/A | #N/A | #N/A | #N/A | #N/A | 0 | 0 | 0 | 0
| E201 | 18230611 | Low Income Weatherization {E} | 10477-1 | LIW: Ventilation - Mechanical - SF - SH | 1 | 0 |  | 8 | 0 |  | 0 | 506.5337 | 0 | 0 | 4052.27 | 0 | 0 | 1 | 0 | 506.5337 | 0% | 0 | 4052.27 | 0 | 4052.27 | 0 | 3794.2603 | 0 | 0 | #N/A | #N/A | #N/A | #N/A | #N/A | #N/A | #N/A | 0 | 0 | 0 | 0
| E201 | 18230611 | Low Income Weatherization {E} | 10478-1 | LIW: Ventilation - Mechanical - SF - TE | 1 | 0 |  | 7 | 0 |  | 798.3929 | 798.3929 | 0 | 5588.75 | 5588.75 |  |  | 1 | 0 | 0 | 0% | 0 | 0 | 0 | 5588.75 | 0 | 5232.912 | 0 | 0 | #N/A | #N/A | #N/A | #N/A | #N/A | #N/A | #N/A | 0 | 0 | 0 | 0
| E201 | 18230611 | Low Income Weatherization {E} | 10479-1 | LIW: Repair - Electrical- MF - SH | 1 | 0 |  | 3 | 0 |  | 0 | 30278.2 | 0 | 0 | 90834.6 | 0 | 0 | 1 | 0 | 30278.2 | 0% | 0 | 90834.6 | 0 | 90834.6 | 0 | 85051.1236 | 0 | 0 | #N/A | #N/A | #N/A | #N/A | #N/A | #N/A | #N/A | 0 | 0 | 0 | 0
| E201 | 18230611 | Low Income Weatherization {E} | 10481-1 | LIW: Repair - Electrical - MH - SH | 1 | 0 |  | 4 | 0 |  | 0 | 5052.31 | 0 | 0 | 20209.24 | 0 | 0 | 1 | 0 | 5052.31 | 0% | 0 | 20209.24 | 0 | 20209.24 | 0 | 18922.5094 | 0 | 0 | #N/A | #N/A | #N/A | #N/A | #N/A | #N/A | #N/A | 0 | 0 | 0 | 0
| E201 | 18230611 | Low Income Weatherization {E} | 10482-1 | LIW: Repair - Electrical - MH - TE | 1 | 0 |  | 9 | 0 |  | 1531.3711 | 1531.3711 | 0 | 13782.34 | 13782.34 |  |  | 1 | 0 | 0 | 0% | 0 | 0 | 0 | 13782.34 | 0 | 12904.8127 | 0 | 0 | #N/A | #N/A | #N/A | #N/A | #N/A | #N/A | #N/A | 0 | 0 | 0 | 0
| E201 | 18230611 | Low Income Weatherization {E} | 10483-1 | LIW: Repair - Electrical - SF - SH | 1 | 0 |  | 14 | 0 |  | 0 | 2314.6143 | 0 | 0 | 32404.6 | 0 | 0 | 1 | 0 | 2314.6143 | 0% | 0 | 32404.6 | 0 | 32404.6 | 0 | 30341.3858 | 0 | 0 | #N/A | #N/A | #N/A | #N/A | #N/A | #N/A | #N/A | 0 | 0 | 0 | 0
| E201 | 18230611 | Low Income Weatherization {E} | 10484-1 | LIW: Repair - Electrical - SF - TE | 1 | 0 |  | 14 | 0 |  | 2116.8629 | 2116.8629 | 0 | 29636.08 | 29636.08 |  |  | 1 | 0 | 0 | 0% | 0 | 0 | 0 | 29636.08 | 0 | 27749.1386 | 0 | 0 | #N/A | #N/A | #N/A | #N/A | #N/A | #N/A | #N/A | 0 | 0 | 0 | 0
| E201 | 18230611 | Low Income Weatherization {E} | 10487-1 | LIW: Repair - Floor - MH - SH | 1 | 0 |  | 5 | 0 |  | 0 | 1675.246 | 0 | 0 | 8376.23 | 0 | 0 | 1 | 0 | 1675.246 | 0% | 0 | 8376.23 | 0 | 8376.23 | 0 | 7842.912 | 0 | 0 | #N/A | #N/A | #N/A | #N/A | #N/A | #N/A | #N/A | 0 | 0 | 0 | 0
| E201 | 18230611 | Low Income Weatherization {E} | 10488-1 | LIW: Repair - Floor - MH - TE | 1 | 0 |  | 12 | 0 |  | 988.6308 | 988.6308 | 0 | 11863.57 | 11863.57 |  |  | 1 | 0 | 0 | 0% | 0 | 0 | 0 | 11863.57 | 0 | 11108.2116 | 0 | 0 | #N/A | #N/A | #N/A | #N/A | #N/A | #N/A | #N/A | 0 | 0 | 0 | 0
| E201 | 18230611 | Low Income Weatherization {E} | 10489-1 | LIW: Repair - Floor - SF - SH | 1 | 0 |  | 3 | 0 |  | 0 | 214.72 | 0 | 0 | 644.16 | 0 | 0 | 1 | 0 | 214.72 | 0% | 0 | 644.16 | 0 | 644.16 | 0 | 603.1461 | 0 | 0 | #N/A | #N/A | #N/A | #N/A | #N/A | #N/A | #N/A | 0 | 0 | 0 | 0
| E201 | 18230611 | Low Income Weatherization {E} | 10490-1 | LIW: Repair - Floor - SF - TE | 1 | 0 |  | 5 | 0 |  | 905.762 | 905.762 | 0 | 4528.81 | 4528.81 |  |  | 1 | 0 | 0 | 0% | 0 | 0 | 0 | 4528.81 | 0 | 4240.4588 | 0 | 0 | #N/A | #N/A | #N/A | #N/A | #N/A | #N/A | #N/A | 0 | 0 | 0 | 0
| E201 | 18230611 | Low Income Weatherization {E} | 10493-1 | LIW: Repair - Health - MH - SH | 1 | 0 |  | 11 | 0 |  | 0 | 2111.76 | 0 | 0 | 23229.36 | 0 | 0 | 1 | 0 | 2111.76 | 0% | 0 | 23229.36 | 0 | 23229.36 | 0 | 21750.3371 | 0 | 0 | #N/A | #N/A | #N/A | #N/A | #N/A | #N/A | #N/A | 0 | 0 | 0 | 0
| E201 | 18230611 | Low Income Weatherization {E} | 10494-1 | LIW: Repair - Health - MH - TE | 1 | 0 |  | 29 | 0 |  | 1447.1528 | 1447.1528 | 0 | 41967.43 | 41967.43 |  |  | 1 | 0 | 0 | 0% | 0 | 0 | 0 | 41967.43 | 0 | 39295.3464 | 0 | 0 | #N/A | #N/A | #N/A | #N/A | #N/A | #N/A | #N/A | 0 | 0 | 0 | 0
| E201 | 18230611 | Low Income Weatherization {E} | 10495-1 | LIW: Repair - Health - SF - SH | 1 | 0 |  | 13 | 0 |  | 0 | 56.6354 | 0 | 0 | 736.26 | 0 | 0 | 1 | 0 | 56.6354 | 0% | 0 | 736.26 | 0 | 736.26 | 0 | 689.382 | 0 | 0 | #N/A | #N/A | #N/A | #N/A | #N/A | #N/A | #N/A | 0 | 0 | 0 | 0
| E201 | 18230611 | Low Income Weatherization {E} | 10496-1 | LIW: Repair - Health - SF - TE | 1 | 0 |  | 18 | 0 |  | 1336.7922 | 1336.7922 | 0 | 24062.26 | 24062.26 |  |  | 1 | 0 | 0 | 0% | 0 | 0 | 0 | 24062.26 | 0 | 22530.206 | 0 | 0 | #N/A | #N/A | #N/A | #N/A | #N/A | #N/A | #N/A | 0 | 0 | 0 | 0
| E201 | 18230611 | Low Income Weatherization {E} | 10499-1 | LIW: Repair - Plumbing - MH - SH | 1 | 0 |  | 10 | 0 |  | 0 | 4660.722 | 0 | 0 | 46607.22 | 0 | 0 | 1 | 0 | 4660.722 | 0% | 0 | 46607.22 | 0 | 46607.22 | 0 | 43639.7191 | 0 | 0 | #N/A | #N/A | #N/A | #N/A | #N/A | #N/A | #N/A | 0 | 0 | 0 | 0
| E201 | 18230611 | Low Income Weatherization {E} | 10500-1 | LIW: Repair - Plumbing - MH - TE | 1 | 0 |  | 3 | 0 |  | 2491.8233 | 2491.8233 | 0 | 7475.47 | 7475.47 |  |  | 1 | 0 | 0 | 0% | 0 | 0 | 0 | 7475.47 | 0 | 6999.5037 | 0 | 0 | #N/A | #N/A | #N/A | #N/A | #N/A | #N/A | #N/A | 0 | 0 | 0 | 0
| E201 | 18230611 | Low Income Weatherization {E} | 10501-1 | LIW: Repair - Plumbing - SF - SH | 1 | 0 |  | 6 | 0 |  | 0 | 2050.5167 | 0 | 0 | 12303.1 | 0 | 0 | 1 | 0 | 2050.5167 | 0% | 0 | 12303.1 | 0 | 12303.1 | 0 | 11519.7566 | 0 | 0 | #N/A | #N/A | #N/A | #N/A | #N/A | #N/A | #N/A | 0 | 0 | 0 | 0
| E201 | 18230611 | Low Income Weatherization {E} | 10502-1 | LIW: Repair - Plumbing - SF - TE | 1 | 0 |  | 1 | 0 |  | 2114.53 | 2114.53 | 0 | 2114.53 | 2114.53 |  |  | 1 | 0 | 0 | 0% | 0 | 0 | 0 | 2114.53 | 0 | 1979.897 | 0 | 0 | #N/A | #N/A | #N/A | #N/A | #N/A | #N/A | #N/A | 0 | 0 | 0 | 0
| E201 | 18230611 | Low Income Weatherization {E} | 10505-1 | LIW: Repair - Roof - MH - SH | 1 | 0 |  | 3 | 0 |  | 0 | 3563.9667 | 0 | 0 | 10691.9 | 0 | 0 | 1 | 0 | 3563.9667 | 0% | 0 | 10691.9 | 0 | 10691.9 | 0 | 10011.1423 | 0 | 0 | #N/A | #N/A | #N/A | #N/A | #N/A | #N/A | #N/A | 0 | 0 | 0 | 0
| E201 | 18230611 | Low Income Weatherization {E} | 10507-1 | LIW: Repair - Roof - SF - SH | 1 | 0 |  | 7 | 0 |  | 0 | 600 | 0 | 0 | 4200 | 0 | 0 | 1 | 0 | 600 | 0% | 0 | 4200 | 0 | 4200 | 0 | 3932.5843 | 0 | 0 | #N/A | #N/A | #N/A | #N/A | #N/A | #N/A | #N/A | 0 | 0 | 0 | 0
| E201 | 18230611 | Low Income Weatherization {E} | 10508-1 | LIW: Repair - Roof - SF - TE | 1 | 0 |  | 3 | 0 |  | 604.5 | 604.5 | 0 | 1813.5 | 1813.5 | 0 | 0 | 1 | 0 | 0 | 0% | 0 | 0 | 0 | 1813.5 | 0 | 1698.0337 | 0 | 0 | #N/A | #N/A | #N/A | #N/A | #N/A | #N/A | #N/A | 0 | 0 | 0 | 0
| E201 | 18230611 | Low Income Weatherization {E} | 10509-1 | LIW: Repair - Structural - MF - SH | 1 | 0 |  | 4 | 0 |  | 0 | 1142.9 | 0 | 0 | 4571.6 | 0 | 0 | 1 | 0 | 1142.9 | 0% | 0 | 4571.6 | 0 | 4571.6 | 0 | 4280.5243 | 0 | 0 | #N/A | #N/A | #N/A | #N/A | #N/A | #N/A | #N/A | 0 | 0 | 0 | 0
| E201 | 18230611 | Low Income Weatherization {E} | 10511-1 | LIW: Repair - Structural - MH - SH | 1 | 0 |  | 6 | 0 |  | 0 | 2212.685 | 0 | 0 | 13276.11 | 0 | 0 | 1 | 0 | 2212.685 | 0% | 0 | 13276.11 | 0 | 13276.11 | 0 | 12430.8146 | 0 | 0 | #N/A | #N/A | #N/A | #N/A | #N/A | #N/A | #N/A | 0 | 0 | 0 | 0
| E201 | 18230611 | Low Income Weatherization {E} | 10512-1 | LIW: Repair - Structural - MH - TE | 1 | 0 |  | 16 | 0 |  | 1131.6481 | 1131.6481 | 0 | 18106.37 | 18106.37 |  |  | 1 | 0 | 0 | 0% | 0 | 0 | 0 | 18106.37 | 0 | 16953.53 | 0 | 0 | #N/A | #N/A | #N/A | #N/A | #N/A | #N/A | #N/A | 0 | 0 | 0 | 0
| E201 | 18230611 | Low Income Weatherization {E} | 10513-1 | LIW: Repair - Structural - SF - SH | 1 | 0 |  | 7 | 0 |  | 0 | 81.3943 | 0 | 0 | 569.76 | 0 | 0 | 1 | 0 | 81.3943 | 0% | 0 | 569.76 | 0 | 569.76 | 0 | 533.4831 | 0 | 0 | #N/A | #N/A | #N/A | #N/A | #N/A | #N/A | #N/A | 0 | 0 | 0 | 0
| E201 | 18230611 | Low Income Weatherization {E} | 10514-1 | LIW: Repair - Structural - SF - TE | 1 | 0 |  | 8 | 0 |  | 602.275 | 602.275 | 0 | 4818.2 | 4818.2 |  |  | 1 | 0 | 0 | 0% | 0 | 0 | 0 | 4818.2 | 0 | 4511.4232 | 0 | 0 | #N/A | #N/A | #N/A | #N/A | #N/A | #N/A | #N/A | 0 | 0 | 0 | 0
| E201 | 18230611 | Low Income Weatherization {E} | 10518-3 | LIW: Sealing - Air - Ceiling - MF - TE | 45 | 0 | MF Space Heat | 8 | 0 |  | 1.25 | 1.25 | 0 | 33154.88 | 33154.88 | 0 | 0 | 45 | 0 | 0 | 0% | 0 | 0 | 0 | 33154.88 | 0 | 31043.8951 | 0 | 0 | 2.9503 | 0 | 2.9503 | 0 | 0 | 0 | 0 | 0 | 0 | 0 | 0
| E201 | 18230611 | Low Income Weatherization {E} | 10522-3 | LIW: Sealing - Air - Floor - MF - TE | 45 | 0 | MF Space Heat | 5 | 0 |  | 1.25 | 1.25 | 0 | 16913 | 16913 | 0 | 0 | 45 | 0 | 0 | 0% | 0 | 0 | 0 | 16913 | 0 | 15836.1423 | 0 | 0 | 2.9503 | 0 | 2.9503 | 0 | 0 | 0 | 0 | 0 | 0 | 0 | 0
| E201 | 18230611 | Low Income Weatherization {E} | 10524-7 | LIW: Sealing - Air - Mech Vent - MF - TE | 45 | 0 | Res Plug Load | 31 | 127 |  | 935 | 935 | 3937 | 37668 | 37668 | 13.8549 | 0 | 45 | 0.12156 | 0 | 0.2701% | 1170.6112 | 0 | 20243.5784 | 38838.6112 | 18954.6614 | 36365.7409 | 5989.0522 | 0 | 2.5379 | 9991.7121 | 2.5379 | 0 | 9991.7121 | 0 | 9991.7121 | 9991.7121 | 16979.9355 | 0.52714 | 0.46692
| E201 | 18230611 | Low Income Weatherization {E} | 10527-1 | LIW: Sealing - Air - Walls - MF - SH | 1 | 0 |  | 1 | 0 |  | 0 | 11090.65 | 0 | 0 | 11090.65 | 0 | 0 | 1 | 0 | 11090.65 | 0% | 0 | 11090.65 | 0 | 11090.65 | 0 | 10384.5037 | 0 | 0 | #N/A | #N/A | #N/A | #N/A | #N/A | #N/A | #N/A | 0 | 0 | 0 | 0
| E201 | 18230611 | Low Income Weatherization {E} | 10528-3 | LIW: Sealing - Air - Walls - MF - TE | 45 | 0 | MF Space Heat | 20 | 0 |  | 2.9 | 2.9 | 0 | 365384.24 | 365384.24 | 0 | 0 | 45 | 0 | 0 | 0% | 0 | 0 | 0 | 365384.24 | 0 | 342120.0749 | 0 | 0 | 2.9503 | 0 | 2.9503 | 0 | 0 | 0 | 0 | 0 | 0 | 0 | 0
| E201 | 18230611 | Low Income Weatherization {E} | 10529-2 | LIW: Sealing - Shell - MH - SH | 1 | 0 |  | 450 | 0 |  | 0 | 2.0413 | 0 | 0 | 918.6 | 0 | 0 | 1 | 0 | 2.0413 | 0% | 0 | 918.6 | 0 | 918.6 | 0 | 860.1124 | 0 | 0 | #N/A | #N/A | #N/A | #N/A | #N/A | #N/A | #N/A | 0 | 0 | 0 | 0
| E201 | 18230611 | Low Income Weatherization {E} | 10530-6 | LIW: Sealing - Shell - MH - TE | 25 | 0 | SF Space Heat | 105065 | 0.34 |  | 1.52 | 1.52 | 35722.1 | 197129.99 | 197129.99 | 0.19 | 0 | 25 | 0.61278 | 0 | 2.451% | 10621.461 | 0 | 183678.7227 | 207751.451 | 171983.8228 | 194523.8305 | 236885.0676 | 0 | 1.9456 | 69499.3818 | 1.9456 | 0 | 69499.3818 | 0 | 69499.3818 | 69499.3818 | 313334.3876 | 0.4041 | 1.6108
| E201 | 18230611 | Low Income Weatherization {E} | 10532-2 | LIW: Sealing - Shell - SF - SH | 1 | 0 | SF Space Heat | 8148 | 0 |  | 0 | 0.40778 | 0 | 0 | 3322.6 | 0 | 0 | 1 | 0 | 0.40778 | 0% | 0 | 3322.6 | 0 | 3322.6 | 0 | 3111.0487 | 0 | 0 | 0.10826 | 0 | 0.10826 | 0 | 0 | 0 | 0 | 0 | 0 | 0 | 0
| E201 | 18230611 | Low Income Weatherization {E} | 10533-8 | LIW: Sealing - Shell - SF - TE | 15 | 0 | SF Space Heat | 67642 | 0.13 |  | 1.74 | 1.74 | 8793.46 | 137987.06 | 137987.06 | 0.04 | 0 | 15 | 0.090506 | 0 | 0.6034% | 2614.6109 | 0 | 45214.909 | 140601.6709 | 42336.0571 | 131649.5046 | 24957.4455 | 0 | 1.3032 | 11459.3191 | 1.3032 | 0 | 11459.3191 | 0 | 11459.3191 | 11459.3191 | 37562.6966 | 0.27068 | 0.28532
| E201 | 18230611 | Low Income Weatherization {E} | 10558-1 | LIW: Insulation - Water Heater Pipe - MH - SH | 1 | 0 |  | 2 | 0 |  | 0 | 19.98 | 0 | 0 | 39.96 | 0 | 0 | 1 | 0 | 19.98 | 0% | 0 | 39.96 | 0 | 39.96 | 0 | 37.4157 | 0 | 0 | #N/A | #N/A | #N/A | #N/A | #N/A | #N/A | #N/A | 0 | 0 | 0 | 0
| E201 | 18230611 | Low Income Weatherization {E} | 10559-5 | LIW: Insulation - Water Heater Pipe - MH - TE | 15 | 0 | Res Water Heat | 67 | 20.68 |  | 26.4 | 26.4 | 1385.56 | 5379.81 | 5379.81 | 17.0192 | 0 | 15 | 0.014261 | 0 | 0.09507% | 411.9767 | 0 | 7124.3821 | 5791.7867 | 6670.7698 | 5423.0212 | 10518.1085 | 0 | 1.1106 | 1538.7867 | 1.1106 | 0 | 1538.7867 | 0 | 1538.7867 | 1538.7867 | 12210.7738 | 0.23068 | 2.2517
| E201 | 18230611 | Low Income Weatherization {E} | 10561-1 | LIW: Insulation - Water Heater Pipe - SF - SH | 1 | 0 | SF Space Heat | 11 | 0 |  | 0 | 55.0509 | 0 | 0 | 605.56 | 0 | 0 | 1 | 0 | 55.0509 | 0% | 0 | 605.56 | 0 | 605.56 | 0 | 567.0037 | 0 | 0 | 0.10826 | 0 | 0.10826 | 0 | 0 | 0 | 0 | 0 | 0 | 0 | 0
| E201 | 18230611 | Low Income Weatherization {E} | 10562-5 | LIW: Insulation - Water Heater Pipe - SF - TE | 15 | 0 | Res Water Heat | 45 | 20.68 |  | 26.4 | 26.4 | 930.6 | 9452.4 | 9452.4 | 17.0184 | 0 | 15 | 0.0095781 | 0 | 0.06385% | 276.7007 | 0 | 4785.0328 | 9729.1007 | 4480.3678 | 9109.6449 | 7064.0691 | 0 | 1.1106 | 1033.5135 | 1.1106 | 0 | 1033.5135 | 0 | 1033.5135 | 1033.5135 | 8200.9339 | 0.23068 | 0.90025
| E201 | 18230611 | Low Income Weatherization {E} | 10568-1 | LIW: Repair - Water Heater - SF - SH | 1 | 0 |  | 1 | 0 |  | 0 | 0 | 0 | 0 | 0 | 0 | 0 | 1 | 0 | 0 | 0% | 0 | 0 | 0 | 0 | 0 | 0 | 0 | 0 | #N/A | #N/A | #N/A | #N/A | #N/A | #N/A | #N/A | 0 | 0 | 0 | #DIV/0!
| E201 | 18230611 | Low Income Weatherization {E} | 10569-1 | LIW: Repair - Water Heater - SF - TE | 1 | 0 |  | 1 | 0 |  | 1118.86 | 1118.86 | 0 | 1118.86 | 1118.86 |  |  | 1 | 0 | 0 | 0% | 0 | 0 | 0 | 1118.86 | 0 | 1047.6217 | 0 | 0 | #N/A | #N/A | #N/A | #N/A | #N/A | #N/A | #N/A | 0 | 0 | 0 | 0
| E201 | 18230611 | Low Income Weatherization {E} | 10572-1 | LIW: Water Heater - Replacement - MH - SH | 1 | 0 |  | 3 | 0 |  | 0 | 4109.3733 | 0 | 0 | 12328.12 | 0 | 0 | 1 | 0 | 4109.3733 | 0% | 0 | 12328.12 | 0 | 12328.12 | 0 | 11543.1835 | 0 | 0 | #N/A | #N/A | #N/A | #N/A | #N/A | #N/A | #N/A | 0 | 0 | 0 | 0
| E201 | 18230611 | Low Income Weatherization {E} | 10574-1 | LIW: Water Heater - Replacement - SF - SH | 1 | 0 |  | 3 | 0 |  | 0 | 3719.5133 | 0 | 0 | 11158.54 | 0 | 0 | 1 | 0 | 3719.5133 | 0% | 0 | 11158.54 | 0 | 11158.54 | 0 | 10448.0712 | 0 | 0 | #N/A | #N/A | #N/A | #N/A | #N/A | #N/A | #N/A | 0 | 0 | 0 | 0
| E201 | 18230611 | Low Income Weatherization {E} | 10579-1 | LIW: Water Heater - Wrap - MH - TE | 1 | 0 |  | 3 | 0 |  | 318.9167 | 318.9167 | 0 | 956.75 | 956.75 |  |  | 1 | 0 | 0 | 0% | 0 | 0 | 0 | 956.75 | 0 | 895.8333 | 0 | 0 | #N/A | #N/A | #N/A | #N/A | #N/A | #N/A | #N/A | 0 | 0 | 0 | 0
| E201 | 18230611 | Low Income Weatherization {E} | 10580-1 | LIW: Water Heater - Wrap - SF - SH | 1 | 0 |  | 2 | 0 |  | 0 | 195.665 | 0 | 0 | 391.33 | 0 | 0 | 1 | 0 | 195.665 | 0% | 0 | 391.33 | 0 | 391.33 | 0 | 366.4139 | 0 | 0 | #N/A | #N/A | #N/A | #N/A | #N/A | #N/A | #N/A | 0 | 0 | 0 | 0
| E201 | 18230611 | Low Income Weatherization {E} | 10581-1 | LIW: Water Heater - Wrap - SF - TE | 1 | 0 |  | 2 | 0 |  | 424.48 | 424.48 | 0 | 848.96 | 848.96 |  |  | 1 | 0 | 0 | 0% | 0 | 0 | 0 | 848.96 | 0 | 794.9064 | 0 | 0 | #N/A | #N/A | #N/A | #N/A | #N/A | #N/A | #N/A | 0 | 0 | 0 | 0
| E201 | 18230611 | Low Income Weatherization {E} | 10589-6 | LIW: Windows - DP to DP - MH - TE | 25 | 0 | SF Space Heat | 169 | 6.71 |  | 25.34 | 25.34 | 1133.99 | 5567.2 | 5567.2 | 4.67 | 0 | 25 | 0.019452 | 0 | 0.07781% | 337.1759 | 0 | 5830.8396 | 5904.3759 | 5459.5876 | 5528.4418 | 9365.4706 | 0 | 1.9456 | 2206.2422 | 1.9456 | 0 | 2206.2422 | 0 | 2206.2422 | 2206.2422 | 11792.337 | 0.4041 | 2.133
| E201 | 18230611 | Low Income Weatherization {E} | 10591-7 | LIW: Windows - DP to DP - SF - TE | 45 | 0 | SF Space Heat | 60 | 2.6 |  | 30.86 | 30.86 | 156 | 1029.6 | 1029.6 | 0.16 | 0 | 45 | 0.0048169 | 0 | 0.0107% | 46.3844 | 0 | 802.1332 | 1075.9844 | 751.061 | 1007.476 | 133.8641 | 0 | 3.2695 | 510.0467 | 3.2695 | 0 | 510.0467 | 0 | 510.0467 | 510.0467 | 694.9155 | 0.6791 | 0.68976
| E201 | 18230611 | Low Income Weatherization {E} | 10595-7 | LIW: Windows - SP to DP - MH - TE | 25 | 0 | SF Space Heat | 875 | 16.54 |  | 25.34 | 25.34 | 14472.5 | 30545.82 | 30545.82 | 2.64 | 0 | 25 | 0.24826 | 0 | 0.993% | 4303.1931 | 0 | 74415.8466 | 34849.0131 | 69677.759 | 32630.1621 | 27411.8281 | 0 | 1.9456 | 28157.0737 | 1.9456 | 0 | 28157.0737 | 0 | 28157.0737 | 28157.0737 | 58384.6092 | 0.4041 | 1.7893
| E201 | 18230611 | Low Income Weatherization {E} | 10596-2 | LIW: Windows - SP to DP - SF - SH | 1 | 0 |  | 537 | 0 |  | 0 | 0 | 0 | 0 | 0 | 0 | 0 | 1 | 0 | 0 | 0% | 0 | 0 | 0 | 0 | 0 | 0 | 0 | 0 | #N/A | #N/A | #N/A | #N/A | #N/A | #N/A | #N/A | 0 | 0 | 0 | #DIV/0!
| E201 | 18230611 | Low Income Weatherization {E} | 10597-7 | LIW: Windows - SP to DP - SF - TE | 45 | 0 | SF Space Heat | 154 | 3.98 |  | 30.86 | 30.86 | 612.92 | 6178.17 | 6178.17 | 0.50066 | 0 | 45 | 0.018925 | 0 | 0.04206% | 182.2431 | 0 | 3151.5606 | 6360.4131 | 2950.8994 | 5955.443 | 1075.1286 | 0 | 3.2695 | 2003.9605 | 3.2695 | 0 | 2003.9605 | 0 | 2003.9605 | 2003.9605 | 3279.4851 | 0.6791 | 0.55067
| E201 | 18230611 | Low Income Weatherization {E} | 10631-6 | LIW: Insulation - Attic - R0 to R49 - MF - TE | 45 | 0 | MF Space Heat | 9105 | 0.95 |  | 2.82 | 2.82 | 8649.75 | 33378.93 | 33378.93 | 0.10374 | 0 | 45 | 0.26708 | 0 | 0.5935% | 2571.8808 | 0 | 44475.9696 | 35950.8108 | 41644.1662 | 33661.8078 | 13171.3136 | 0 | 2.9503 | 25519.0135 | 2.9503 | 0 | 25519.0135 | 0 | 25519.0135 | 25519.0135 | 41242.2284 | 0.61279 | 1.2252
| E201 | 18230611 | Low Income Weatherization {E} | 10633-1 | LIW: Insulation - Attic - R0 to R49 - SF - SH | 1 | 0 | SF Space Heat | 12592 | 0 |  | 0 | 0.1051 | 0 | 0 | 1323.47 | 0 | 0 | 1 | 0 | 0.1051 | 0% | 0 | 1323.47 | 0 | 1323.47 | 0 | 1239.2041 | 0 | 0 | 0.10826 | 0 | 0.10826 | 0 | 0 | 0 | 0 | 0 | 0 | 0 | 0
| E201 | 18230611 | Low Income Weatherization {E} | 10634-6 | LIW: Insulation - Attic - R0 to R49 - SF - TE | 45 | 0 | SF Space Heat | 26495 | 1.37 |  | 2.82 | 2.82 | 36298.15 | 105466.49 | 105466.49 | 0.17 | 0 | 45 | 1.1208 | 0 | 2.491% | 10792.7413 | 0 | 186640.7022 | 116259.2313 | 174757.2118 | 108856.9581 | 62806.6829 | 0 | 3.2695 | 118677.8988 | 3.2695 | 0 | 118677.8988 | 0 | 118677.8988 | 118677.8988 | 193352.3716 | 0.6791 | 1.7762
| E201 | 18230611 | Low Income Weatherization {E} | 10636-1 | LIW: Insulation - Attic - R11 to R49 - SF - SH | 1 | 0 | SF Space Heat | 5186 | 0 |  | 0 | 0 | 0 | 0 | 0 | 0 | 0 | 1 | 0 | 0 | 0% | 0 | 0 | 0 | 0 | 0 | 0 | 0 | 0 | 0.10826 | 0 | 0.10826 | 0 | 0 | 0 | 0 | 0 | 0 | 0 | #DIV/0!
| E201 | 18230611 | Low Income Weatherization {E} | 10637-7 | LIW: Insulation - Attic - R11 to R49 - SF - TE | 45 | 0 | SF Space Heat | 33095 | 0.38 |  | 2.4 | 2.4 | 12576.1 | 108062.43 | 108062.43 | 0.1 | 0 | 45 | 0.38832 | 0 | 0.8629% | 3739.3254 | 0 | 64664.7869 | 111801.7554 | 60547.5533 | 104683.2916 | 46148.2671 | 0 | 3.2695 | 41117.9391 | 3.2695 | 0 | 41117.9391 | 0 | 41117.9391 | 41117.9391 | 91378.0001 | 0.6791 | 0.8729
| E201 | 18230611 | Low Income Weatherization {E} | 10640-5 | LIW: Insulation - Attic - R19 to R49 - MF - TE | 45 | 0 | MF Space Heat | 17594 | 0.28 |  | 2.1 | 2.1 | 4926.32 | 48031.62 | 48031.62 | 0.05 | 0 | 45 | 0.15211 | 0 | 0.338% | 1464.7715 | 0 | 25330.5423 | 49496.3915 | 23717.7362 | 46344.9359 | 12266.696 | 0 | 2.9503 | 14533.926 | 2.9503 | 0 | 14533.926 | 0 | 14533.926 | 14533.926 | 28254.0147 | 0.61279 | 0.60965
| E201 | 18230611 | Low Income Weatherization {E} | 10681-1 | LIW: Ductless Heat Pump - SIR - MF - TE | 1 | 0 | SF Space Heat | 8 | 1377.625 |  | 2180.9138 | 2180.9138 | 11021 | 17447.31 | 17447.31 | 0 | 0 | 1 | 0.0075622 | 0 | 0.7562% | 3276.9384 | 0 | 56668.6506 | 20724.2484 | 53060.5343 | 19404.727 | 0 | 0 | 0.10826 | 1193.1827 | 0.10826 | 0 | 1193.1827 | 0 | 1193.1827 | 1193.1827 | 1312.5009 | 0.022487 | 0.067638
| E201 | 18230611 | Low Income Weatherization {E} | 10683-2 | LIW: Ventilation - Energy Recovery - SIR - MF - TE | 1 | 0 | MF Space Heat | 1 | 3517 |  | 3808.94 | 3808.94 | 3517 | 3808.94 | 3808.94 | 0 | 0 | 1 | 0.0024132 | 0 | 0.2413% | 1045.7302 | 0 | 18083.9891 | 4854.6702 | 16932.5741 | 4545.5713 | 0 | 0 | 0.10826 | 380.7661 | 0.10826 | 0 | 380.7661 | 0 | 380.7661 | 380.7661 | 418.8427 | 0.022487 | 0.092143
| E201 | 18230611 | Low Income Weatherization {E} | 10684-1 | LIW: Insulation - Slab On Grade - SIR - MF - SH | 1 | 0 |  | 1 | 0 |  | 0 | 10032 | 0 | 0 | 10032 | 0 | 0 | 1 | 0 | 10032 | 0% | 0 | 10032 | 0 | 10032 | 0 | 9393.2584 | 0 | 0 | #N/A | #N/A | #N/A | #N/A | #N/A | #N/A | #N/A | 0 | 0 | 0 | 0
| E201 | 18230611 | Low Income Weatherization {E} | 10685-1 | LIW: Insulation - Slab On Grade - SIR - MF - TE | 45 | 0 | MF Space Heat | 8 | 2335.375 |  | 6497.6763 | 6497.6763 | 18683 | 51981.41 | 51981.41 |  |  | 45 | 0.57688 | 0 | 1.282% | 5555.1257 | 0 | 96065.729 | 57536.5357 | 89949.1844 | 53873.1608 | 0 | 0 | 2.9503 | 55119.712 | 2.9503 | 0 | 55119.712 | 0 | 55119.712 | 55119.712 | 60631.6832 | 0.61279 | 1.1255
| E201 | 18230611 | Low Income Weatherization {E} | 10688-1 | LIW: Sealing - Air - Package - 20 plus - SIR - MF - SH | 1 | 0 |  | 1 | 0 |  | 0 | 20000.67 | 0 | 0 | 20000.67 | 0 | 0 | 1 | 0 | 20000.67 | 0% | 0 | 20000.67 | 0 | 20000.67 | 0 | 18727.2191 | 0 | 0 | #N/A | #N/A | #N/A | #N/A | #N/A | #N/A | #N/A | 0 | 0 | 0 | 0
| E201 | 18230611 | Low Income Weatherization {E} | 10689-2 | LIW: Sealing - Air - Package - 20 plus - SIR - MF - TE | 30 | 0 | MF Space Heat | 4 | 2212.75 |  | 39884.0075 | 39884.0075 | 8851 | 159536.03 | 159536.03 | 0 | 0 | 30 | 0.1822 | 0 | 0.6073% | 2631.7196 | 0 | 45510.7727 | 162167.7496 | 42613.0831 | 151842.4622 | 0 | 0 | 2.0371 | 18029.9568 | 2.0371 | 0 | 18029.9568 | 0 | 18029.9568 | 18029.9568 | 19832.9525 | 0.42311 | 0.13062
| E201 | 18230611 | Low Income Weatherization {E} | 10689-2 | LIW: Sealing - Air - Package - 20 plus - SIR - MF – TE | 30 | 0 | MF Space Heat | 50 | 619.02 |  | 0 | 0 | 30951 | 0 | 0 | 0 | 0 | 30 | 0.63712 | 0 | 2.124% | 9202.8419 | 0 | 159146.3029 | 9202.8419 | 149013.3922 | 8616.8932 | 0 | 0 | 2.0371 | 63048.8298 | 2.0371 | 0 | 63048.8298 | 0 | 63048.8298 | 63048.8298 | 69353.7128 | 0.42311 | 8.0486
| E201 | 18230611 | Low Income Weatherization {E} | 10691-5 | LIW: Ductless Heat Pump - MF - TE | 15 | 0 | MF Heat Pump | 124 | 1300 |  | 5120 | 5120 | 161200 | 825344 | 825344 | 125.13 | 0 | 15 | 1.6591 | 0 | 11.06% | 47930.539 | 0 | 828870.926 | 873274.539 | 776096.3727 | 817672.7894 | 143122.1429 | 0 | 1.3072 | 210719.7665 | 1.3072 | 0 | 210719.7665 | 0 | 210719.7665 | 210719.7665 | 374913.8861 | 0.27151 | 0.45851
| E201 | 18230611 | Low Income Weatherization {E} | 12220-6 | LIW: Insulation - Attic - R0 to R22 - MH - TE | 25 | 0 | SF Space Heat | 20395 | 0.68 |  | 2.05 | 2.05 | 13868.6 | 52498.61 | 52498.61 | 0.16 | 0 | 25 | 0.2379 | 0 | 0.9516% | 4123.632 | 0 | 71310.6658 | 56622.242 | 66770.2863 | 53017.0805 | 38723.0638 | 0 | 1.9456 | 26982.1518 | 1.9456 | 0 | 26982.1518 | 0 | 26982.1518 | 26982.1518 | 68403.4308 | 0.4041 | 1.2902
| E201 | 18230611 | Low Income Weatherization {E} | 12221-1 | LIW: Lighting - SIR - MF - TE | 12 | 0 | Res Lighting | 3 | 459.3333 |  | 650 | 650 | 1378 | 1950 | 1950 |  |  | 12 | 0.011346 | 0 | 0.09455% | 409.7288 | 0 | 7085.5095 | 2359.7288 | 6634.3722 | 2209.4839 | 0 | 0 | 0.94161 | 1297.5327 | 0.94161 | 0 | 1297.5327 | 0 | 1297.5327 | 1297.5327 | 1427.286 | 0.19558 | 0.64598
| E201 | 18230611 | Low Income Weatherization {E} | 12414-4 | LIW: Thermostat - ESS - MF - TE | 7 | 0 | MF Space Heat | 116 | 95 |  | 464 | 464 | 11020 | 69971.2 | 69971.2 | 7.59 | 0 | 7 | 0.05293 | 0 | 0.7561% | 3276.6411 | 0 | 56663.5087 | 73247.8411 | 53055.7198 | 68584.1209 | 4778.2109 | 0 | 0.67292 | 7415.5742 | 0.67292 | 0 | 7415.5742 | 0 | 7415.5742 | 7415.5742 | 12935.3425 | 0.13977 | 0.18861
| E201 | 18230611 | Low Income Weatherization {E} | 12417-4 | LIW: Thermostat - ESS - MH - TE | 7 | 0 | SF Space Heat | 1 | 245 |  | 464 | 464 | 245 | 408.59 | 408.59 | 29.47 | 0 | 7 | 0.0011768 | 0 | 0.01681% | 72.8473 | 0 | 1259.7604 | 481.4373 | 1179.5509 | 450.784 | 159.9358 | 0 | 0.67292 | 164.8653 | 0.67292 | 0 | 164.8653 | 0 | 164.8653 | 164.8653 | 341.2876 | 0.13977 | 0.7571
| E201 | 18230611 | Low Income Weatherization {E} | 12722-4 | LIW: Water Heater - Storage - Energy Star - SF - TG | 13 | 0 | Res Water Heat | 3 | 6 |  | 0 | 0 | 18 | 0 | 0 |  | 0 | 13 | 0.00016056 | 0 | 0.001235% | 5.352 | 0 | 92.5538 | 5.352 | 86.6609 | 5.0113 | 0 | 0 | 0.99115 | 17.8407 | 0.99115 | 0 | 17.8407 | 0 | 17.8407 | 17.8407 | 19.6248 | 0.20587 | 3.9161
| E201 | 18230611 | Low Income Weatherization {E} | 12723-1 | LIW: Water Heater - Storage - Energy Star - SF - SH | 1 | 0 | Res Water Heat | 1 | 6 |  | 0 | 0 | 6 | 0 | 0 | 0 | 0 | 1 | 4.117e-06 | 0 | 0.0004117% | 1.784 | 0 | 30.8513 | 1.784 | 28.887 | 1.6704 | 0 | 0 | 0.089328 | 0.53597 | 0.089328 | 0 | 0.53597 | 0 | 0.53597 | 0.53597 | 0.58956 | 0.018554 | 0.35294
| E201 | 18230611 | Low Income Weatherization {E} | 12728-4 | LIW: Water Heater - Tankless - Energy Star - SF - TG | 20 | 0 | Res Water Heat | 9 | -23 |  | 0 | 0 | -207 | 0 | 0 |  | 0 | 20 | -0.0028407 | 0 | -0.0142% | -61.5485 | 0 | -1064.369 | -61.5485 | -996.6002 | -57.6297 | 0 | 0 | 1.3943 | -288.6254 | 1.3943 | 0 | -288.6254 | 0 | -288.6254 | -288.6254 | -317.488 | 0.28961 | 5.5091
| E201 | 18230611 | Low Income Weatherization {E} | 12819-1 | LIW: Heat Pump - MH - SH | 1 | 0 |  | 1 |  |  | 0 | 3072 | 0 | 0 | 3072 | 0 | 0 | 1 | 0 | 3072 | 0% | 0 | 3072 | 0 | 3072 | 0 | 2876.4045 | 0 | 0 | #N/A | #N/A | #N/A | #N/A | #N/A | #N/A | #N/A | 0 | 0 | 0 | 0
| E201 | 18230611 | Low Income Weatherization {E} | 12820-4 | LIW: Heat Pump - MH - TE | 10 | 8 | SF Heat Pump | 28 | 3988.1 | 2991.08 | 7963 | 7963 | 111666.8 | 306616.98 | 306616.98 | 840.19 | 0 | 18 | 1.3792 | 0 | 7.662% | 33202.5429 | 0 | 574177.1955 | 339819.5229 | 537619.0969 | 318183.0739 | 240097.6172 | 0 | 0.93611 | 104532.9635 | 1.5099 | 126458.2406 | 230991.2041 | 78399.8537 | 152591.3504 | 152591.3504 | 407948.1026 | 0.28383 | 1.2821
| E201 | 18230611 | Low Income Weatherization {E} | 12821-1 | LIW: Heat Pump - SF - SH | 1 | 0 |  | 4 |  |  | 0 | 4516.4975 | 0 | 0 | 18065.99 | 0 | 0 | 1 | 0 | 4516.4975 | 0% | 0 | 18065.99 | 0 | 18065.99 | 0 | 16915.721 | 0 | 0 | #N/A | #N/A | #N/A | #N/A | #N/A | #N/A | #N/A | 0 | 0 | 0 | 0
| E201 | 18230611 | Low Income Weatherization {E} | 12822-4 | LIW: Heat Pump - SF - TE | 10 | 8 | SF Heat Pump | 13 | 4267.75 | 3200.82 | 8815 | 8815 | 55480.75 | 151904.2 | 151904.2 | 706.52 | 0 | 18 | 0.68524 | 0 | 3.807% | 16496.416 | 0 | 285275.3141 | 168400.616 | 267111.7173 | 157678.4794 | 93738.9583 | 0 | 0.93611 | 51936.3608 | 1.5099 | 62829.8003 | 114766.1611 | 38952.3619 | 75813.7992 | 75813.7992 | 177134.1374 | 0.28383 | 1.1234
| E201 | 18230611 | Low Income Weatherization {E} | 12897-1 | LIW: Personal Protective Equipment - SF - TE | 1 | 0 |  | 17 | 0 |  | 197.4482 | 197.4482 | 0 | 3356.62 | 3356.62 | 0 | 0 | 1 | 0 | 0 | 0% | 0 | 0 | 0 | 3356.62 | 0 | 3142.9026 | 0 | 0 | #N/A | #N/A | #N/A | #N/A | #N/A | #N/A | #N/A | 0 | 0 | 0 | 0
| E201 | 18230611 | Low Income Weatherization {E} | 12899-1 | LIW: Personal Protective Equipment - MH - TE | 1 | 0 |  | 22 | 0 |  | 179.1345 | 179.1345 | 0 | 3940.96 | 3940.96 | 0 | 0 | 1 | 0 | 0 | 0% | 0 | 0 | 0 | 3940.96 | 0 | 3690.0375 | 0 | 0 | #N/A | #N/A | #N/A | #N/A | #N/A | #N/A | #N/A | 0 | 0 | 0 | 0
| E201 | 18230611 | Low Income Weatherization {E} | 12958-1 | LIW: Program Support - SF- SH | 1 | 0 |  | 0 |  |  | #DIV/0! | #DIV/0! | 0 | 0 | 8601.13 | 0 | 0 | 1 | 0 | #DIV/0! | 0% | 0 | 8601.13 | 0 | 8601.13 | 0 | 8053.4925 | 0 | 0 | #N/A | #N/A | #N/A | #N/A | #N/A | #N/A | #N/A | 0 | 0 | 0 | 0
| E201 | 18230611 | Low Income Weatherization {E} | 13009-1 | LIW: Sealing - Air - SIR - MF - TE | 1 | 0 | SF Space Heat | 1 | 11701 |  | 3014.54 | 3014.54 | 11701 | 3014.54 | 3014.54 | 0 | 0 | 1 | 0.0080288 | 0 | 0.8029% | 3479.1268 | 0 | 60165.1284 | 6493.6668 | 56334.3899 | 6080.2123 | 0 | 0 | 0.10826 | 1266.8025 | 0.10826 | 0 | 1266.8025 | 0 | 1266.8025 | 1266.8025 | 1393.4827 | 0.022487 | 0.22918
| E201 | 18230611 | Low Income Weatherization {E} | 13297-1 | LIW: Repair and Maintenance - HVAC - MH - TE | 1 | 0 |  | 4 | 0 |  | 625.2725 | 625.2725 | 0 | 2501.09 | 2501.09 | 0 | 0 | 1 | 0 | 0 | 0% | 0 | 0 | 0 | 2501.09 | 0 | 2341.8446 | 0 | 0 | #N/A | #N/A | #N/A | #N/A | #N/A | #N/A | #N/A | 0 | 0 | 0 | 0
| E201 | 18230611 | Low Income Weatherization {E} | 13298-1 | LIW: Repair and Maintenance - HVAC - SF - SH | 1 | 0 |  | 3 |  |  | 0 | 0 | 0 | 0 | 0 | 0 | 0 | 1 | 0 | 0 | 0% | 0 | 0 | 0 | 0 | 0 | 0 | 0 | 0 | #N/A | #N/A | #N/A | #N/A | #N/A | #N/A | #N/A | 0 | 0 | 0 | #DIV/0!
| E201 | 18230611 | Low Income Weatherization {E} | 13299-1 | LIW: Repair and Maintenance - HVAC - SF - TE | 1 | 0 |  | 4 | 0 |  | 474.2275 | 474.2275 | 0 | 1896.91 | 1896.91 | 0 | 0 | 1 | 0 | 0 | 0% | 0 | 0 | 0 | 1896.91 | 0 | 1776.133 | 0 | 0 | #N/A | #N/A | #N/A | #N/A | #N/A | #N/A | #N/A | 0 | 0 | 0 | 0
| E201 | 18230611 | Low Income Weatherization {E} | 13300-1 | LIW: Repair and Maintenance - HVAC - MH - SH | 1 | 0 |  | 3 |  |  | 0 | 140.5333 | 0 | 0 | 421.6 | 0 | 0 | 1 | 0 | 140.5333 | 0% | 0 | 421.6 | 0 | 421.6 | 0 | 394.7566 | 0 | 0 | #N/A | #N/A | #N/A | #N/A | #N/A | #N/A | #N/A | 0 | 0 | 0 | 0
| E201 | 18230611 | Low Income Weatherization {E} | 13334-1 | LIW: Insulation - SIR - MF - SH | 1 | 0 |  | 1 |  |  | 0 | 4920 | 0 | 0 | 4920 | 0 | 0 | 1 | 0 | 4920 | 0% | 0 | 4920 | 0 | 4920 | 0 | 4606.7416 | 0 | 0 | #N/A | #N/A | #N/A | #N/A | #N/A | #N/A | #N/A | 0 | 0 | 0 | 0
| E201 | 18230611 | Low Income Weatherization {E} | 13967-1 | Program Support - Res - LI | 1 | 0 |  | -1 |  |  | 19681.61 | 19681.61 | 0 | -19681.61 | -19681.61 | 0 | 0 | 1 | 0 | 0 | 0% | 0 | 0 | 0 | -19681.61 | 0 | -18428.4738 | 0 | 0 | #N/A | #N/A | #N/A | #N/A | #N/A | #N/A | #N/A | 0 | 0 | 0 | 0
| E201 | 18230611 | Low Income Weatherization {E} | [15 empty] | 0 | 0 | 0 | 0% | 0 | 0 | 0 | 0 | 0 | 0 | 0 | 0 | #N/A | #N/A | #N/A | #N/A | #N/A | #N/A | #N/A | 0 | 0 | 0 | #DIV/0!
| E201 | 18230611 | Low Income Weatherization {E} | [15 empty] | 0 | 0 | 0 | 0% | 0 | 0 | 0 | 0 | 0 | 0 | 0 | 0 | #N/A | #N/A | #N/A | #N/A | #N/A | #N/A | #N/A | 0 | 0 | 0 | #DIV/0!
| E201 | 18230611 | Low Income Weatherization {E} | [15 empty] | 0 | 0 | 0 | 0% | 0 | 0 | 0 | 0 | 0 | 0 | 0 | 0 | #N/A | #N/A | #N/A | #N/A | #N/A | #N/A | #N/A | 0 | 0 | 0 | #DIV/0!
| E201 | 18230611 | Low Income Weatherization {E} | [15 empty] | 0 | 0 | 0 | 0% | 0 | 0 | 0 | 0 | 0 | 0 | 0 | 0 | #N/A | #N/A | #N/A | #N/A | #N/A | #N/A | #N/A | 0 | 0 | 0 | #DIV/0!
| E201 | 18230611 | Low Income Weatherization {E} | [15 empty] | 0 | 0 | 0 | 0% | 0 | 0 | 0 | 0 | 0 | 0 | 0 | 0 | #N/A | #N/A | #N/A | #N/A | #N/A | #N/A | #N/A | 0 | 0 | 0 | #DIV/0!
| E201 | 18230611 | Low Income Weatherization {E} | [15 empty] | 0 | 0 | 0 | 0% | 0 | 0 | 0 | 0 | 0 | 0 | 0 | 0 | #N/A | #N/A | #N/A | #N/A | #N/A | #N/A | #N/A | 0 | 0 | 0 | #DIV/0!
| E201 | 18230611 | Low Income Weatherization {E} | [15 empty] | 0 | 0 | 0 | 0% | 0 | 0 | 0 | 0 | 0 | 0 | 0 | 0 | #N/A | #N/A | #N/A | #N/A | #N/A | #N/A | #N/A | 0 | 0 | 0 | #DIV/0!
| E201 | 18230611 | Low Income Weatherization {E} | [15 empty] | 0 | 0 | 0 | 0% | 0 | 0 | 0 | 0 | 0 | 0 | 0 | 0 | #N/A | #N/A | #N/A | #N/A | #N/A | #N/A | #N/A | 0 | 0 | 0 | #DIV/0!
| E201 | 18230611 | Low Income Weatherization {E} | [15 empty] | 0 | 0 | 0 | 0% | 0 | 0 | 0 | 0 | 0 | 0 | 0 | 0 | #N/A | #N/A | #N/A | #N/A | #N/A | #N/A | #N/A | 0 | 0 | 0 | #DIV/0!
| E201 | 18230611 | Low Income Weatherization {E} | [15 empty] | 0 | 0 | 0 | 0% | 0 | 0 | 0 | 0 | 0 | 0 | 0 | 0 | #N/A | #N/A | #N/A | #N/A | #N/A | #N/A | #N/A | 0 | 0 | 0 | #DIV/0!
| E201 | 18230611 | Low Income Weatherization {E} | [15 empty] | 0 | 0 | 0 | 0% | 0 | 0 | 0 | 0 | 0 | 0 | 0 | 0 | #N/A | #N/A | #N/A | #N/A | #N/A | #N/A | #N/A | 0 | 0 | 0 | #DIV/0!
| E201 | 18230611 | Low Income Weatherization {E} | [15 empty] | 0 | 0 | 0 | 0% | 0 | 0 | 0 | 0 | 0 | 0 | 0 | 0 | #N/A | #N/A | #N/A | #N/A | #N/A | #N/A | #N/A | 0 | 0 | 0 | #DIV/0!
| E201 | 18230611 | Low Income Weatherization {E} | [15 empty] | 0 | 0 | 0 | 0% | 0 | 0 | 0 | 0 | 0 | 0 | 0 | 0 | #N/A | #N/A | #N/A | #N/A | #N/A | #N/A | #N/A | 0 | 0 | 0 | #DIV/0!
| E201 | 18230611 | Low Income Weatherization {E} | [15 empty] | 0 | 0 | 0 | 0% | 0 | 0 | 0 | 0 | 0 | 0 | 0 | 0 | #N/A | #N/A | #N/A | #N/A | #N/A | #N/A | #N/A | 0 | 0 | 0 | #DIV/0!
| E201 | 18230611 | Low Income Weatherization {E} | [15 empty] | 0 | 0 | 0 | 0% | 0 | 0 | 0 | 0 | 0 | 0 | 0 | 0 | #N/A | #N/A | #N/A | #N/A | #N/A | #N/A | #N/A | 0 | 0 | 0 | #DIV/0!
| E201 | 18230611 | Low Income Weatherization {E} | [15 empty] | 0 | 0 | 0 | 0% | 0 | 0 | 0 | 0 | 0 | 0 | 0 | 0 | #N/A | #N/A | #N/A | #N/A | #N/A | #N/A | #N/A | 0 | 0 | 0 | #DIV/0!
| E201 | 18230611 | Low Income Weatherization {E} | [15 empty] | 0 | 0 | 0 | 0% | 0 | 0 | 0 | 0 | 0 | 0 | 0 | 0 | #N/A | #N/A | #N/A | #N/A | #N/A | #N/A | #N/A | 0 | 0 | 0 | #DIV/0!
| E201 | 18230611 | Low Income Weatherization {E} | [15 empty] | 0 | 0 | 0 | 0% | 0 | 0 | 0 | 0 | 0 | 0 | 0 | 0 | #N/A | #N/A | #N/A | #N/A | #N/A | #N/A | #N/A | 0 | 0 | 0 | #DIV/0!
| E201 | 18230611 | Low Income Weatherization {E} | [15 empty] | 0 | 0 | 0 | 0% | 0 | 0 | 0 | 0 | 0 | 0 | 0 | 0 | #N/A | #N/A | #N/A | #N/A | #N/A | #N/A | #N/A | 0 | 0 | 0 | #DIV/0!
| E201 | 18230611 | Low Income Weatherization {E} | [15 empty] | 0 | 0 | 0 | 0% | 0 | 0 | 0 | 0 | 0 | 0 | 0 | 0 | #N/A | #N/A | #N/A | #N/A | #N/A | #N/A | #N/A | 0 | 0 | 0 | #DIV/0!
| E201 | 18230611 | Low Income Weatherization {E} | [15 empty] | 0 | 0 | 0 | 0% | 0 | 0 | 0 | 0 | 0 | 0 | 0 | 0 | #N/A | #N/A | #N/A | #N/A | #N/A | #N/A | #N/A | 0 | 0 | 0 | #DIV/0!
| E201 | 18230611 | Low Income Weatherization {E} | [15 empty] | 0 | 0 | 0 | 0% | 0 | 0 | 0 | 0 | 0 | 0 | 0 | 0 | #N/A | #N/A | #N/A | #N/A | #N/A | #N/A | #N/A | 0 | 0 | 0 | #DIV/0!
| E201 | 18230611 | Low Income Weatherization {E} | [15 empty] | 0 | 0 | 0 | 0% | 0 | 0 | 0 | 0 | 0 | 0 | 0 | 0 | #N/A | #N/A | #N/A | #N/A | #N/A | #N/A | #N/A | 0 | 0 | 0 | #DIV/0!
| E201 | 18230611 | Low Income Weatherization {E} | [15 empty] | 0 | 0 | 0 | 0% | 0 | 0 | 0 | 0 | 0 | 0 | 0 | 0 | #N/A | #N/A | #N/A | #N/A | #N/A | #N/A | #N/A | 0 | 0 | 0 | #DIV/0!
[19 empty] | 0 | 0 | 0 | 0% | 0 | 0 | 0 | 0 | 0 | 0 | 0 | 0 | #N/A | #N/A | #N/A | #N/A | #N/A | #N/A | #N/A | 0 | 0 | 0 | #DIV/0!
[19 empty] | 0 | 0 | 0 | 0% | 0 | 0 | 0 | 0 | 0 | 0 | 0 | 0 | #N/A | #N/A | #N/A | #N/A | #N/A | #N/A | #N/A | 0 | 0 | 0 | #DIV/0!
[19 empty] | 0 | 0 | 0 | 0% | 0 | 0 | 0 | 0 | 0 | 0 | 0 | 0 | #N/A | #N/A | #N/A | #N/A | #N/A | #N/A | #N/A | 0 | 0 | 0 | #DIV/0!
[19 empty] | 0 | 0 | 0 | 0% | 0 | 0 | 0 | 0 | 0 | 0 | 0 | 0 | #N/A | #N/A | #N/A | #N/A | #N/A | #N/A | #N/A | 0 | 0 | 0 | #DIV/0!
[19 empty] | 0 | 0 | 0 | 0% | 0 | 0 | 0 | 0 | 0 | 0 | 0 | 0 | #N/A | #N/A | #N/A | #N/A | #N/A | #N/A | #N/A | 0 | 0 | 0 | #DIV/0!
[19 empty] | 0 | 0 | 0 | 0% | 0 | 0 | 0 | 0 | 0 | 0 | 0 | 0 | #N/A | #N/A | #N/A | #N/A | #N/A | #N/A | #N/A | 0 | 0 | 0 | #DIV/0!
[19 empty] | 0 | 0 | 0 | 0% | 0 | 0 | 0 | 0 | 0 | 0 | 0 | 0 | #N/A | #N/A | #N/A | #N/A | #N/A | #N/A | #N/A | 0 | 0 | 0 | #DIV/0!
[19 empty] | 0 | 0 | 0 | 0% | 0 | 0 | 0 | 0 | 0 | 0 | 0 | 0 | #N/A | #N/A | #N/A | #N/A | #N/A | #N/A | #N/A | 0 | 0 | 0 | #DIV/0!
[19 empty] | 0 | 0 | 0 | 0% | 0 | 0 | 0 | 0 | 0 | 0 | 0 | 0 | #N/A | #N/A | #N/A | #N/A | #N/A | #N/A | #N/A | 0 | 0 | 0 | #DIV/0!
[19 empty] | 0 | 0 | 0 | 0% | 0 | 0 | 0 | 0 | 0 | 0 | 0 | 0 | #N/A | #N/A | #N/A | #N/A | #N/A | #N/A | #N/A | 0 | 0 | 0 | #DIV/0!
[19 empty] | 0 | 0 | 0 | 0% | 0 | 0 | 0 | 0 | 0 | 0 | 0 | 0 | #N/A | #N/A | #N/A | #N/A | #N/A | #N/A | #N/A | 0 | 0 | 0 | #DIV/0!
[19 empty] | 0 | 0 | 0 | 0% | 0 | 0 | 0 | 0 | 0 | 0 | 0 | 0 | #N/A | #N/A | #N/A | #N/A | #N/A | #N/A | #N/A | 0 | 0 | 0 | #DIV/0!
[19 empty] | 0 | 0 | 0 | 0% | 0 | 0 | 0 | 0 | 0 | 0 | 0 | 0 | #N/A | #N/A | #N/A | #N/A | #N/A | #N/A | #N/A | 0 | 0 | 0 | #DIV/0!
[19 empty] | 0 | 0 | 0 | 0% | 0 | 0 | 0 | 0 | 0 | 0 | 0 | 0 | #N/A | #N/A | #N/A | #N/A | #N/A | #N/A | #N/A | 0 | 0 | 0 | #DIV/0!
[19 empty] | 0 | 0 | 0 | 0% | 0 | 0 | 0 | 0 | 0 | 0 | 0 | 0 | #N/A | #N/A | #N/A | #N/A | #N/A | #N/A | #N/A | 0 | 0 | 0 | #DIV/0!
[19 empty] | 0 | 0 | 0 | 0% | 0 | 0 | 0 | 0 | 0 | 0 | 0 | 0 | #N/A | #N/A | #N/A | #N/A | #N/A | #N/A | #N/A | 0 | 0 | 0 | #DIV/0!
[19 empty] | 0 | 0 | 0 | 0% | 0 | 0 | 0 | 0 | 0 | 0 | 0 | 0 | #N/A | #N/A | #N/A | #N/A | #N/A | #N/A | #N/A | 0 | 0 | 0 | #DIV/0!
[19 empty] | 0 | 0 | 0 | 0% | 0 | 0 | 0 | 0 | 0 | 0 | 0 | 0 | #N/A | #N/A | #N/A | #N/A | #N/A | #N/A | #N/A | 0 | 0 | 0 | #DIV/0!
[19 empty] | 0 | 0 | 0 | 0% | 0 | 0 | 0 | 0 | 0 | 0 | 0 | 0 | #N/A | #N/A | #N/A | #N/A | #N/A | #N/A | #N/A | 0 | 0 | 0 | #DIV/0!
[19 empty] | 0 | 0 | 0 | 0% | 0 | 0 | 0 | 0 | 0 | 0 | 0 | 0 | #N/A | #N/A | #N/A | #N/A | #N/A | #N/A | #N/A | 0 | 0 | 0 | #DIV/0!
[19 empty] | 0 | 0 | 0 | 0% | 0 | 0 | 0 | 0 | 0 | 0 | 0 | 0 | #N/A | #N/A | #N/A | #N/A | #N/A | #N/A | #N/A | 0 | 0 | 0 | #DIV/0!
[19 empty] | 0 | 0 | 0 | 0% | 0 | 0 | 0 | 0 | 0 | 0 | 0 | 0 | #N/A | #N/A | #N/A | #N/A | #N/A | #N/A | #N/A | 0 | 0 | 0 | #DIV/0!
[19 empty] | 0 | 0 | 0 | 0% | 0 | 0 | 0 | 0 | 0 | 0 | 0 | 0 | #N/A | #N/A | #N/A | #N/A | #N/A | #N/A | #N/A | 0 | 0 | 0 | #DIV/0!
[19 empty] | 0 | 0 | 0 | 0% | 0 | 0 | 0 | 0 | 0 | 0 | 0 | 0 | #N/A | #N/A | #N/A | #N/A | #N/A | #N/A | #N/A | 0 | 0 | 0 | #DIV/0!
[19 empty] | 0 | 0 | 0 | 0% | 0 | 0 | 0 | 0 | 0 | 0 | 0 | 0 | #N/A | #N/A | #N/A | #N/A | #N/A | #N/A | #N/A | 0 | 0 | 0 | #DIV/0!
[19 empty] | 0 | 0 | 0 | 0% | 0 | 0 | 0 | 0 | 0 | 0 | 0 | 0 | #N/A | #N/A | #N/A | #N/A | #N/A | #N/A | #N/A | 0 | 0 | 0 | #DIV/0!
[19 empty] | 0 | 0 | 0 | 0% | 0 | 0 | 0 | 0 | 0 | 0 | 0 | 0 | #N/A | #N/A | #N/A | #N/A | #N/A | #N/A | #N/A | 0 | 0 | 0 | #DIV/0!
[19 empty] | 0 | 0 | 0 | 0% | 0 | 0 | 0 | 0 | 0 | 0 | 0 | 0 | #N/A | #N/A | #N/A | #N/A | #N/A | #N/A | #N/A | 0 | 0 | 0 | #DIV/0!
[19 empty] | 0 | 0 | 0 | 0% | 0 | 0 | 0 | 0 | 0 | 0 | 0 | 0 | #N/A | #N/A | #N/A | #N/A | #N/A | #N/A | #N/A | 0 | 0 | 0 | #DIV/0!
[19 empty] | 0 | 0 | 0 | 0% | 0 | 0 | 0 | 0 | 0 | 0 | 0 | 0 | #N/A | #N/A | #N/A | #N/A | #N/A | #N/A | #N/A | 0 | 0 | 0 | #DIV/0!
[19 empty] | 0 | 0 | 0 | 0% | 0 | 0 | 0 | 0 | 0 | 0 | 0 | 0 | #N/A | #N/A | #N/A | #N/A | #N/A | #N/A | #N/A | 0 | 0 | 0 | #DIV/0!
[19 empty] | 0 | 0 | 0 | 0% | 0 | 0 | 0 | 0 | 0 | 0 | 0 | 0 | #N/A | #N/A | #N/A | #N/A | #N/A | #N/A | #N/A | 0 | 0 | 0 | #DIV/0!
[19 empty] | 0 | 0 | 0 | 0% | 0 | 0 | 0 | 0 | 0 | 0 | 0 | 0 | #N/A | #N/A | #N/A | #N/A | #N/A | #N/A | #N/A | 0 | 0 | 0 | #DIV/0!
[19 empty] | 0 | 0 | 0 | 0% | 0 | 0 | 0 | 0 | 0 | 0 | 0 | 0 | #N/A | #N/A | #N/A | #N/A | #N/A | #N/A | #N/A | 0 | 0 | 0 | #DIV/0!
[19 empty] | 0 | 0 | 0 | 0% | 0 | 0 | 0 | 0 | 0 | 0 | 0 | 0 | #N/A | #N/A | #N/A | #N/A | #N/A | #N/A | #N/A | 0 | 0 | 0 | #DIV/0!
[19 empty] | 0 | 0 | 0 | 0% | 0 | 0 | 0 | 0 | 0 | 0 | 0 | 0 | #N/A | #N/A | #N/A | #N/A | #N/A | #N/A | #N/A | 0 | 0 | 0 | #DIV/0!
[19 empty] | 0 | 0 | 0 | 0% | 0 | 0 | 0 | 0 | 0 | 0 | 0 | 0 | #N/A | #N/A | #N/A | #N/A | #N/A | #N/A | #N/A | 0 | 0 | 0 | #DIV/0!
[19 empty] | 0 | 0 | 0 | 0% | 0 | 0 | 0 | 0 | 0 | 0 | 0 | 0 | #N/A | #N/A | #N/A | #N/A | #N/A | #N/A | #N/A | 0 | 0 | 0 | #DIV/0!
[19 empty] | 0 | 0 | 0 | 0% | 0 | 0 | 0 | 0 | 0 | 0 | 0 | 0 | #N/A | #N/A | #N/A | #N/A | #N/A | #N/A | #N/A | 0 | 0 | 0 | #DIV/0!
[19 empty] | 0 | 0 | 0 | 0% | 0 | 0 | 0 | 0 | 0 | 0 | 0 | 0 | #N/A | #N/A | #N/A | #N/A | #N/A | #N/A | #N/A | 0 | 0 | 0 | #DIV/0!
[19 empty] | 0 | 0 | 0 | 0% | 0 | 0 | 0 | 0 | 0 | 0 | 0 | 0 | #N/A | #N/A | #N/A | #N/A | #N/A | #N/A | #N/A | 0 | 0 | 0 | #DIV/0!
[19 empty] | 0 | 0 | 0 | 0% | 0 | 0 | 0 | 0 | 0 | 0 | 0 | 0 | #N/A | #N/A | #N/A | #N/A | #N/A | #N/A | #N/A | 0 | 0 | 0 | #DIV/0!
[19 empty] | 0 | 0 | 0 | 0% | 0 | 0 | 0 | 0 | 0 | 0 | 0 | 0 | #N/A | #N/A | #N/A | #N/A | #N/A | #N/A | #N/A | 0 | 0 | 0 | #DIV/0!
[19 empty] | 0 | 0 | 0 | 0% | 0 | 0 | 0 | 0 | 0 | 0 | 0 | 0 | #N/A | #N/A | #N/A | #N/A | #N/A | #N/A | #N/A | 0 | 0 | 0 | #DIV/0!
[19 empty] | 0 | 0 | 0 | 0% | 0 | 0 | 0 | 0 | 0 | 0 | 0 | 0 | #N/A | #N/A | #N/A | #N/A | #N/A | #N/A | #N/A | 0 | 0 | 0 | #DIV/0!
[19 empty] | 0 | 0 | 0 | 0% | 0 | 0 | 0 | 0 | 0 | 0 | 0 | 0 | #N/A | #N/A | #N/A | #N/A | #N/A | #N/A | #N/A | 0 | 0 | 0 | #DIV/0!
[19 empty] | 0 | 0 | 0 | 0% | 0 | 0 | 0 | 0 | 0 | 0 | 0 | 0 | #N/A | #N/A | #N/A | #N/A | #N/A | #N/A | #N/A | 0 | 0 | 0 | #DIV/0!
[19 empty] | 0 | 0 | 0 | 0% | 0 | 0 | 0 | 0 | 0 | 0 | 0 | 0 | #N/A | #N/A | #N/A | #N/A | #N/A | #N/A | #N/A | 0 | 0 | 0 | #DIV/0!
[19 empty] | 0 | 0 | 0 | 0% | 0 | 0 | 0 | 0 | 0 | 0 | 0 | 0 | #N/A | #N/A | #N/A | #N/A | #N/A | #N/A | #N/A | 0 | 0 | 0 | #DIV/0!
[19 empty] | 0 | 0 | 0 | 0% | 0 | 0 | 0 | 0 | 0 | 0 | 0 | 0 | #N/A | #N/A | #N/A | #N/A | #N/A | #N/A | #N/A | 0 | 0 | 0 | #DIV/0!
[19 empty] | 0 | 0 | 0 | 0% | 0 | 0 | 0 | 0 | 0 | 0 | 0 | 0 | #N/A | #N/A | #N/A | #N/A | #N/A | #N/A | #N/A | 0 | 0 | 0 | #DIV/0!
[19 empty] | 0 | 0 | 0 | 0% | 0 | 0 | 0 | 0 | 0 | 0 | 0 | 0 | #N/A | #N/A | #N/A | #N/A | #N/A | #N/A | #N/A | 0 | 0 | 0 | #DIV/0!
[19 empty] | 0 | 0 | 0 | 0% | 0 | 0 | 0 | 0 | 0 | 0 | 0 | 0 | #N/A | #N/A | #N/A | #N/A | #N/A | #N/A | #N/A | 0 | 0 | 0 | #DIV/0!
[19 empty] | 0 | 0 | 0 | 0% | 0 | 0 | 0 | 0 | 0 | 0 | 0 | 0 | #N/A | #N/A | #N/A | #N/A | #N/A | #N/A | #N/A | 0 | 0 | 0 | #DIV/0!
[19 empty] | 0 | 0 | 0 | 0% | 0 | 0 | 0 | 0 | 0 | 0 | 0 | 0 | #N/A | #N/A | #N/A | #N/A | #N/A | #N/A | #N/A | 0 | 0 | 0 | #DIV/0!
[19 empty] | 0 | 0 | 0 | 0% | 0 | 0 | 0 | 0 | 0 | 0 | 0 | 0 | #N/A | #N/A | #N/A | #N/A | #N/A | #N/A | #N/A | 0 | 0 | 0 | #DIV/0!
[19 empty] | 0 | 0 | 0 | 0% | 0 | 0 | 0 | 0 | 0 | 0 | 0 | 0 | #N/A | #N/A | #N/A | #N/A | #N/A | #N/A | #N/A | 0 | 0 | 0 | #DIV/0!

## Residential Lighting {E}
Rtn to Summary |  | Order Number | Program Name | Discount Rate: | 6.8% | [9 empty] | Paste in incentives but use DBtC for Total
| Program: | 18230440 | Residential Lighting {E}
| paste |  |  | paste | paste | paste | paste | paste | paste | paste | paste | paste | paste | Paste | paste | paste | paste | paste | Formula: G + H | Formula: (O/A10)*T | Formula: N - M | Formula: O/A10 | Formula: W*A8 | Formula: Q - P | Formula: X + DBtC | Formula: Q + X | Formula: Z/(1+ElecDiscountRate)^1 | Formula: AA/(1+ElecDiscountRate)^1 | Formula: -PV (ElecDiscount Rate,T,R)*J | Formula: - PV (ElecDiscount Rate, T, S)*J |  | AF*J*K |  | AH*J*L | AG + AI |  | AG +AI -AK | formula: Logic to lookup from AC tables and adjust by savings and quantity | Formula: Utility Savings (AM)*1.1+AD+AE | formula: AM/AB | formula: AN/AC
| Sch. No. | Order Number | Program Name | Measure Version | Measure Name | First Period Measure Life | Second period Measure Life | Electric End-Use Type | Number of units offered | Savings per Unit Period 1 | Savngs per Unit Period 2 | Incentives Per Unit | Incremental Measure Cost per Unit | Total First Year Savings | Total Incentive | Total Incremental Measure Cost | Unit First Year Non-Energy Benefits | Unit Annual Net Equipment O&M | Total Measure Life | Weighted Life | Agency or Customer Cost per Unit | Percent Unit overhead | Program Overhead Cost | Total Customer Cost | Total Utility Program Costs | Total Resource Cost | PV Total Utility Program Costs | PV Total Resource Costs | PV Total Non-Energy Benefits | PV Total Net Equipment O&M | Unit PV First period Savings for 1 kWh | Total First Period Savings | Unit PV Savings for Second Period for 1 kWh | Total Second period Savings | Unadjusted Total | Decrement | Final UC Total Savings | PV Total Savings UC | PV Total Savings TRC | UC B/C Ratio | TRC B/C Ratio
DBTC: | E214 | 18230440 | Residential Lighting {E} | 10001-8 | RETL: Fixture - LED - Indoor | 15 | 0 | Res Lighting | 9247 | 5.1 |  | 5 | 1.29 | 47159.7 | 46235 | 11928.63 | 0.31266 | 0 | 15 | 0.76237 | -3.71 | 5.082% | 11012.7796 | -34306.37 | 46047.0211 | 22941.4096 | 43115.1883 | 21480.7206 | 26668.5508 | 0 | 1.128 | 53197.9324 | 1.128 | 0 | 53197.9324 | 0 | 53197.9324 | 53197.9324 | 85186.2764 | 1.2339 | 3.9657
689315.79 | E215 | 18230441 | Residential Lighting {E} | 10002-7 | RETL: Fixture - LED - Outdoor | 15 | 0 | Res Lighting | 7266 | 16.2 |  | 10 | 2.19 | 117709.2 | 108604.85 | 15912.54 | 0.51505 | 0 | 15 | 1.9029 | -7.81 | 12.69% | 27487.5683 | -92692.31 | 114931.9868 | 43400.1083 | 107614.2198 | 40636.8055 | 34520.0707 | 0 | 1.128 | 132780.4474 | 1.128 | 0 | 132780.4474 | 0 | 132780.4474 | 132780.4474 | 180578.5628 | 1.2339 | 4.4437
Program Costs: | E216 | 18230442 | Residential Lighting {E} | 10608-5 | RETL: Fixture - LED - T8 Retrofit | 12 | 0 | Res Lighting | 201 | 9 |  | 2 | 4.12 | 1809 | 401.98 | 828.12 | 0.1805 | 0 | 12 | 0.023395 | 2.12 | 0.195% | 422.4395 | 426.14 | 1766.3187 | 1250.5595 | 1653.8565 | 1170.9358 | 291.2643 | 0 | 0.94161 | 1703.3648 | 0.94161 | 0 | 1703.3648 | 0 | 1703.3648 | 1703.3648 | 2164.9656 | 1.0299 | 1.8489
216681.81 | E217 | 18230443 | Residential Lighting {E} | 10609-6 | RETL: Fixture - LED - T8 | 15 | 0 | Res Lighting | 427 | 2.2 |  | 2 | 1.1 | 939.4 | 854 | 469.7 | 0.042378 | 0 | 15 | 0.015186 | -0.9 | 0.1012% | 219.3696 | -384.3 | 917.2359 | 689.0696 | 858.8351 | 645.1963 | 166.9153 | 0 | 1.128 | 1059.6789 | 1.128 | 0 | 1059.6789 | 0 | 1059.6789 | 1059.6789 | 1332.562 | 1.2339 | 2.0654
Total Savings (kWh): | E218 | 18230444 | Residential Lighting {E} | 12007-4 | RETL: String Lighting - LED - Outdoor | 12 | 0 | Res Lighting | 4077 | 5.8 |  | 5 | 2.87 | 23646.6 | 20385 | 11700.99 | 0 | 0 | 12 | 0.30581 | -2.13 | 2.548% | 5521.9773 | -8684.01 | 23088.6857 | 17222.9673 | 21618.6195 | 16126.3739 | 0 | 0 | 0.94161 | 22265.7744 | 0.94161 | 0 | 22265.7744 | 0 | 22265.7744 | 22265.7744 | 24492.3518 | 1.0299 | 1.5188
927890.1 | E219 | 18230445 | Residential Lighting {E} | 13774-1 | String Lighting - LED - Outdoor - Res | 12 | 0 | Res Lighting | 15135 | 5.8 |  | 3 | 39.98 | 87783 | 45405 | 605097.3 | 0.1078 | 0 | 12 | 1.1353 | 36.98 | 9.46% | 20499.1726 | 559692.3 | 85711.861 | 625596.4726 | 80254.5515 | 585764.4875 | 13098.1754 | 0 | 0.94161 | 82656.9769 | 0.94161 | 0 | 82656.9769 | 0 | 82656.9769 | 82656.9769 | 104020.85 | 1.0299 | 0.17758
Total Incentives: | E220 | 18230446 | Residential Lighting {E} | 13780-1 | Fixture - LED - Indoor - Res | 15 | 0 | Res Lighting | 46890 | 5.1 |  | 3 | 59.97 | 239139 | 141878 | 2811993.3 | 0.3127 | 0 | 15 | 3.8659 | 56.97 | 25.77% | 55843.9748 | 2670115.3 | 233496.7903 | 2867837.2748 | 218629.9534 | 2685240.894 | 135248.2998 | 0 | 1.128 | 269757.8729 | 1.128 | 0 | 269757.8729 | 0 | 269757.8729 | 269757.8729 | 431981.96 | 1.2339 | 0.16087
617667.83 | E221 | 18230447 | Residential Lighting {E} | 13781-1 | Fixture - LED - Outdoor - Res | 15 | 0 | Res Lighting | 22866 | 16.2 |  | 10 | 59.97 | 370429.2 | 228660 | 1371274.02 | 0.5151 | 0 | 15 | 5.9883 | 49.97 | 39.92% | 86502.9916 | 1142614.02 | 361689.349 | 1457777.0116 | 338660.4391 | 1364959.7487 | 108643.9256 | 0 | 1.128 | 417858.204 | 1.128 | 0 | 417858.204 | 0 | 417858.204 | 417858.204 | 568287.95 | 1.2339 | 0.41634
Total Customer Costs: | E222 | 18230448 | Residential Lighting {E} | 13782-1 | Fixture - LED - T8 - Res | 15 | 0 | Res Lighting | 10415 | 2.2 |  | 2 | 64.98 | 22913 | 20830 | 676766.7 | 0.0424 | 0 | 15 | 0.3704 | 62.98 | 2.469% | 5350.6663 | 655936.7 | 22372.3941 | 682117.3663 | 20947.9346 | 638686.6726 | 4073.3228 | 0 | 1.128 | 25846.7341 | 1.128 | 0 | 25846.7341 | 0 | 25846.7341 | 25846.7341 | 32504.7303 | 1.2339 | 0.050893
4896720.81 | E223 | 18230449 | Residential Lighting {E} | 13783-1 | Fixture - LED - T8 Retrofit - Res | 12 | 0 | Res Lighting | 1818 | 9 |  | 4 | 4.63 | 16362 | 4414 | 8417.34 | 0.1805 | 0 | 12 | 0.2116 | 0.63 | 1.763% | 3820.8704 | 4003.34 | 15975.9574 | 12238.2104 | 14958.7616 | 11458.9985 | 2634.3938 | 0 | 0.94161 | 15406.5532 | 0.94161 | 0 | 15406.5532 | 0 | 15406.5532 | 15406.5532 | 19581.6023 | 1.0299 | 1.7088
Weighted Avg Life | E224 | 18230450 | Residential Lighting {E} | [15 empty] | 0 | 0 | 0 | 0% | 0 | 0 | 0 | 0 | 0 | 0 | 0 | 0 | #N/A | #N/A | #N/A | #N/A | #N/A | #N/A | #N/A | 0 | 0 | 0 | #DIV/0!
14.581 | E225 | 18230451 | Residential Lighting {E} | [15 empty] | 0 | 0 | 0 | 0% | 0 | 0 | 0 | 0 | 0 | 0 | 0 | 0 | #N/A | #N/A | #N/A | #N/A | #N/A | #N/A | #N/A | 0 | 0 | 0 | #DIV/0!
Total Utility Cost | E226 | 18230452 | Residential Lighting {E} | [15 empty] | 0 | 0 | 0 | 0% | 0 | 0 | 0 | 0 | 0 | 0 | 0 | 0 | #N/A | #N/A | #N/A | #N/A | #N/A | #N/A | #N/A | 0 | 0 | 0 | #DIV/0!
905997.6 | E227 | 18230453 | Residential Lighting {E} | [15 empty] | 0 | 0 | 0 | 0% | 0 | 0 | 0 | 0 | 0 | 0 | 0 | 0 | #N/A | #N/A | #N/A | #N/A | #N/A | #N/A | #N/A | 0 | 0 | 0 | #DIV/0!
Total Resource Cost | E228 | 18230454 | Residential Lighting {E} | [15 empty] | 0 | 0 | 0 | 0% | 0 | 0 | 0 | 0 | 0 | 0 | 0 | 0 | #N/A | #N/A | #N/A | #N/A | #N/A | #N/A | #N/A | 0 | 0 | 0 | #DIV/0!
5731070.45 | E229 | 18230455 | Residential Lighting {E} | [15 empty] | 0 | 0 | 0 | 0% | 0 | 0 | 0 | 0 | 0 | 0 | 0 | 0 | #N/A | #N/A | #N/A | #N/A | #N/A | #N/A | #N/A | 0 | 0 | 0 | #DIV/0!
UC B/C Ratio | E230 | 18230456 | Residential Lighting {E} | [15 empty] | 0 | 0 | 0 | 0% | 0 | 0 | 0 | 0 | 0 | 0 | 0 | 0 | #N/A | #N/A | #N/A | #N/A | #N/A | #N/A | #N/A | 0 | 0 | 0 | #DIV/0!
1.2054 | E231 | 18230457 | Residential Lighting {E} | [15 empty] | 0 | 0 | 0 | 0% | 0 | 0 | 0 | 0 | 0 | 0 | 0 | 0 | #N/A | #N/A | #N/A | #N/A | #N/A | #N/A | #N/A | 0 | 0 | 0 | #DIV/0!
TRC B/C Ratio | E232 | 18230458 | Residential Lighting {E} | [15 empty] | 0 | 0 | 0 | 0% | 0 | 0 | 0 | 0 | 0 | 0 | 0 | 0 | #N/A | #N/A | #N/A | #N/A | #N/A | #N/A | #N/A | 0 | 0 | 0 | #DIV/0!
0.27024 | [18 empty] | 0 | 0 | 0 | 0% | 0 | 0 | 0 | 0 | 0 | 0 | 0 | 0 | #N/A | #N/A | #N/A | #N/A | #N/A | #N/A | #N/A | 0 | 0 | 0 | #DIV/0!

## SF Existing Space Heat {E}
Rtn to Summary |  | Order Number | Program Name | Discount Rate: | 6.8% | [9 empty] | Paste in incentives but use DBtC for Total
| Program: | 18230628 | SF Existing Space Heat {E}
| paste |  |  | paste | paste | paste | paste | paste | paste | paste | paste | paste | paste | Paste | paste | paste | paste | paste | Formula: G + H | Formula: (O/A10)*T | Formula: N - M | Formula: O/A10 | Formula: W*A8 | Formula: Q - P | Formula: X + DBtC | Formula: Q + X | Formula: Z/(1+ElecDiscountRate)^1 | Formula: AA/(1+ElecDiscountRate)^1 | Formula: -PV (ElecDiscount Rate,T,R)*J | Formula: - PV (ElecDiscount Rate, T, S)*J |  | AF*J*K |  | AH*J*L | AG + AI |  | AG +AI -AK | formula: Logic to lookup from AC tables and adjust by savings and quantity | Formula: Utility Savings (AM)*1.1+AD+AE | formula: AM/AB | formula: AN/AC
| Sch. No. | Order Number | Program Name | Measure Version | Measure Name | First Period Measure Life | Second period Measure Life | Electric End-Use Type | Number of units offered | Savings per Unit Period 1 | Savngs per Unit Period 2 | Incentives Per Unit | Incremental Measure Cost per Unit | Total First Year Savings | Total Incentive | Total Incremental Measure Cost | Unit First Year Non-Energy Benefits | Unit Annual Net Equipment O&M | Total Measure Life | Weighted Life | Agency or Customer Cost per Unit | Percent Unit overhead | Program Overhead Cost | Total Customer Cost | Total Utility Program Costs | Total Resource Cost | PV Total Utility Program Costs | PV Total Resource Costs | PV Total Non-Energy Benefits | PV Total Net Equipment O&M | Unit PV First period Savings for 1 kWh | Total First Period Savings | Unit PV Savings for Second Period for 1 kWh | Total Second period Savings | Unadjusted Total | Decrement | Final UC Total Savings | PV Total Savings UC | PV Total Savings TRC | UC B/C Ratio | TRC B/C Ratio
DBTC: | E214 | 18230628 | SF Existing Space Heat {E} | 12321-4 | Heat Pump - Ductless - from Zonal - 9.0 or greater HSPF - HZ1CZ1 - MH | 15 | 0 | SF Heat Pump | 8 | 2064 |  | 2400 | 3644.31 | 16512 | 18986 | 29154.48 | 41.6928 | 0 | 15 | 0.026934 | 1244.31 | 0.1796% | -320.259 | 10168.48 | 9693.8153 | 28834.221 | 9076.6061 | 26998.3343 | 3076.6263 | 0 | 1.3072 | 21584.3969 | 1.3072 | 0 | 21584.3969 | 0 | 21584.3969 | 21584.3969 | 26819.4629 | 2.378 | 0.99337
5576921.17 | E214 | 18230628 | SF Existing Space Heat {E} | 12321-5 | Heat Pump - Ductless - from Zonal - 9.0 or greater HSPF - HZ1CZ1 - MH | 15 | 0 | SF Heat Pump | 26 | 2065 |  | 2400 | 3906.22 | 53690 | 61684.23 | 101561.72 | 41.613 | 0 | 15 | 0.087579 | 1506.22 | 0.5839% | -1041.346 | 39877.49 | 31520.1637 | 100520.374 | 29513.2619 | 94120.2004 | 9979.8974 | 0 | 1.3072 | 70183.2771 | 1.3072 | 0 | 70183.2771 | 0 | 70183.2771 | 70183.2771 | 87181.5022 | 2.378 | 0.92628
Program Costs: | E214 | 18230628 | SF Existing Space Heat {E} | 12322-3 | Heat Pump - Ductless - from Zonal - 9.0 or greater HSPF - HZ1CZ1 - SF or DX | 15 | 0 | SF Heat Pump | 261 | 2064 |  | 800 | 3644.31 | 538704 | 208668.98 | 951164.91 | 41.6928 | 0 | 15 | 0.87874 | 2844.31 | 5.858% | -10448.4494 | 742495.93 | 316260.7237 | 940716.4606 | 296124.2731 | 880820.656 | 100374.9334 | 0 | 1.3072 | 704190.9499 | 1.3072 | 0 | 704190.9499 | 0 | 704190.9499 | 704190.9499 | 874984.9782 | 2.378 | 0.99337
-178354.89 | E214 | 18230628 | SF Existing Space Heat {E} | 12322-4 | Heat Pump - Ductless - from Zonal - 9.0 or greater HSPF - HZ1CZ1 - SF or DX | 15 | 0 | SF Heat Pump | 642 | 2065 |  | 800 | 3906.22 | 1325730 | 513203.1 | 2507793.24 | 41.613 | 0 | 15 | 2.1625 | 3106.22 | 14.42% | -25713.2355 | 1994590.14 | 778305.5802 | 2482080.0045 | 728750.5432 | 2324044.948 | 246426.6964 | 0 | 1.3072 | 1732987.0726 | 1.3072 | 0 | 1732987.0726 | 0 | 1732987.0726 | 1732987.0726 | 2152712.4762 | 2.378 | 0.92628
Total Savings (kWh): | E214 | 18230628 | SF Existing Space Heat {E} | 12326-3 | Heat Pump - from E FAF - SF or DX | 10 | 8 | SF Heat Pump | 71 | 4268 | 3201 | 1500 | 4692.1 | 303028 | 106500 | 333139.1 | 158.8679 | 0 | 18 | 0.59316 | 3192.1 | 3.295% | -5877.3886 | 226639.1 | 177900.7666 | 327261.7114 | 166573.7515 | 306424.8235 | 115118.9681 | 0 | 0.93611 | 283669.0481 | 1.5099 | 343166.6679 | 626835.716 | 212751.786 | 414083.9299 | 414083.9299 | 570611.291 | 2.4859 | 1.8622
9195670 | E214 | 18230628 | SF Existing Space Heat {E} | 12326-4 | Heat Pump - from E FAF - SF or DX | 10 | 8 | SF Heat Pump | 216 | 4268 | 3201 | 1500 | 5020.6 | 921888 | 324000 | 1084449.6 | 0 | 0 | 18 | 1.8045 | 3520.6 | 10.03% | -17880.506 | 760449.6 | 541219.2337 | 1066569.094 | 506759.5821 | 998660.2004 | 0 | 0 | 0.93611 | 862993.1603 | 1.5099 | 1044000.0038 | 1906993.164 | 647244.8702 | 1259748.2938 | 1259748.2938 | 1385723.1232 | 2.4859 | 1.3876
Total Incentives: | E214 | 18230628 | SF Existing Space Heat {E} | 12547-5 | Heat Pump - from E FAF - MH | 10 | 8 | SF Heat Pump | 45 | 3988 | 2991 | 2400 | 4258.11 | 179460 | 108000 | 191614.95 | 160.7164 | 0 | 18 | 0.35128 | 1858.11 | 1.952% | -3480.7217 | 83614.95 | 105356.8369 | 188134.2283 | 98648.7237 | 176155.6444 | 73811.668 | 0 | 0.93611 | 167995.1931 | 1.5099 | 203231.0223 | 371226.2154 | 125996.3948 | 245229.8206 | 245229.8206 | 343564.4707 | 2.4859 | 1.9503
5640821.17 | E214 | 18230628 | SF Existing Space Heat {E} | 12547-6 | Heat Pump - from E FAF - MH | 10 | 8 | SF Heat Pump | 137 | 3988 | 2991 | 2400 | 4556.01 | 546356 | 328099.99 | 624173.37 | 0 | 0 | 18 | 1.0695 | 2156.01 | 5.941% | -10596.864 | 296073.38 | 320753.0369 | 613576.506 | 300330.5589 | 574509.8371 | 0 | 0 | 0.93611 | 511452.0322 | 1.5099 | 618725.5567 | 1130177.589 | 383589.0242 | 746588.5648 | 746588.5648 | 821247.4213 | 2.4859 | 1.4295
Total Customer Costs: | E214 | 18230628 | SF Existing Space Heat {E} | 12764-3 | Heat Pump - Ductless - from Zonal - 9.0 or greater HSPF - HZ1CZ1 - SF or DX - MI | 15 | 0 | SF Heat Pump | 9 | 2064 |  | 2400 | 3644.31 | 18576 | 21600 | 32798.79 | 41.6928 | 0 | 15 | 0.030301 | 1244.31 | 0.202% | -360.2914 | 11198.79 | 10905.5422 | 32438.4986 | 10211.1818 | 30373.1261 | 3461.2046 | 0 | 1.3072 | 24282.4465 | 1.3072 | 0 | 24282.4465 | 0 | 24282.4465 | 24282.4465 | 30171.8958 | 2.378 | 0.99337
8234777.1 | E214 | 18230628 | SF Existing Space Heat {E} | 12764-4 | Heat Pump - Ductless - from Zonal - 9.0 or greater HSPF - HZ1CZ1 - SF or DX - MI | 15 | 0 | SF Heat Pump | 82 | 2065 |  | 2400 | 3906.22 | 169330 | 193262.95 | 320310.04 | 41.613 | 0 | 15 | 0.27621 | 1506.22 | 1.841% | -3284.245 | 127047.09 | 99409.747 | 317025.795 | 93080.2875 | 296840.632 | 31475.0609 | 0 | 1.3072 | 221347.2585 | 1.3072 | 0 | 221347.2585 | 0 | 221347.2585 | 221347.2585 | 274957.0453 | 2.378 | 0.92628
Weighted Avg Life | E214 | 18230628 | SF Existing Space Heat {E} | 12766-3 | Heat Pump - from E FAF - SF or DX - MI | 10 | 8 | SF Heat Pump | 4 | 4268 | 3201 | 2400 | 4692.1 | 17072 | 9600 | 18768.4 | 172.0004 | 0 | 18 | 0.033417 | 2292.1 | 0.1857% | -331.1205 | 9168.4 | 10022.5784 | 18437.2795 | 9384.4367 | 17263.3703 | 7021.6917 | 0 | 0.93611 | 15981.3548 | 1.5099 | 19333.3334 | 35314.6882 | 11986.0161 | 23328.6721 | 23328.6721 | 32683.231 | 2.4859 | 1.8932
16.5693 | E214 | 18230628 | SF Existing Space Heat {E} | 12766-4 | Heat Pump - from E FAF - SF or DX - MI | 10 | 8 | SF Heat Pump | 28 | 4268 | 3201 | 2400 | 5020.6 | 119504 | 67200 | 140576.8 | 0 | 0 | 18 | 0.23392 | 2620.6 | 1.3% | -2317.8434 | 73376.8 | 70158.0488 | 138258.9566 | 65691.0569 | 129455.9519 | 0 | 0 | 0.93611 | 111869.4837 | 1.5099 | 135333.3338 | 247202.8176 | 83902.1128 | 163300.7048 | 163300.7048 | 179630.7752 | 2.4859 | 1.3876
Total Utility Cost | E214 | 18230628 | SF Existing Space Heat {E} | 12767-3 | Heat Pump - with AC - from E FAF - MH | 6 | 12 | SF Heat Pump | 2 | 4193 | 2096 | 2400 | 5829.66 | 8386 | 4800 | 11659.32 | 241.5168 | 0 | 18 | 0.016415 | 3429.66 | 0.0912% | -162.6509 | 6859.32 | 4923.2277 | 11496.6691 | 4609.7637 | 10764.6714 | 4929.804 | 0 | 0.58812 | 4932.006 | 1.5099 | 6329.6887 | 11261.6946 | 2465.4149 | 8796.2798 | 8796.2798 | 14605.7117 | 1.9082 | 1.3568
5398566.28 | E214 | 18230628 | SF Existing Space Heat {E} | 12767-4 | Heat Pump - with AC - from E FAF - MH | 6 | 12 | SF Heat Pump | 13 | 4193 | 2096 | 2400 | 6220.8 | 54509 | 31200 | 80870.4 | 0 | 0 | 18 | 0.1067 | 3820.8 | 0.5928% | -1057.2309 | 49670.4 | 32000.9797 | 79813.1691 | 29963.4642 | 74731.4317 | 0 | 0 | 0.58812 | 32058.0387 | 1.5099 | 41142.9763 | 73201.015 | 16025.1965 | 57175.8185 | 57175.8185 | 62893.4003 | 1.9082 | 0.84159
Total Resource Cost | E214 | 18230628 | SF Existing Space Heat {E} | 12768-3 | Heat Pump - with AC - from E FAF - SF or DX | 6 | 12 | SF Heat Pump | 29 | 4566 | 2283 | 1500 | 6453.87 | 132414 | 43500 | 187162.23 | 263.0016 | 0 | 18 | 0.25919 | 4953.87 | 1.44% | -2568.2397 | 143662.23 | 77737.2128 | 184593.9903 | 72787.6524 | 172840.8149 | 77841.0524 | 0 | 0.58812 | 77875.8212 | 1.5099 | 99968.9163 | 177844.7375 | 38937.9106 | 138906.8269 | 138906.8269 | 230638.562 | 1.9084 | 1.3344
13697243.38 | E214 | 18230628 | SF Existing Space Heat {E} | 12768-4 | Heat Pump - with AC - from E FAF - SF or DX | 6 | 12 | SF Heat Pump | 50 | 4566 | 2283 | 1500 | 6886.89 | 228300 | 75000 | 344344.5 | 184.2304 | 0 | 18 | 0.44688 | 5386.89 | 2.483% | -4427.9994 | 269344.5 | 134029.6772 | 339916.5006 | 125495.9524 | 318273.877 | 94012.0688 | 0 | 0.58812 | 134268.6572 | 1.5099 | 172360.2006 | 306628.8578 | 67134.3286 | 239494.5292 | 239494.5292 | 357456.0509 | 1.9084 | 1.1231
UC B/C Ratio | E214 | 18230628 | SF Existing Space Heat {E} | 12769-4 | Heat Pump - with AC - from E FAF - SF or DX - MI | 6 | 12 | SF Heat Pump | 1 | 4566 | 2283 | 2400 | 6886.89 | 4566 | 2400 | 6886.89 | 184.2304 | 0 | 18 | 0.0089377 | 4486.89 | 0.04965% | -88.56 | 4486.89 | 2680.5935 | 6798.33 | 2509.919 | 6365.4775 | 1880.2414 | 0 | 0.58812 | 2685.3731 | 1.5099 | 3447.204 | 6132.5772 | 1342.6866 | 4789.8906 | 4789.8906 | 7149.121 | 1.9084 | 1.1231
2.3913 | E214 | 18230628 | SF Existing Space Heat {E} | 13225-1 | Heat Pump - Ductless - from E FAF - HZ1 - MH | 15 | 0 | SF Heat Pump | 35 | 3055 |  | 2400 | 3895.16 | 106925 | 80504.94 | 136330.6 | 123.1165 | 0 | 15 | 0.17442 | 1495.16 | 1.163% | -2073.867 | 55825.66 | 62773.2073 | 134256.733 | 58776.4114 | 125708.5515 | 39747.3341 | 0 | 1.3072 | 139771.7806 | 1.3072 | 0 | 139771.7806 | 0 | 139771.7806 | 139771.7806 | 193496.2928 | 2.378 | 1.5392
TRC B/C Ratio | E214 | 18230628 | SF Existing Space Heat {E} | 13225-2 | Heat Pump - Ductless - from E FAF - HZ1 - MH | 15 | 0 | SF Heat Pump | 85 | 2918 |  | 2400 | 4452.41 | 248030 | 203478 | 378454.85 | 66 | 0 | 15 | 0.40459 | 2052.41 | 2.697% | -4810.6732 | 174976.85 | 145612.7062 | 373644.1768 | 136341.4852 | 349854.0981 | 51747.165 | 0 | 1.3072 | 324223.4721 | 1.3072 | 0 | 324223.4721 | 0 | 324223.4721 | 324223.4721 | 408392.9843 | 2.378 | 1.1673
1.1644 | E214 | 18230628 | SF Existing Space Heat {E} | 13226-1 | Heat Pump - Ductless - from E FAF - HZ1 - SF or DX | 15 | 0 | SF Heat Pump | 28 | 2550 |  | 800 | 4039.18 | 71400 | 22400 | 113097.04 | 102.765 | 0 | 15 | 0.11647 | 3239.18 | 0.7765% | -1384.8408 | 90697.04 | 41917.2972 | 111712.1992 | 39248.4056 | 104599.4374 | 26541.5914 | 0 | 1.3072 | 93333.6931 | 1.3072 | 0 | 93333.6931 | 0 | 93333.6931 | 93333.6931 | 129208.6538 | 2.378 | 1.2353
| E214 | 18230628 | SF Existing Space Heat {E} | 13226-2 | Heat Pump - Ductless - from E FAF - HZ1 - SF or DX | 15 | 0 | SF Heat Pump | 105 | 2550 |  | 800 | 4452.41 | 267750 | 84000 | 467503.05 | 170 | 0 | 15 | 0.43675 | 3652.41 | 2.912% | -5193.1531 | 383503.05 | 157189.8645 | 462309.8969 | 147181.5211 | 432874.4353 | 164650.0704 | 0 | 1.3072 | 350001.3492 | 1.3072 | 0 | 350001.3492 | 0 | 350001.3492 | 350001.3492 | 549651.5546 | 2.378 | 1.2698
| E214 | 18230628 | SF Existing Space Heat {E} | 13227-1 | Heat Pump - Ductless - from E FAF - HZ1 - SF or DX - MI | 15 | 0 | SF Heat Pump | 1 | 2550 |  | 2400 | 4039.18 | 2550 | 2400 | 4039.18 | 102.765 | 0 | 15 | 0.0041596 | 1639.18 | 0.02773% | -49.4586 | 1639.18 | 1497.0463 | 3989.7214 | 1401.7288 | 3735.6942 | 947.914 | 0 | 1.3072 | 3333.3462 | 1.3072 | 0 | 3333.3462 | 0 | 3333.3462 | 3333.3462 | 4614.5948 | 2.378 | 1.2353
| E214 | 18230628 | SF Existing Space Heat {E} | 13227-2 | Heat Pump - Ductless - from E FAF - HZ1 - SF or DX - MI | 15 | 0 | SF Heat Pump | 8 | 2550 |  | 2400 | 4452.41 | 20400 | 19200 | 35619.28 | 170 | 0 | 15 | 0.033277 | 2052.41 | 0.2218% | -395.6688 | 16419.28 | 11976.3706 | 35223.6112 | 11213.8302 | 32980.9094 | 12544.7673 | 0 | 1.3072 | 26666.7695 | 1.3072 | 0 | 26666.7695 | 0 | 26666.7695 | 26666.7695 | 41878.2137 | 2.378 | 1.2698
| E214 | 18230628 | SF Existing Space Heat {E} | 13660-2 | Heat Pump - Ductless - from Zonal - 9.0 or greater HSPF - HZ1CZ1 - MH - TDSM - Bainbridge | 15 | 0 | SF Heat Pump | 1 | 2065 |  | 3900 | 3906.22 | 2065 | 3900 | 3906.22 | 41.613 | 0 | 15 | 0.0033684 | 6.22 | 0.02246% | -40.0518 | 6.22 | 1212.314 | 3866.1682 | 1135.1255 | 3620.0077 | 383.8422 | 0 | 1.3072 | 2699.3568 | 1.3072 | 0 | 2699.3568 | 0 | 2699.3568 | 2699.3568 | 3353.1347 | 2.378 | 0.92628
| E214 | 18230628 | SF Existing Space Heat {E} | 13661-1 | Heat Pump - Ductless - from Zonal - 9.0 or greater HSPF - HZ1CZ1 - SF or DX - TDSM - Bainbridge | 15 | 0 | SF Heat Pump | 1 | 2064 |  | 3900 | 3644.31 | 2064 | 3900 | 3644.31 | 41.6928 | 0 | 15 | 0.0033668 | -255.69 | 0.02245% | -40.0324 | -255.69 | 1211.7269 | 3604.2776 | 1134.5758 | 3374.7918 | 384.5783 | 0 | 1.3072 | 2698.0496 | 1.3072 | 0 | 2698.0496 | 0 | 2698.0496 | 2698.0496 | 3352.4329 | 2.378 | 0.99337
| E214 | 18230628 | SF Existing Space Heat {E} | 13661-2 | Heat Pump - Ductless - from Zonal - 9.0 or greater HSPF - HZ1CZ1 - SF or DX - TDSM - Bainbridge | 15 | 0 | SF Heat Pump | 36 | 2065 |  | 3900 | 3906.22 | 74340 | 139789.95 | 140623.92 | 41.613 | 0 | 15 | 0.12126 | 6.22 | 0.8084% | -1441.8637 | 833.97 | 43643.3036 | 139182.0563 | 40864.5164 | 130320.2775 | 13818.3194 | 0 | 1.3072 | 97176.8452 | 1.3072 | 0 | 97176.8452 | 0 | 97176.8452 | 97176.8452 | 120712.8491 | 2.378 | 0.92628
| E214 | 18230628 | SF Existing Space Heat {E} | 13662-1 | Heat Pump - from E FAF - SF or DX - TDSM - Bainbridge | 10 | 8 | SF Heat Pump | 2 | 4268 | 3201 | 8400 | 4692.1 | 8536 | 16800 | 9384.2 | 172.0004 | 0 | 18 | 0.016709 | -3707.9 | 0.09283% | -165.5602 | -7415.8 | 5011.2892 | 9218.6398 | 4692.2184 | 8631.6852 | 3510.8459 | 0 | 0.93611 | 7990.6774 | 1.5099 | 9666.6667 | 17657.3441 | 5993.0081 | 11664.3361 | 11664.3361 | 16341.6155 | 2.4859 | 1.8932
| E214 | 18230628 | SF Existing Space Heat {E} | 13662-2 | Heat Pump - from E FAF - SF or DX - TDSM - Bainbridge | 10 | 8 | SF Heat Pump | 36 | 4268 | 3201 | 8400 | 5020.6 | 153648 | 302400 | 180741.6 | 0 | 0 | 18 | 0.30076 | -3379.4 | 1.671% | -2980.0843 | -121658.4 | 90203.2056 | 177761.5157 | 84459.9304 | 166443.3667 | 0 | 0 | 0.93611 | 143832.1934 | 1.5099 | 174000.0006 | 317832.194 | 107874.145 | 209958.049 | 209958.049 | 230953.8539 | 2.4859 | 1.3876
| E214 | 18230628 | SF Existing Space Heat {E} | 13663-2 | Heat Pump - from E FAF - MH - TDSM - Bainbridge | 10 | 8 | SF Heat Pump | 2 | 3988 | 2991 | 7750 | 4556.01 | 7976 | 15500 | 9112.02 | 0 | 0 | 18 | 0.015613 | -3193.99 | 0.08674% | -154.6987 | -6387.98 | 4682.5261 | 8957.3213 | 4384.3877 | 8387.0049 | 0 | 0 | 0.93611 | 7466.453 | 1.5099 | 9032.4899 | 16498.9429 | 5599.8398 | 10899.1031 | 10899.1031 | 11989.0134 | 2.4859 | 1.4295
|  |  |  | 13665-2 | Heat Pump - with AC - from E FAF - SF or DX - TDSM - Bainbridge | 6 | 12 | SF Heat Pump | 15 | 4566 | 2283 | 6850 | 6886.89 | 68490 | 102750 | 103303.35 | 184.2304 | 0 | 18 | 0.13407 | 36.89 | 0.7448% | -1328.3998 | 553.35 | 40208.9032 | 101974.9502 | 37648.7857 | 95482.1631 | 28203.6206 | 0 | 0.58812 | 40280.5972 | 1.5099 | 51708.0602 | 91988.6573 | 20140.2986 | 71848.3588 | 71848.3588 | 107236.8153 | 1.9084 | 1.1231
|  |  |  | 13666-2 | Heat Pump - Ductless - from E FAF - HZ1 - MH - TDSM - Bainbridge | 15 | 0 | SF Heat Pump | 2 | 2918 |  | 5700 | 4452.41 | 5836 | 11400 | 8904.82 | 66 | 0 | 15 | 0.0095197 | -1247.59 | 0.06346% | -113.1923 | -2495.18 | 3426.1813 | 8791.6277 | 3208.0349 | 8231.8611 | 1217.5804 | 0 | 1.3072 | 7628.7876 | 1.3072 | 0 | 7628.7876 | 0 | 7628.7876 | 7628.7876 | 9609.2467 | 2.378 | 1.1673
|  |  |  | 13667-2 | Heat Pump - Ductless - from E FAF - HZ1 - SF or DX - TDSM - Bainbridge | 15 | 0 | SF Heat Pump | 1 | 2550 |  | 4750 | 4452.41 | 2550 | 4750 | 4452.41 | 170 | 0 | 15 | 0.0041596 | -297.59 | 0.02773% | -49.4586 | -297.59 | 1497.0463 | 4402.9514 | 1401.7288 | 4122.6137 | 1568.0959 | 0 | 1.3072 | 3333.3462 | 1.3072 | 0 | 3333.3462 | 0 | 3333.3462 | 3333.3462 | 5234.7767 | 2.378 | 1.2698
|  |  |  | 13806-1 | Heat Pump - Ductless - from E FAF - HZ1 - MH - LTO | 15 | 0 | SF Heat Pump | 63 | 2918 |  | 2900 | 4452.41 | 183834 | 179249.22 | 280501.83 | 66 | 0 | 15 | 0.29987 | 1552.41 | 1.999% | -3565.5578 | 101252.61 | 107924.7117 | 276936.2722 | 101053.1008 | 259303.6257 | 38353.7811 | 0 | 1.3072 | 240306.8087 | 1.3072 | 0 | 240306.8087 | 0 | 240306.8087 | 240306.8087 | 302691.2707 | 2.378 | 1.1673
|  |  |  | 13807-1 | Heat Pump - Ductless - from E FAF - HZ1 - SF or DX - LTO | 15 | 0 | SF Heat Pump | 75 | 2550 |  | 1300 | 4452.41 | 191250 | 97500 | 333930.75 | 170 | 0 | 15 | 0.31197 | 3152.41 | 2.08% | -3709.395 | 236430.75 | 112278.4747 | 330221.355 | 105129.6579 | 309196.0252 | 117607.1932 | 0 | 1.3072 | 250000.9637 | 1.3072 | 0 | 250000.9637 | 0 | 250000.9637 | 250000.9637 | 392608.2533 | 2.378 | 1.2698
|  |  |  | 13808-1 | Heat Pump - Ductless - from E FAF - HZ1 - SF or DX - MI - LTO | 15 | 0 | SF Heat Pump | 4 | 2550 |  | 2900 | 4452.41 | 10200 | 11600 | 17809.64 | 170 | 0 | 15 | 0.016638 | 1552.41 | 0.1109% | -197.8344 | 6209.64 | 5988.1853 | 17611.8056 | 5606.9151 | 16490.4547 | 6272.3836 | 0 | 1.3072 | 13333.3847 | 1.3072 | 0 | 13333.3847 | 0 | 13333.3847 | 13333.3847 | 20939.1068 | 2.378 | 1.2698
|  |  |  | 13812-1 | Heat Pump - Ductless - from Zonal - 9.0 or greater HSPF - HZ1CZ1 - MH - LTO | 15 | 0 | SF Heat Pump | 19 | 2065 |  | 2900 | 3906.22 | 39235 | 52493.47 | 74218.18 | 41.613 | 0 | 15 | 0.064 | 1006.22 | 0.4267% | -760.9836 | 21724.71 | 23033.9658 | 73457.1964 | 21567.3837 | 68780.1464 | 7293.0019 | 0 | 1.3072 | 51287.7794 | 1.3072 | 0 | 51287.7794 | 0 | 51287.7794 | 51287.7794 | 63709.5593 | 2.378 | 0.92628
|  |  |  | 13813-1 | Heat Pump - Ductless - from Zonal - 9.0 or greater HSPF - HZ1CZ1 - SF or DX - LTO | 15 | 0 | SF Heat Pump | 465 | 2065 |  | 1300 | 3906.22 | 960225 | 603445.08 | 1816392.3 | 41.613 | 0 | 15 | 1.5663 | 2606.22 | 10.44% | -18624.0724 | 1212947.22 | 563726.0043 | 1797768.2276 | 527833.3374 | 1683303.5839 | 178486.6259 | 0 | 1.3072 | 1255200.9171 | 1.3072 | 0 | 1255200.9171 | 0 | 1255200.9171 | 1255200.9171 | 1559207.6347 | 2.378 | 0.92628
|  |  |  | 13814-1 | Heat Pump - Ductless - from Zonal - 9.0 or greater HSPF - HZ1CZ1 - SF or DX - MI - LTO | 15 | 0 | SF Heat Pump | 58 | 2065 |  | 2900 | 3906.22 | 119770 | 160416.14 | 226560.76 | 41.613 | 0 | 15 | 0.19537 | 1006.22 | 1.302% | -2323.0026 | 66144.62 | 70314.2113 | 224237.7574 | 65837.2765 | 209960.447 | 22262.848 | 0 | 1.3072 | 156562.695 | 1.3072 | 0 | 156562.695 | 0 | 156562.695 | 156562.695 | 194481.8125 | 2.378 | 0.92628
|  |  |  | 13824-1 | Heat Pump - from E FAF - MH - LTO | 10 | 8 | SF Heat Pump | 109 | 3988 | 2991 | 2900 | 4556.01 | 434692 | 314037.37 | 496605.09 | 0 | 0 | 18 | 0.85088 | 1656.01 | 4.727% | -8431.0816 | 182567.72 | 255197.6717 | 488174.0084 | 238949.1308 | 457091.7682 | 0 | 0 | 0.93611 | 406921.6899 | 1.5099 | 492270.6984 | 899192.3883 | 305191.2674 | 594001.1209 | 594001.1209 | 653401.233 | 2.4859 | 1.4295
|  |  |  | 13825-1 | Heat Pump - from E FAF - SF or DX - LTO | 10 | 8 | SF Heat Pump | 169 | 4268 | 3201 | 2000 | 5020.6 | 721292 | 338000 | 848481.4 | 0 | 0 | 18 | 1.4119 | 3020.6 | 7.844% | -13989.8404 | 510481.4 | 423453.9375 | 834491.5596 | 396492.4508 | 781359.1382 | 0 | 0 | 0.93611 | 675212.2411 | 1.5099 | 816833.3363 | 1492045.5774 | 506409.1809 | 985636.3966 | 985636.3966 | 1084200.0362 | 2.4859 | 1.3876
|  |  |  | 13826-1 | Heat Pump - from E FAF - SF or DX - MI - LTO | 10 | 8 | SF Heat Pump | 16 | 4268 | 3201 | 2900 | 5020.6 | 68288 | 45656 | 80329.6 | 0 | 0 | 18 | 0.13367 | 2120.6 | 0.7426% | -1324.4819 | 34673.6 | 40090.3136 | 79005.1181 | 37537.7468 | 73974.8297 | 0 | 0 | 0.93611 | 63925.4193 | 1.5099 | 77333.3336 | 141258.7529 | 47944.0645 | 93314.6884 | 93314.6884 | 102646.1573 | 2.4859 | 1.3876
|  |  |  | 13837-1 | Heat Pump - with AC - from E FAF - MH - LTO | 6 | 12 | SF Heat Pump | 20 | 4193 | 2096 | 2900 | 6220.8 | 83860 | 58000 | 124416 | 0 | 0 | 18 | 0.16415 | 3320.8 | 0.912% | -1626.5091 | 66416 | 49232.2765 | 122789.4909 | 46097.6372 | 114971.4334 | 0 | 0 | 0.58812 | 49320.0596 | 1.5099 | 63296.8866 | 112616.9462 | 24654.1485 | 87962.7976 | 87962.7976 | 96759.0774 | 1.9082 | 0.84159
|  |  |  | 13838-1 | Heat Pump - with AC - from E FAF - SF or DX - LTO | 6 | 12 | SF Heat Pump | 26 | 4566 | 2283 | 2000 | 6886.89 | 118716 | 52000 | 179059.14 | 184.2304 | 0 | 18 | 0.23238 | 4886.89 | 1.291% | -2302.5597 | 127059.14 | 69695.4321 | 176756.5803 | 65257.8953 | 165502.416 | 48886.2758 | 0 | 0.58812 | 69819.7018 | 1.5099 | 89627.3043 | 159447.0061 | 34909.8509 | 124537.1552 | 124537.1552 | 185877.1465 | 1.9084 | 1.1231
|  |  |  | 13839-1 | Heat Pump - with AC - from E FAF - SF or DX - MI - LTO | 6 | 12 | SF Heat Pump | 2 | 4566 | 2283 | 2900 | 6886.89 | 9132 | 5800 | 13773.78 | 184.2304 | 0 | 18 | 0.017875 | 3986.89 | 0.09931% | -177.12 | 7973.78 | 5361.1871 | 13596.66 | 5019.8381 | 12730.9551 | 3760.4828 | 0 | 0.58812 | 5370.7463 | 1.5099 | 6894.408 | 12265.1543 | 2685.3731 | 9579.7812 | 9579.7812 | 14298.242 | 1.9084 | 1.1231
|  |  |  | 13879-1 | Sealing - Duct - Advanced - E FAF - SF or DX | 20 | 0 | SF Space Heat | 8 | 1134 |  | 1250 | 2500 | 9072 | 10000 | 20000 | 14.8749 | 0 | 20 | 0.019731 | 1250 | 0.09866% | -175.9562 | 10000 | 5325.9625 | 19824.0438 | 4986.8562 | 18561.8387 | 1280.5158 | 0 | 1.6315 | 14800.6727 | 1.6315 | 0 | 14800.6727 | 0 | 14800.6727 | 14800.6727 | 17561.2558 | 2.9679 | 0.94609
|  |  |  | 13880-1 | Sealing - Duct - Advanced - GH - SF or DX | 20 | 0 | SF Space Heat | 120 | 30 |  | 0 | 0 | 3600 | 0 | 0 |  | 0 | 20 | 0.0078298 | 0 | 0.03915% | -69.8239 | 0 | 2113.4772 | -69.8239 | 1978.9112 | -65.3782 | 0 | 0 | 1.6315 | 5873.2828 | 1.6315 | 0 | 5873.2828 | 0 | 5873.2828 | 5873.2828 | 6460.6111 | 2.9679 | -98.8191
|  |  |  | 13881-1 | Sealing - Duct - Advanced - HP - SF or DX | 20 | 0 | SF Space Heat | 49 | 1134 |  | 1250 | 2500 | 55566 | 61250 | 122500 | 0 | 0 | 20 | 0.12085 | 1250 | 0.6043% | -1077.732 | 61250 | 32621.5201 | 121422.268 | 30544.4945 | 113691.2622 | 0 | 0 | 1.6315 | 90654.1203 | 1.6315 | 0 | 90654.1203 | 0 | 90654.1203 | 90654.1203 | 99719.5323 | 2.9679 | 0.87711
|  |  |  | 13924-1 | Heat Pump - Air Source - Hybrid System - SF or MH or DX | 18 | 0 | SF Heat Pump | 76 | 1142 |  | 1700 | 2420 | 86792 | 129200 | 183920 | 92.1152 | 0 | 18 | 0.16989 | 720 | 0.9438% | -1683.3768 | 54720 | 50953.5863 | 182236.6232 | 47709.3504 | 170633.5423 | 71449.1723 | 0 | 1.5099 | 131051.1303 | 1.5099 | 0 | 131051.1303 | 0 | 131051.1303 | 131051.1303 | 215605.4157 | 2.7469 | 1.2636
|  |  |  | 13925-1 | Heat Pump - Cold Climate - from E FAF - SF or DX | 10 | 8 | SF Heat Pump | 73 | 4268 | 3201 | 4000 | 5020.6 | 311564 | 291404.4 | 366503.8 | 0 | 0 | 18 | 0.60987 | 1020.6 | 3.388% | -6042.9488 | 75099.4 | 182912.0558 | 360460.8512 | 171265.9699 | 337510.1603 | 0 | 0 | 0.93611 | 291659.7255 | 1.5099 | 352833.3346 | 644493.0601 | 218744.7941 | 425748.266 | 425748.266 | 468323.0926 | 2.4859 | 1.3876
|  |  |  | 13927-1 | Heat Pump - Cold Climate - with AC - from E FAF - SF or DX | 6 | 12 | SF Heat Pump | 14 | 4566 | 2283 | 4000 | 5020.6 | 63924 | 55910.44 | 70288.4 | 184.2304 | 0 | 18 | 0.12513 | 1020.6 | 0.6952% | -1239.8398 | 14377.96 | 37528.3096 | 69048.5602 | 35138.8667 | 64652.2099 | 26323.3793 | 0 | 0.58812 | 37595.224 | 1.5099 | 48260.8562 | 85856.0802 | 18797.612 | 67058.4682 | 67058.4682 | 100087.6943 | 1.9084 | 1.5481
|  |  |  | 13928-1 | Heat Pump - Cold Climate - from E FAF - MH | 10 | 8 | SF Heat Pump | 10 | 3988 | 2991 | 4000 | 5020.6 | 39880 | 40000 | 50206 | 0 | 0 | 18 | 0.078063 | 1020.6 | 0.4337% | -773.4937 | 10206 | 23412.6304 | 49432.5063 | 21921.9386 | 46285.1182 | 0 | 0 | 0.93611 | 37332.2651 | 1.5099 | 45162.4494 | 82494.7145 | 27999.1988 | 54495.5157 | 54495.5157 | 59945.0672 | 2.4859 | 1.2951
|  |  |  | 13929-1 | Heat Pump - Cold Climate - with AC - from E FAF - MH | 10 | 8 | SF Heat Pump | 1 | 4193 | 2096 | 4000 | 4556.01 | 4193 | 3980.91 | 4556.01 | 0 | 0 | 18 | 0.0082076 | 556.01 | 0.0456% | -81.3255 | 575.1 | 2461.6138 | 4474.6845 | 2304.8819 | 4189.7795 | 0 | 0 | 0.93611 | 3925.1301 | 1.5099 | 3164.8443 | 7089.9744 | 1962.097 | 5127.8774 | 5127.8774 | 5640.6652 | 2.2248 | 1.3463
[19 empty] | 0 | 0 | 0 | 0% | 0 | 0 | 0 | 0 | 0 | 0 | 0 | 0 | #N/A | #N/A | #N/A | #N/A | #N/A | #N/A | #N/A | 0 | 0 | 0 | #DIV/0!
[19 empty] | 0 | 0 | 0 | 0% | 0 | 0 | 0 | 0 | 0 | 0 | 0 | 0 | #N/A | #N/A | #N/A | #N/A | #N/A | #N/A | #N/A | 0 | 0 | 0 | #DIV/0!
[19 empty] | 0 | 0 | 0 | 0% | 0 | 0 | 0 | 0 | 0 | 0 | 0 | 0 | #N/A | #N/A | #N/A | #N/A | #N/A | #N/A | #N/A | 0 | 0 | 0 | #DIV/0!
[19 empty] | 0 | 0 | 0 | 0% | 0 | 0 | 0 | 0 | 0 | 0 | 0 | 0 | #N/A | #N/A | #N/A | #N/A | #N/A | #N/A | #N/A | 0 | 0 | 0 | #DIV/0!
[19 empty] | 0 | 0 | 0 | 0% | 0 | 0 | 0 | 0 | 0 | 0 | 0 | 0 | #N/A | #N/A | #N/A | #N/A | #N/A | #N/A | #N/A | 0 | 0 | 0 | #DIV/0!
[19 empty] | 0 | 0 | 0 | 0% | 0 | 0 | 0 | 0 | 0 | 0 | 0 | 0 | #N/A | #N/A | #N/A | #N/A | #N/A | #N/A | #N/A | 0 | 0 | 0 | #DIV/0!
[19 empty] | 0 | 0 | 0 | 0% | 0 | 0 | 0 | 0 | 0 | 0 | 0 | 0 | #N/A | #N/A | #N/A | #N/A | #N/A | #N/A | #N/A | 0 | 0 | 0 | #DIV/0!
[19 empty] | 0 | 0 | 0 | 0% | 0 | 0 | 0 | 0 | 0 | 0 | 0 | 0 | #N/A | #N/A | #N/A | #N/A | #N/A | #N/A | #N/A | 0 | 0 | 0 | #DIV/0!
[19 empty] | 0 | 0 | 0 | 0% | 0 | 0 | 0 | 0 | 0 | 0 | 0 | 0 | #N/A | #N/A | #N/A | #N/A | #N/A | #N/A | #N/A | 0 | 0 | 0 | #DIV/0!
[19 empty] | 0 | 0 | 0 | 0% | 0 | 0 | 0 | 0 | 0 | 0 | 0 | 0 | #N/A | #N/A | #N/A | #N/A | #N/A | #N/A | #N/A | 0 | 0 | 0 | #DIV/0!
[19 empty] | 0 | 0 | 0 | 0% | 0 | 0 | 0 | 0 | 0 | 0 | 0 | 0 | #N/A | #N/A | #N/A | #N/A | #N/A | #N/A | #N/A | 0 | 0 | 0 | #DIV/0!
[19 empty] | 0 | 0 | 0 | 0% | 0 | 0 | 0 | 0 | 0 | 0 | 0 | 0 | #N/A | #N/A | #N/A | #N/A | #N/A | #N/A | #N/A | 0 | 0 | 0 | #DIV/0!
[19 empty] | 0 | 0 | 0 | 0% | 0 | 0 | 0 | 0 | 0 | 0 | 0 | 0 | #N/A | #N/A | #N/A | #N/A | #N/A | #N/A | #N/A | 0 | 0 | 0 | #DIV/0!
[19 empty] | 0 | 0 | 0 | 0% | 0 | 0 | 0 | 0 | 0 | 0 | 0 | 0 | #N/A | #N/A | #N/A | #N/A | #N/A | #N/A | #N/A | 0 | 0 | 0 | #DIV/0!
[19 empty] | 0 | 0 | 0 | 0% | 0 | 0 | 0 | 0 | 0 | 0 | 0 | 0 | #N/A | #N/A | #N/A | #N/A | #N/A | #N/A | #N/A | 0 | 0 | 0 | #DIV/0!
[19 empty] | 0 | 0 | 0 | 0% | 0 | 0 | 0 | 0 | 0 | 0 | 0 | 0 | #N/A | #N/A | #N/A | #N/A | #N/A | #N/A | #N/A | 0 | 0 | 0 | #DIV/0!
[19 empty] | 0 | 0 | 0 | 0% | 0 | 0 | 0 | 0 | 0 | 0 | 0 | 0 | #N/A | #N/A | #N/A | #N/A | #N/A | #N/A | #N/A | 0 | 0 | 0 | #DIV/0!
[19 empty] | 0 | 0 | 0 | 0% | 0 | 0 | 0 | 0 | 0 | 0 | 0 | 0 | #N/A | #N/A | #N/A | #N/A | #N/A | #N/A | #N/A | 0 | 0 | 0 | #DIV/0!
[19 empty] | 0 | 0 | 0 | 0% | 0 | 0 | 0 | 0 | 0 | 0 | 0 | 0 | #N/A | #N/A | #N/A | #N/A | #N/A | #N/A | #N/A | 0 | 0 | 0 | #DIV/0!
[19 empty] | 0 | 0 | 0 | 0% | 0 | 0 | 0 | 0 | 0 | 0 | 0 | 0 | #N/A | #N/A | #N/A | #N/A | #N/A | #N/A | #N/A | 0 | 0 | 0 | #DIV/0!
[19 empty] | 0 | 0 | 0 | 0% | 0 | 0 | 0 | 0 | 0 | 0 | 0 | 0 | #N/A | #N/A | #N/A | #N/A | #N/A | #N/A | #N/A | 0 | 0 | 0 | #DIV/0!
[19 empty] | 0 | 0 | 0 | 0% | 0 | 0 | 0 | 0 | 0 | 0 | 0 | 0 | #N/A | #N/A | #N/A | #N/A | #N/A | #N/A | #N/A | 0 | 0 | 0 | #DIV/0!
[19 empty] | 0 | 0 | 0 | 0% | 0 | 0 | 0 | 0 | 0 | 0 | 0 | 0 | #N/A | #N/A | #N/A | #N/A | #N/A | #N/A | #N/A | 0 | 0 | 0 | #DIV/0!
[19 empty] | 0 | 0 | 0 | 0% | 0 | 0 | 0 | 0 | 0 | 0 | 0 | 0 | #N/A | #N/A | #N/A | #N/A | #N/A | #N/A | #N/A | 0 | 0 | 0 | #DIV/0!
[19 empty] | 0 | 0 | 0 | 0% | 0 | 0 | 0 | 0 | 0 | 0 | 0 | 0 | #N/A | #N/A | #N/A | #N/A | #N/A | #N/A | #N/A | 0 | 0 | 0 | #DIV/0!
[19 empty] | 0 | 0 | 0 | 0% | 0 | 0 | 0 | 0 | 0 | 0 | 0 | 0 | #N/A | #N/A | #N/A | #N/A | #N/A | #N/A | #N/A | 0 | 0 | 0 | #DIV/0!
[19 empty] | 0 | 0 | 0 | 0% | 0 | 0 | 0 | 0 | 0 | 0 | 0 | 0 | #N/A | #N/A | #N/A | #N/A | #N/A | #N/A | #N/A | 0 | 0 | 0 | #DIV/0!
[19 empty] | 0 | 0 | 0 | 0% | 0 | 0 | 0 | 0 | 0 | 0 | 0 | 0 | #N/A | #N/A | #N/A | #N/A | #N/A | #N/A | #N/A | 0 | 0 | 0 | #DIV/0!
[19 empty] | 0 | 0 | 0 | 0% | 0 | 0 | 0 | 0 | 0 | 0 | 0 | 0 | #N/A | #N/A | #N/A | #N/A | #N/A | #N/A | #N/A | 0 | 0 | 0 | #DIV/0!
[19 empty] | 0 | 0 | 0 | 0% | 0 | 0 | 0 | 0 | 0 | 0 | 0 | 0 | #N/A | #N/A | #N/A | #N/A | #N/A | #N/A | #N/A | 0 | 0 | 0 | #DIV/0!
[19 empty] | 0 | 0 | 0 | 0% | 0 | 0 | 0 | 0 | 0 | 0 | 0 | 0 | #N/A | #N/A | #N/A | #N/A | #N/A | #N/A | #N/A | 0 | 0 | 0 | #DIV/0!
[19 empty] | 0 | 0 | 0 | 0% | 0 | 0 | 0 | 0 | 0 | 0 | 0 | 0 | #N/A | #N/A | #N/A | #N/A | #N/A | #N/A | #N/A | 0 | 0 | 0 | #DIV/0!
[19 empty] | 0 | 0 | 0 | 0% | 0 | 0 | 0 | 0 | 0 | 0 | 0 | 0 | #N/A | #N/A | #N/A | #N/A | #N/A | #N/A | #N/A | 0 | 0 | 0 | #DIV/0!
[19 empty] | 0 | 0 | 0 | 0% | 0 | 0 | 0 | 0 | 0 | 0 | 0 | 0 | #N/A | #N/A | #N/A | #N/A | #N/A | #N/A | #N/A | 0 | 0 | 0 | #DIV/0!
[19 empty] | 0 | 0 | 0 | 0% | 0 | 0 | 0 | 0 | 0 | 0 | 0 | 0 | #N/A | #N/A | #N/A | #N/A | #N/A | #N/A | #N/A | 0 | 0 | 0 | #DIV/0!
[19 empty] | 0 | 0 | 0 | 0% | 0 | 0 | 0 | 0 | 0 | 0 | 0 | 0 | #N/A | #N/A | #N/A | #N/A | #N/A | #N/A | #N/A | 0 | 0 | 0 | #DIV/0!
[19 empty] | 0 | 0 | 0 | 0% | 0 | 0 | 0 | 0 | 0 | 0 | 0 | 0 | #N/A | #N/A | #N/A | #N/A | #N/A | #N/A | #N/A | 0 | 0 | 0 | #DIV/0!
[19 empty] | 0 | 0 | 0 | 0% | 0 | 0 | 0 | 0 | 0 | 0 | 0 | 0 | #N/A | #N/A | #N/A | #N/A | #N/A | #N/A | #N/A | 0 | 0 | 0 | #DIV/0!
[19 empty] | 0 | 0 | 0 | 0% | 0 | 0 | 0 | 0 | 0 | 0 | 0 | 0 | #N/A | #N/A | #N/A | #N/A | #N/A | #N/A | #N/A | 0 | 0 | 0 | #DIV/0!
[19 empty] | 0 | 0 | 0 | 0% | 0 | 0 | 0 | 0 | 0 | 0 | 0 | 0 | #N/A | #N/A | #N/A | #N/A | #N/A | #N/A | #N/A | 0 | 0 | 0 | #DIV/0!
[19 empty] | 0 | 0 | 0 | 0% | 0 | 0 | 0 | 0 | 0 | 0 | 0 | 0 | #N/A | #N/A | #N/A | #N/A | #N/A | #N/A | #N/A | 0 | 0 | 0 | #DIV/0!
[19 empty] | 0 | 0 | 0 | 0% | 0 | 0 | 0 | 0 | 0 | 0 | 0 | 0 | #N/A | #N/A | #N/A | #N/A | #N/A | #N/A | #N/A | 0 | 0 | 0 | #DIV/0!
[19 empty] | 0 | 0 | 0 | 0% | 0 | 0 | 0 | 0 | 0 | 0 | 0 | 0 | #N/A | #N/A | #N/A | #N/A | #N/A | #N/A | #N/A | 0 | 0 | 0 | #DIV/0!
[19 empty] | 0 | 0 | 0 | 0% | 0 | 0 | 0 | 0 | 0 | 0 | 0 | 0 | #N/A | #N/A | #N/A | #N/A | #N/A | #N/A | #N/A | 0 | 0 | 0 | #DIV/0!
[19 empty] | 0 | 0 | 0 | 0% | 0 | 0 | 0 | 0 | 0 | 0 | 0 | 0 | #N/A | #N/A | #N/A | #N/A | #N/A | #N/A | #N/A | 0 | 0 | 0 | #DIV/0!
[19 empty] | 0 | 0 | 0 | 0% | 0 | 0 | 0 | 0 | 0 | 0 | 0 | 0 | #N/A | #N/A | #N/A | #N/A | #N/A | #N/A | #N/A | 0 | 0 | 0 | #DIV/0!
[19 empty] | 0 | 0 | 0 | 0% | 0 | 0 | 0 | 0 | 0 | 0 | 0 | 0 | #N/A | #N/A | #N/A | #N/A | #N/A | #N/A | #N/A | 0 | 0 | 0 | #DIV/0!
[19 empty] | 0 | 0 | 0 | 0% | 0 | 0 | 0 | 0 | 0 | 0 | 0 | 0 | #N/A | #N/A | #N/A | #N/A | #N/A | #N/A | #N/A | 0 | 0 | 0 | #DIV/0!
[19 empty] | 0 | 0 | 0 | 0% | 0 | 0 | 0 | 0 | 0 | 0 | 0 | 0 | #N/A | #N/A | #N/A | #N/A | #N/A | #N/A | #N/A | 0 | 0 | 0 | #DIV/0!
[19 empty] | 0 | 0 | 0 | 0% | 0 | 0 | 0 | 0 | 0 | 0 | 0 | 0 | #N/A | #N/A | #N/A | #N/A | #N/A | #N/A | #N/A | 0 | 0 | 0 | #DIV/0!
[19 empty] | 0 | 0 | 0 | 0% | 0 | 0 | 0 | 0 | 0 | 0 | 0 | 0 | #N/A | #N/A | #N/A | #N/A | #N/A | #N/A | #N/A | 0 | 0 | 0 | #DIV/0!
[19 empty] | 0 | 0 | 0 | 0% | 0 | 0 | 0 | 0 | 0 | 0 | 0 | 0 | #N/A | #N/A | #N/A | #N/A | #N/A | #N/A | #N/A | 0 | 0 | 0 | #DIV/0!
[19 empty] | 0 | 0 | 0 | 0% | 0 | 0 | 0 | 0 | 0 | 0 | 0 | 0 | #N/A | #N/A | #N/A | #N/A | #N/A | #N/A | #N/A | 0 | 0 | 0 | #DIV/0!
[19 empty] | 0 | 0 | 0 | 0% | 0 | 0 | 0 | 0 | 0 | 0 | 0 | 0 | #N/A | #N/A | #N/A | #N/A | #N/A | #N/A | #N/A | 0 | 0 | 0 | #DIV/0!
[19 empty] | 0 | 0 | 0 | 0% | 0 | 0 | 0 | 0 | 0 | 0 | 0 | 0 | #N/A | #N/A | #N/A | #N/A | #N/A | #N/A | #N/A | 0 | 0 | 0 | #DIV/0!
[19 empty] | 0 | 0 | 0 | 0% | 0 | 0 | 0 | 0 | 0 | 0 | 0 | 0 | #N/A | #N/A | #N/A | #N/A | #N/A | #N/A | #N/A | 0 | 0 | 0 | #DIV/0!
[19 empty] | 0 | 0 | 0 | 0% | 0 | 0 | 0 | 0 | 0 | 0 | 0 | 0 | #N/A | #N/A | #N/A | #N/A | #N/A | #N/A | #N/A | 0 | 0 | 0 | #DIV/0!
[19 empty] | 0 | 0 | 0 | 0% | 0 | 0 | 0 | 0 | 0 | 0 | 0 | 0 | #N/A | #N/A | #N/A | #N/A | #N/A | #N/A | #N/A | 0 | 0 | 0 | #DIV/0!
[19 empty] | 0 | 0 | 0 | 0% | 0 | 0 | 0 | 0 | 0 | 0 | 0 | 0 | #N/A | #N/A | #N/A | #N/A | #N/A | #N/A | #N/A | 0 | 0 | 0 | #DIV/0!
[19 empty] | 0 | 0 | 0 | 0% | 0 | 0 | 0 | 0 | 0 | 0 | 0 | 0 | #N/A | #N/A | #N/A | #N/A | #N/A | #N/A | #N/A | 0 | 0 | 0 | #DIV/0!
[19 empty] | 0 | 0 | 0 | 0% | 0 | 0 | 0 | 0 | 0 | 0 | 0 | 0 | #N/A | #N/A | #N/A | #N/A | #N/A | #N/A | #N/A | 0 | 0 | 0 | #DIV/0!
[19 empty] | 0 | 0 | 0 | 0% | 0 | 0 | 0 | 0 | 0 | 0 | 0 | 0 | #N/A | #N/A | #N/A | #N/A | #N/A | #N/A | #N/A | 0 | 0 | 0 | #DIV/0!
[19 empty] | 0 | 0 | 0 | 0% | 0 | 0 | 0 | 0 | 0 | 0 | 0 | 0 | #N/A | #N/A | #N/A | #N/A | #N/A | #N/A | #N/A | 0 | 0 | 0 | #DIV/0!
[19 empty] | 0 | 0 | 0 | 0% | 0 | 0 | 0 | 0 | 0 | 0 | 0 | 0 | #N/A | #N/A | #N/A | #N/A | #N/A | #N/A | #N/A | 0 | 0 | 0 | #DIV/0!
[19 empty] | 0 | 0 | 0 | 0% | 0 | 0 | 0 | 0 | 0 | 0 | 0 | 0 | #N/A | #N/A | #N/A | #N/A | #N/A | #N/A | #N/A | 0 | 0 | 0 | #DIV/0!
[19 empty] | 0 | 0 | 0 | 0% | 0 | 0 | 0 | 0 | 0 | 0 | 0 | 0 | #N/A | #N/A | #N/A | #N/A | #N/A | #N/A | #N/A | 0 | 0 | 0 | #DIV/0!
[19 empty] | 0 | 0 | 0 | 0% | 0 | 0 | 0 | 0 | 0 | 0 | 0 | 0 | #N/A | #N/A | #N/A | #N/A | #N/A | #N/A | #N/A | 0 | 0 | 0 | #DIV/0!
[19 empty] | 0 | 0 | 0 | 0% | 0 | 0 | 0 | 0 | 0 | 0 | 0 | 0 | #N/A | #N/A | #N/A | #N/A | #N/A | #N/A | #N/A | 0 | 0 | 0 | #DIV/0!
[19 empty] | 0 | 0 | 0 | 0% | 0 | 0 | 0 | 0 | 0 | 0 | 0 | 0 | #N/A | #N/A | #N/A | #N/A | #N/A | #N/A | #N/A | 0 | 0 | 0 | #DIV/0!
[19 empty] | 0 | 0 | 0 | 0% | 0 | 0 | 0 | 0 | 0 | 0 | 0 | 0 | #N/A | #N/A | #N/A | #N/A | #N/A | #N/A | #N/A | 0 | 0 | 0 | #DIV/0!
[19 empty] | 0 | 0 | 0 | 0% | 0 | 0 | 0 | 0 | 0 | 0 | 0 | 0 | #N/A | #N/A | #N/A | #N/A | #N/A | #N/A | #N/A | 0 | 0 | 0 | #DIV/0!
[19 empty] | 0 | 0 | 0 | 0% | 0 | 0 | 0 | 0 | 0 | 0 | 0 | 0 | #N/A | #N/A | #N/A | #N/A | #N/A | #N/A | #N/A | 0 | 0 | 0 | #DIV/0!
[19 empty] | 0 | 0 | 0 | 0% | 0 | 0 | 0 | 0 | 0 | 0 | 0 | 0 | #N/A | #N/A | #N/A | #N/A | #N/A | #N/A | #N/A | 0 | 0 | 0 | #DIV/0!
[19 empty] | 0 | 0 | 0 | 0% | 0 | 0 | 0 | 0 | 0 | 0 | 0 | 0 | #N/A | #N/A | #N/A | #N/A | #N/A | #N/A | #N/A | 0 | 0 | 0 | #DIV/0!
[19 empty] | 0 | 0 | 0 | 0% | 0 | 0 | 0 | 0 | 0 | 0 | 0 | 0 | #N/A | #N/A | #N/A | #N/A | #N/A | #N/A | #N/A | 0 | 0 | 0 | #DIV/0!
[19 empty] | 0 | 0 | 0 | 0% | 0 | 0 | 0 | 0 | 0 | 0 | 0 | 0 | #N/A | #N/A | #N/A | #N/A | #N/A | #N/A | #N/A | 0 | 0 | 0 | #DIV/0!
[19 empty] | 0 | 0 | 0 | 0% | 0 | 0 | 0 | 0 | 0 | 0 | 0 | 0 | #N/A | #N/A | #N/A | #N/A | #N/A | #N/A | #N/A | 0 | 0 | 0 | #DIV/0!
[19 empty] | 0 | 0 | 0 | 0% | 0 | 0 | 0 | 0 | 0 | 0 | 0 | 0 | #N/A | #N/A | #N/A | #N/A | #N/A | #N/A | #N/A | 0 | 0 | 0 | #DIV/0!
[19 empty] | 0 | 0 | 0 | 0% | 0 | 0 | 0 | 0 | 0 | 0 | 0 | 0 | #N/A | #N/A | #N/A | #N/A | #N/A | #N/A | #N/A | 0 | 0 | 0 | #DIV/0!
[19 empty] | 0 | 0 | 0 | 0% | 0 | 0 | 0 | 0 | 0 | 0 | 0 | 0 | #N/A | #N/A | #N/A | #N/A | #N/A | #N/A | #N/A | 0 | 0 | 0 | #DIV/0!
[19 empty] | 0 | 0 | 0 | 0% | 0 | 0 | 0 | 0 | 0 | 0 | 0 | 0 | #N/A | #N/A | #N/A | #N/A | #N/A | #N/A | #N/A | 0 | 0 | 0 | #DIV/0!
[19 empty] | 0 | 0 | 0 | 0% | 0 | 0 | 0 | 0 | 0 | 0 | 0 | 0 | #N/A | #N/A | #N/A | #N/A | #N/A | #N/A | #N/A | 0 | 0 | 0 | #DIV/0!
[19 empty] | 0 | 0 | 0 | 0% | 0 | 0 | 0 | 0 | 0 | 0 | 0 | 0 | #N/A | #N/A | #N/A | #N/A | #N/A | #N/A | #N/A | 0 | 0 | 0 | #DIV/0!
[19 empty] | 0 | 0 | 0 | 0% | 0 | 0 | 0 | 0 | 0 | 0 | 0 | 0 | #N/A | #N/A | #N/A | #N/A | #N/A | #N/A | #N/A | 0 | 0 | 0 | #DIV/0!
[19 empty] | 0 | 0 | 0 | 0% | 0 | 0 | 0 | 0 | 0 | 0 | 0 | 0 | #N/A | #N/A | #N/A | #N/A | #N/A | #N/A | #N/A | 0 | 0 | 0 | #DIV/0!
[19 empty] | 0 | 0 | 0 | 0% | 0 | 0 | 0 | 0 | 0 | 0 | 0 | 0 | #N/A | #N/A | #N/A | #N/A | #N/A | #N/A | #N/A | 0 | 0 | 0 | #DIV/0!
[19 empty] | 0 | 0 | 0 | 0% | 0 | 0 | 0 | 0 | 0 | 0 | 0 | 0 | #N/A | #N/A | #N/A | #N/A | #N/A | #N/A | #N/A | 0 | 0 | 0 | #DIV/0!
[19 empty] | 0 | 0 | 0 | 0% | 0 | 0 | 0 | 0 | 0 | 0 | 0 | 0 | #N/A | #N/A | #N/A | #N/A | #N/A | #N/A | #N/A | 0 | 0 | 0 | #DIV/0!
[19 empty] | 0 | 0 | 0 | 0% | 0 | 0 | 0 | 0 | 0 | 0 | 0 | 0 | #N/A | #N/A | #N/A | #N/A | #N/A | #N/A | #N/A | 0 | 0 | 0 | #DIV/0!
[19 empty] | 0 | 0 | 0 | 0% | 0 | 0 | 0 | 0 | 0 | 0 | 0 | 0 | #N/A | #N/A | #N/A | #N/A | #N/A | #N/A | #N/A | 0 | 0 | 0 | #DIV/0!
[19 empty] | 0 | 0 | 0 | 0% | 0 | 0 | 0 | 0 | 0 | 0 | 0 | 0 | #N/A | #N/A | #N/A | #N/A | #N/A | #N/A | #N/A | 0 | 0 | 0 | #DIV/0!
[19 empty] | 0 | 0 | 0 | 0% | 0 | 0 | 0 | 0 | 0 | 0 | 0 | 0 | #N/A | #N/A | #N/A | #N/A | #N/A | #N/A | #N/A | 0 | 0 | 0 | #DIV/0!
[19 empty] | 0 | 0 | 0 | 0% | 0 | 0 | 0 | 0 | 0 | 0 | 0 | 0 | #N/A | #N/A | #N/A | #N/A | #N/A | #N/A | #N/A | 0 | 0 | 0 | #DIV/0!
[19 empty] | 0 | 0 | 0 | 0% | 0 | 0 | 0 | 0 | 0 | 0 | 0 | 0 | #N/A | #N/A | #N/A | #N/A | #N/A | #N/A | #N/A | 0 | 0 | 0 | #DIV/0!
[19 empty] | 0 | 0 | 0 | 0% | 0 | 0 | 0 | 0 | 0 | 0 | 0 | 0 | #N/A | #N/A | #N/A | #N/A | #N/A | #N/A | #N/A | 0 | 0 | 0 | #DIV/0!
[19 empty] | 0 | 0 | 0 | 0% | 0 | 0 | 0 | 0 | 0 | 0 | 0 | 0 | #N/A | #N/A | #N/A | #N/A | #N/A | #N/A | #N/A | 0 | 0 | 0 | #DIV/0!
[19 empty] | 0 | 0 | 0 | 0% | 0 | 0 | 0 | 0 | 0 | 0 | 0 | 0 | #N/A | #N/A | #N/A | #N/A | #N/A | #N/A | #N/A | 0 | 0 | 0 | #DIV/0!
[19 empty] | 0 | 0 | 0 | 0% | 0 | 0 | 0 | 0 | 0 | 0 | 0 | 0 | #N/A | #N/A | #N/A | #N/A | #N/A | #N/A | #N/A | 0 | 0 | 0 | #DIV/0!
[19 empty] | 0 | 0 | 0 | 0% | 0 | 0 | 0 | 0 | 0 | 0 | 0 | 0 | #N/A | #N/A | #N/A | #N/A | #N/A | #N/A | #N/A | 0 | 0 | 0 | #DIV/0!
[19 empty] | 0 | 0 | 0 | 0% | 0 | 0 | 0 | 0 | 0 | 0 | 0 | 0 | #N/A | #N/A | #N/A | #N/A | #N/A | #N/A | #N/A | 0 | 0 | 0 | #DIV/0!
[19 empty] | 0 | 0 | 0 | 0% | 0 | 0 | 0 | 0 | 0 | 0 | 0 | 0 | #N/A | #N/A | #N/A | #N/A | #N/A | #N/A | #N/A | 0 | 0 | 0 | #DIV/0!
[19 empty] | 0 | 0 | 0 | 0% | 0 | 0 | 0 | 0 | 0 | 0 | 0 | 0 | #N/A | #N/A | #N/A | #N/A | #N/A | #N/A | #N/A | 0 | 0 | 0 | #DIV/0!
[19 empty] | 0 | 0 | 0 | 0% | 0 | 0 | 0 | 0 | 0 | 0 | 0 | 0 | #N/A | #N/A | #N/A | #N/A | #N/A | #N/A | #N/A | 0 | 0 | 0 | #DIV/0!
[19 empty] | 0 | 0 | 0 | 0% | 0 | 0 | 0 | 0 | 0 | 0 | 0 | 0 | #N/A | #N/A | #N/A | #N/A | #N/A | #N/A | #N/A | 0 | 0 | 0 | #DIV/0!
[19 empty] | 0 | 0 | 0 | 0% | 0 | 0 | 0 | 0 | 0 | 0 | 0 | 0 | #N/A | #N/A | #N/A | #N/A | #N/A | #N/A | #N/A | 0 | 0 | 0 | #DIV/0!
[19 empty] | 0 | 0 | 0 | 0% | 0 | 0 | 0 | 0 | 0 | 0 | 0 | 0 | #N/A | #N/A | #N/A | #N/A | #N/A | #N/A | #N/A | 0 | 0 | 0 | #DIV/0!
[19 empty] | 0 | 0 | 0 | 0% | 0 | 0 | 0 | 0 | 0 | 0 | 0 | 0 | #N/A | #N/A | #N/A | #N/A | #N/A | #N/A | #N/A | 0 | 0 | 0 | #DIV/0!
[19 empty] | 0 | 0 | 0 | 0% | 0 | 0 | 0 | 0 | 0 | 0 | 0 | 0 | #N/A | #N/A | #N/A | #N/A | #N/A | #N/A | #N/A | 0 | 0 | 0 | #DIV/0!
[19 empty] | 0 | 0 | 0 | 0% | 0 | 0 | 0 | 0 | 0 | 0 | 0 | 0 | #N/A | #N/A | #N/A | #N/A | #N/A | #N/A | #N/A | 0 | 0 | 0 | #DIV/0!
[19 empty] | 0 | 0 | 0 | 0% | 0 | 0 | 0 | 0 | 0 | 0 | 0 | 0 | #N/A | #N/A | #N/A | #N/A | #N/A | #N/A | #N/A | 0 | 0 | 0 | #DIV/0!
[19 empty] | 0 | 0 | 0 | 0% | 0 | 0 | 0 | 0 | 0 | 0 | 0 | 0 | #N/A | #N/A | #N/A | #N/A | #N/A | #N/A | #N/A | 0 | 0 | 0 | #DIV/0!
[19 empty] | 0 | 0 | 0 | 0% | 0 | 0 | 0 | 0 | 0 | 0 | 0 | 0 | #N/A | #N/A | #N/A | #N/A | #N/A | #N/A | #N/A | 0 | 0 | 0 | #DIV/0!
[19 empty] | 0 | 0 | 0 | 0% | 0 | 0 | 0 | 0 | 0 | 0 | 0 | 0 | #N/A | #N/A | #N/A | #N/A | #N/A | #N/A | #N/A | 0 | 0 | 0 | #DIV/0!
[19 empty] | 0 | 0 | 0 | 0% | 0 | 0 | 0 | 0 | 0 | 0 | 0 | 0 | #N/A | #N/A | #N/A | #N/A | #N/A | #N/A | #N/A | 0 | 0 | 0 | #DIV/0!
[19 empty] | 0 | 0 | 0 | 0% | 0 | 0 | 0 | 0 | 0 | 0 | 0 | 0 | #N/A | #N/A | #N/A | #N/A | #N/A | #N/A | #N/A | 0 | 0 | 0 | #DIV/0!
[19 empty] | 0 | 0 | 0 | 0% | 0 | 0 | 0 | 0 | 0 | 0 | 0 | 0 | #N/A | #N/A | #N/A | #N/A | #N/A | #N/A | #N/A | 0 | 0 | 0 | #DIV/0!
[19 empty] | 0 | 0 | 0 | 0% | 0 | 0 | 0 | 0 | 0 | 0 | 0 | 0 | #N/A | #N/A | #N/A | #N/A | #N/A | #N/A | #N/A | 0 | 0 | 0 | #DIV/0!
[19 empty] | 0 | 0 | 0 | 0% | 0 | 0 | 0 | 0 | 0 | 0 | 0 | 0 | #N/A | #N/A | #N/A | #N/A | #N/A | #N/A | #N/A | 0 | 0 | 0 | #DIV/0!
[19 empty] | 0 | 0 | 0 | 0% | 0 | 0 | 0 | 0 | 0 | 0 | 0 | 0 | #N/A | #N/A | #N/A | #N/A | #N/A | #N/A | #N/A | 0 | 0 | 0 | #DIV/0!
[19 empty] | 0 | 0 | 0 | 0% | 0 | 0 | 0 | 0 | 0 | 0 | 0 | 0 | #N/A | #N/A | #N/A | #N/A | #N/A | #N/A | #N/A | 0 | 0 | 0 | #DIV/0!
[19 empty] | 0 | 0 | 0 | 0% | 0 | 0 | 0 | 0 | 0 | 0 | 0 | 0 | #N/A | #N/A | #N/A | #N/A | #N/A | #N/A | #N/A | 0 | 0 | 0 | #DIV/0!
[19 empty] | 0 | 0 | 0 | 0% | 0 | 0 | 0 | 0 | 0 | 0 | 0 | 0 | #N/A | #N/A | #N/A | #N/A | #N/A | #N/A | #N/A | 0 | 0 | 0 | #DIV/0!
[19 empty] | 0 | 0 | 0 | 0% | 0 | 0 | 0 | 0 | 0 | 0 | 0 | 0 | #N/A | #N/A | #N/A | #N/A | #N/A | #N/A | #N/A | 0 | 0 | 0 | #DIV/0!
[19 empty] | 0 | 0 | 0 | 0% | 0 | 0 | 0 | 0 | 0 | 0 | 0 | 0 | #N/A | #N/A | #N/A | #N/A | #N/A | #N/A | #N/A | 0 | 0 | 0 | #DIV/0!
[19 empty] | 0 | 0 | 0 | 0% | 0 | 0 | 0 | 0 | 0 | 0 | 0 | 0 | #N/A | #N/A | #N/A | #N/A | #N/A | #N/A | #N/A | 0 | 0 | 0 | #DIV/0!
[19 empty] | 0 | 0 | 0 | 0% | 0 | 0 | 0 | 0 | 0 | 0 | 0 | 0 | #N/A | #N/A | #N/A | #N/A | #N/A | #N/A | #N/A | 0 | 0 | 0 | #DIV/0!
[19 empty] | 0 | 0 | 0 | 0% | 0 | 0 | 0 | 0 | 0 | 0 | 0 | 0 | #N/A | #N/A | #N/A | #N/A | #N/A | #N/A | #N/A | 0 | 0 | 0 | #DIV/0!
[19 empty] | 0 | 0 | 0 | 0% | 0 | 0 | 0 | 0 | 0 | 0 | 0 | 0 | #N/A | #N/A | #N/A | #N/A | #N/A | #N/A | #N/A | 0 | 0 | 0 | #DIV/0!
[19 empty] | 0 | 0 | 0 | 0% | 0 | 0 | 0 | 0 | 0 | 0 | 0 | 0 | #N/A | #N/A | #N/A | #N/A | #N/A | #N/A | #N/A | 0 | 0 | 0 | #DIV/0!
[19 empty] | 0 | 0 | 0 | 0% | 0 | 0 | 0 | 0 | 0 | 0 | 0 | 0 | #N/A | #N/A | #N/A | #N/A | #N/A | #N/A | #N/A | 0 | 0 | 0 | #DIV/0!
[19 empty] | 0 | 0 | 0 | 0% | 0 | 0 | 0 | 0 | 0 | 0 | 0 | 0 | #N/A | #N/A | #N/A | #N/A | #N/A | #N/A | #N/A | 0 | 0 | 0 | #DIV/0!
[19 empty] | 0 | 0 | 0 | 0% | 0 | 0 | 0 | 0 | 0 | 0 | 0 | 0 | #N/A | #N/A | #N/A | #N/A | #N/A | #N/A | #N/A | 0 | 0 | 0 | #DIV/0!

## SF Existing Water Heat {E}
Rtn to Summary |  | Order Number | Program Name | Discount Rate: | 6.8% | [9 empty] | Paste in incentives but use DBtC for Total
| Program: | 18230626 | SF Existing Water Heat {E}
| paste |  |  | paste | paste | paste | paste | paste | paste | paste | paste | paste | paste | Paste | paste | paste | paste | paste | Formula: G + H | Formula: (O/A10)*T | Formula: N - M | Formula: O/A10 | Formula: W*A8 | Formula: Q - P | Formula: X + DBtC | Formula: Q + X | Formula: Z/(1+ElecDiscountRate)^1 | Formula: AA/(1+ElecDiscountRate)^1 | Formula: -PV (ElecDiscount Rate,T,R)*J | Formula: - PV (ElecDiscount Rate, T, S)*J |  | AF*J*K |  | AH*J*L | AG + AI |  | AG +AI -AK | formula: Logic to lookup from AC tables and adjust by savings and quantity | Formula: Utility Savings (AM)*1.1+AD+AE | formula: AM/AB | formula: AN/AC
| Sch. No. | Order Number | Program Name | Measure Version | Measure Name | First Period Measure Life | Second period Measure Life | Electric End-Use Type | Number of units offered | Savings per Unit Period 1 | Savngs per Unit Period 2 | Incentives Per Unit | Incremental Measure Cost per Unit | Total First Year Savings | Total Incentive | Total Incremental Measure Cost | Unit First Year Non-Energy Benefits | Unit Annual Net Equipment O&M | Total Measure Life | Weighted Life | Agency or Customer Cost per Unit | Percent Unit overhead | Program Overhead Cost | Total Customer Cost | Total Utility Program Costs | Total Resource Cost | PV Total Utility Program Costs | PV Total Resource Costs | PV Total Non-Energy Benefits | PV Total Net Equipment O&M | Unit PV First period Savings for 1 kWh | Total First Period Savings | Unit PV Savings for Second Period for 1 kWh | Total Second period Savings | Unadjusted Total | Decrement | Final UC Total Savings | PV Total Savings UC | PV Total Savings TRC | UC B/C Ratio | TRC B/C Ratio
DBTC: | E214 | 18230626 | SF Existing Water Heat {E} | 12682-2 | Water Heater - Heat Pump - NEEA Specs - Tier 3 - EH - Res | 13 | 0 | Res Water Heat | 24 | 1336.72 |  | 500 | 727.16 | 32081.28 | 12000 | 17451.84 | 2.601 | 0 | 13 | 0.53397 | 227.16 | 4.107% | 14546.1069 | 5451.84 | 30024.7202 | 31997.9469 | 28113.0339 | 29960.6245 | 527.684 | 0 | 0.99115 | 31797.4066 | 0.99115 | 0 | 31797.4066 | 0 | 31797.4066 | 31797.4066 | 35504.8312 | 1.1311 | 1.185
376842.14 | E214 | 18230626 | SF Existing Water Heat {E} | 12682-3 | Water Heater - Heat Pump - NEEA Specs - Tier 3 - EH - Res | 13 | 0 | Res Water Heat | 31 | 1360.37 |  | 500 | 775.88 | 42171.47 | 15500 | 24052.28 | 2.601 | 0 | 13 | 0.70191 | 275.88 | 5.399% | 19121.142 | 8552.28 | 39468.082 | 43173.422 | 36955.1329 | 40424.5525 | 681.5918 | 0 | 0.99115 | 41798.3128 | 0.99115 | 0 | 41798.3128 | 0 | 41798.3128 | 41798.3128 | 46659.7359 | 1.1311 | 1.1542
Program Costs: | E214 | 18230626 | SF Existing Water Heat {E} | 12685-3 | Water Heater - Storage - Energy Star - 0.67 EF - GH - Res - MI | 13 | 0 | Res Water Heat | 1 | 3.19 |  | 0 | 0 | 3.19 | 0 | 0 |  | 0 | 13 | 5.3095e-05 | 0 | 0.0004084% | 1.4464 | 0 | 2.9855 | 1.4464 | 2.7954 | 1.3543 | 0 | 0 | 0.99115 | 3.1618 | 0.99115 | 0 | 3.1618 | 0 | 3.1618 | 3.1618 | 3.478 | 1.1311 | 2.5681
354139.35 | E214 | 18230626 | SF Existing Water Heat {E} | 12685-4 | Water Heater - Storage - Energy Star - 0.67 EF - GH - Res - MI | 13 | 0 | Res Water Heat | 4 | 3.19 |  | 0 | 0 | 12.76 | 0 | 0 |  | 0 | 13 | 0.00021238 | 0 | 0.001634% | 5.7856 | 0 | 11.942 | 5.7856 | 11.1817 | 5.4172 | 0 | 0 | 0.99115 | 12.6471 | 0.99115 | 0 | 12.6471 | 0 | 12.6471 | 12.6471 | 13.9118 | 1.1311 | 2.5681
Total Savings (kWh): | E214 | 18230626 | SF Existing Water Heat {E} | 12687-3 | Water Heater - Tankless - Energy Star - 0.9 EF - GH - Res - MI | 20 | 0 | Res Water Heat | 4 | -22.54 |  | 0 | 0 | -90.16 | 0 | 0 |  | 0 | 20 | -0.0023087 | 0 | -0.01154% | -40.8798 | 0 | -84.3803 | -40.8798 | -79.0078 | -38.277 | 0 | 0 | 1.3943 | -125.7124 | 1.3943 | 0 | -125.7124 | 0 | -125.7124 | -125.7124 | -138.2837 | 1.5911 | 3.6127
781050.47 | E214 | 18230626 | SF Existing Water Heat {E} | 12687-4 | Water Heater - Tankless - Energy Star - 0.9 EF - GH - Res - MI | 20 | 0 | Res Water Heat | 49 | -22.54 |  | 0 | 0 | -1104.46 | 0 | 0 |  | 0 | 20 | -0.028281 | 0 | -0.1414% | -500.7778 | 0 | -1033.659 | -500.7778 | -967.8455 | -468.8931 | 0 | 0 | 1.3943 | -1539.9771 | 1.3943 | 0 | -1539.9771 | 0 | -1539.9771 | -1539.9771 | -1693.9748 | 1.5911 | 3.6127
Total Incentives: | E214 | 18230626 | SF Existing Water Heat {E} | 12851-2 | Incentive - Add On - Water Heater - Heat Pump - EH - SF or DX - MI | 1 | 0 | Res Water Heat | 7 | 0 |  | 200 | 0 | 0 | 1400 | 0 | 0 | 0 | 1 | 0 | -200 | 0% | 0 | -1400 | 0 | 0 | 0 | 0 | 0 | 0 | 0.089328 | 0 | 0.089328 | 0 | 0 | 0 | 0 | 0 | 0 | 0 | #DIV/0!
319786.73 | E214 | 18230626 | SF Existing Water Heat {E} | 12874-2 | Incentive - Add On - Water Heater - Heat Pump - EH - MH | 1 | 0 | Res Water Heat | 4 | 0 |  | 200 | 0 | 0 | 800 | 0 | 0 | 0 | 1 | 0 | -200 | 0% | 0 | -800 | 0 | 0 | 0 | 0 | 0 | 0 | 0.089328 | 0 | 0.089328 | 0 | 0 | 0 | 0 | 0 | 0 | 0 | #DIV/0!
Total Customer Costs: | E214 | 18230626 | SF Existing Water Heat {E} | 12965-2 | Water Heater - Heat Pump - NEEA Specs - Tier 3 - RP - Any - Res - E or B | 13 | 0 | Res Water Heat | 234.45 | 1203.05 |  | 500 | 726.3 | 282055.12 | 117299.05 | 170280.86 | 2.2293 | 0 | 13 | 4.6946 | 226.3 | 36.11% | 127887.7879 | 52981.81 | 263974.0706 | 298168.6479 | 247166.7327 | 279184.1273 | 4418.1561 | 0 | 0.99115 | 279559.2885 | 0.99115 | 0 | 279559.2885 | 0 | 279559.2885 | 279559.2885 | 311933.3734 | 1.1311 | 1.1173
149776.62 | E214 | 18230626 | SF Existing Water Heat {E} | 12965-3 | Water Heater - Heat Pump - NEEA Specs - Tier 3 - RP - Any - Res - E or B | 13 | 0 | Res Water Heat | 332.24 | 1360.37 |  | 500 | 775.88 | 451969.2 | 169387.68 | 257778.37 | 3.7369 | 0 | 13 | 7.5227 | 275.88 | 57.87% | 204929.2393 | 88390.69 | 422995.8651 | 462707.6093 | 396063.5441 | 433246.8252 | 10495.0786 | 0 | 0.99115 | 447970.0466 | 0.99115 | 0 | 447970.0466 | 0 | 447970.0466 | 447970.0466 | 503262.1299 | 1.1311 | 1.1616
Weighted Avg Life | E214 | 18230626 | SF Existing Water Heat {E} | 13287-1 | Water Heater - Storage - Energy Star - 0.67 EF - GH - SF or DX | 13 | 0 | Res Water Heat | 6 | 3.19 |  | 0 | 0 | 19.14 | 0 | 0 |  | 0 | 13 | 0.00031857 | 0 | 0.002451% | 8.6783 | 0 | 17.913 | 8.6783 | 16.7725 | 8.1258 | 0 | 0 | 0.99115 | 18.9706 | 0.99115 | 0 | 18.9706 | 0 | 18.9706 | 18.9706 | 20.8677 | 1.1311 | 2.5681
12.7546 | E214 | 18230626 | SF Existing Water Heat {E} | 13287-2 | Water Heater - Storage - Energy Star - 0.67 EF - GH - SF or DX | 13 | 0 | Res Water Heat | 39 | 3.19 |  | 0 | 0 | 124.41 | 0 | 0 |  | 0 | 13 | 0.0020707 | 0 | 0.01593% | 56.4093 | 0 | 116.4347 | 56.4093 | 109.0213 | 52.8177 | 0 | 0 | 0.99115 | 123.3091 | 0.99115 | 0 | 123.3091 | 0 | 123.3091 | 123.3091 | 135.6401 | 1.1311 | 2.5681
Total Utility Cost | E214 | 18230626 | SF Existing Water Heat {E} | 13289-2 | Water Heater - Tankless - Energy Star - 0.9 EF - GH - MH | 20 | 0 | Res Water Heat | 3 | -22.54 |  | 0 | 0 | -67.62 | 0 | 0 |  | 0 | 20 | -0.0017315 | 0 | -0.008658% | -30.6599 | 0 | -63.2852 | -30.6599 | -59.2558 | -28.7077 | 0 | 0 | 1.3943 | -94.2843 | 1.3943 | 0 | -94.2843 | 0 | -94.2843 | -94.2843 | -103.7127 | 1.5911 | 3.6127
730981.49 | E214 | 18230626 | SF Existing Water Heat {E} | 13290-1 | Water Heater - Tankless - Energy Star - 0.9 EF - GH - SF or DX | 20 | 0 | Res Water Heat | 160 | -22.54 |  | 0 | 0 | -3606.4 | 0 | 0 |  | 0 | 20 | -0.092347 | 0 | -0.4617% | -1635.1929 | 0 | -3375.2129 | -1635.1929 | -3160.3117 | -1531.0795 | 0 | 0 | 1.3943 | -5028.4967 | 1.3943 | 0 | -5028.4967 | 0 | -5028.4967 | -5028.4967 | -5531.3464 | 1.5911 | 3.6127
Total Resource Cost | E214 | 18230626 | SF Existing Water Heat {E} | 13290-2 | Water Heater - Tankless - Energy Star - 0.9 EF - GH - SF or DX | 20 | 0 | Res Water Heat | 546 | -22.54 |  | 0 | 0 | -12306.84 | 0 | 0 |  | 0 | 20 | -0.31514 | 0 | -1.576% | -5580.0956 | 0 | -11517.9141 | -5580.0956 | -10784.5638 | -5224.8086 | 0 | 0 | 1.3943 | -17159.745 | 1.3943 | 0 | -17159.745 | 0 | -17159.745 | -17159.745 | -18875.7195 | 1.5911 | 3.6127
823702.7 | E214 | 18230626 | SF Existing Water Heat {E} | 13635-1 | Incentive - Add On - Water Heater - Heat Pump - NEEA Specs - Tier 3 - RP - Any - Res - E or B | 1 | 0 | Res Water Heat | 15 | 0 |  | 150 | 0 | 0 | 2250 | 0 | 0 | 0 | 1 | 0 | -150 | 0% | 0 | -2250 | 0 | 0 | 0 | 0 | 0 | 0 | 0.089328 | 0 | 0.089328 | 0 | 0 | 0 | 0 | 0 | 0 | 0 | #DIV/0!
UC B/C Ratio |  |  |  | 13670-1 | Incentive - Add On - Water Heater - Heat Pump - NEEA Specs - Tier 3 - EH - Res - EX - TDSM - Bainbridge | 1 | 0 | Res Water Heat | 1 | 0 |  | 1150 | 0 | 0 | 1150 | 0 | 0 | 0 | 1 | 0 | -1150 | 0% | 0 | -1150 | 0 | 0 | 0 | 0 | 0 | 0 | 0.089328 | 0 | 0.089328 | 0 | 0 | 0 | 0 | 0 | 0 | 0 | #DIV/0!
1.1149 |  |  |  | 14067-1 | Water Heater - Tankless - Energy Star - 0.9 EF - GH - Res - LTO | 20 | 0 | Res Water Heat | 453 | -22.54 |  | 0 | 0 | -10210.62 | 0 | 0 |  | 0 | 20 | -0.26146 | 0 | -1.307% | -4629.6398 | 0 | -9556.0716 | -4629.6398 | -8947.6326 | -4334.8687 | 0 | 0 | 1.3943 | -14236.9313 | 1.3943 | 0 | -14236.9313 | 0 | -14236.9313 | -14236.9313 | -15660.6244 | 1.5911 | 3.6127
TRC B/C Ratio | [15 empty] | 0 |  |  | 0 | 0 | 0 | 0% | 0 | 0 | 0 | 0 | 0 | 0 | 0 | 0 | #N/A | #N/A | #N/A | #N/A | #N/A | #N/A | #N/A | 0 | 0 | 0 | #DIV/0!
1.1093 | [15 empty] | 0 |  |  | 0 | 0 | 0 | 0% | 0 | 0 | 0 | 0 | 0 | 0 | 0 | 0 | #N/A | #N/A | #N/A | #N/A | #N/A | #N/A | #N/A | 0 | 0 | 0 | #DIV/0!
[16 empty] | 0 |  |  | 0 | 0 | 0 | 0% | 0 | 0 | 0 | 0 | 0 | 0 | 0 | 0 | #N/A | #N/A | #N/A | #N/A | #N/A | #N/A | #N/A | 0 | 0 | 0 | #DIV/0!
[16 empty] | 0 |  |  | 0 | 0 | 0 | 0% | 0 | 0 | 0 | 0 | 0 | 0 | 0 | 0 | #N/A | #N/A | #N/A | #N/A | #N/A | #N/A | #N/A | 0 | 0 | 0 | #DIV/0!
[16 empty] | 0 |  |  | 0 | 0 | 0 | 0% | 0 | 0 | 0 | 0 | 0 | 0 | 0 | 0 | #N/A | #N/A | #N/A | #N/A | #N/A | #N/A | #N/A | 0 | 0 | 0 | #DIV/0!
[16 empty] | 0 |  |  | 0 | 0 | 0 | 0% | 0 | 0 | 0 | 0 | 0 | 0 | 0 | 0 | #N/A | #N/A | #N/A | #N/A | #N/A | #N/A | #N/A | 0 | 0 | 0 | #DIV/0!
[16 empty] | 0 |  |  | 0 | 0 | 0 | 0% | 0 | 0 | 0 | 0 | 0 | 0 | 0 | 0 | #N/A | #N/A | #N/A | #N/A | #N/A | #N/A | #N/A | 0 | 0 | 0 | #DIV/0!
[16 empty] | 0 |  |  | 0 | 0 | 0 | 0% | 0 | 0 | 0 | 0 | 0 | 0 | 0 | 0 | #N/A | #N/A | #N/A | #N/A | #N/A | #N/A | #N/A | 0 | 0 | 0 | #DIV/0!
[16 empty] | 0 |  |  | 0 | 0 | 0 | 0% | 0 | 0 | 0 | 0 | 0 | 0 | 0 | 0 | #N/A | #N/A | #N/A | #N/A | #N/A | #N/A | #N/A | 0 | 0 | 0 | #DIV/0!
[16 empty] | 0 |  |  | 0 | 0 | 0 | 0% | 0 | 0 | 0 | 0 | 0 | 0 | 0 | 0 | #N/A | #N/A | #N/A | #N/A | #N/A | #N/A | #N/A | 0 | 0 | 0 | #DIV/0!
[16 empty] | 0 |  |  | 0 | 0 | 0 | 0% | 0 | 0 | 0 | 0 | 0 | 0 | 0 | 0 | #N/A | #N/A | #N/A | #N/A | #N/A | #N/A | #N/A | 0 | 0 | 0 | #DIV/0!
[16 empty] | 0 |  |  | 0 | 0 | 0 | 0% | 0 | 0 | 0 | 0 | 0 | 0 | 0 | 0 | #N/A | #N/A | #N/A | #N/A | #N/A | #N/A | #N/A | 0 | 0 | 0 | #DIV/0!
[16 empty] | 0 |  |  | 0 | 0 | 0 | 0% | 0 | 0 | 0 | 0 | 0 | 0 | 0 | 0 | #N/A | #N/A | #N/A | #N/A | #N/A | #N/A | #N/A | 0 | 0 | 0 | #DIV/0!
[16 empty] | 0 |  |  | 0 | 0 | 0 | 0% | 0 | 0 | 0 | 0 | 0 | 0 | 0 | 0 | #N/A | #N/A | #N/A | #N/A | #N/A | #N/A | #N/A | 0 | 0 | 0 | #DIV/0!
[16 empty] | 0 |  |  | 0 | 0 | 0 | 0% | 0 | 0 | 0 | 0 | 0 | 0 | 0 | 0 | #N/A | #N/A | #N/A | #N/A | #N/A | #N/A | #N/A | 0 | 0 | 0 | #DIV/0!
[16 empty] | 0 |  |  | 0 | 0 | 0 | 0% | 0 | 0 | 0 | 0 | 0 | 0 | 0 | 0 | #N/A | #N/A | #N/A | #N/A | #N/A | #N/A | #N/A | 0 | 0 | 0 | #DIV/0!
[16 empty] | 0 |  |  | 0 | 0 | 0 | 0% | 0 | 0 | 0 | 0 | 0 | 0 | 0 | 0 | #N/A | #N/A | #N/A | #N/A | #N/A | #N/A | #N/A | 0 | 0 | 0 | #DIV/0!
[16 empty] | 0 |  |  | 0 | 0 | 0 | 0% | 0 | 0 | 0 | 0 | 0 | 0 | 0 | 0 | #N/A | #N/A | #N/A | #N/A | #N/A | #N/A | #N/A | 0 | 0 | 0 | #DIV/0!
[16 empty] | 0 |  |  | 0 | 0 | 0 | 0% | 0 | 0 | 0 | 0 | 0 | 0 | 0 | 0 | #N/A | #N/A | #N/A | #N/A | #N/A | #N/A | #N/A | 0 | 0 | 0 | #DIV/0!
[16 empty] | 0 |  |  | 0 | 0 | 0 | 0% | 0 | 0 | 0 | 0 | 0 | 0 | 0 | 0 | #N/A | #N/A | #N/A | #N/A | #N/A | #N/A | #N/A | 0 | 0 | 0 | #DIV/0!
[16 empty] | 0 |  |  | 0 | 0 | 0 | 0% | 0 | 0 | 0 | 0 | 0 | 0 | 0 | 0 | #N/A | #N/A | #N/A | #N/A | #N/A | #N/A | #N/A | 0 | 0 | 0 | #DIV/0!
[16 empty] | 0 |  |  | 0 | 0 | 0 | 0% | 0 | 0 | 0 | 0 | 0 | 0 | 0 | 0 | #N/A | #N/A | #N/A | #N/A | #N/A | #N/A | #N/A | 0 | 0 | 0 | #DIV/0!
[16 empty] | 0 |  |  | 0 | 0 | 0 | 0% | 0 | 0 | 0 | 0 | 0 | 0 | 0 | 0 | #N/A | #N/A | #N/A | #N/A | #N/A | #N/A | #N/A | 0 | 0 | 0 | #DIV/0!
[16 empty] | 0 |  |  | 0 | 0 | 0 | 0% | 0 | 0 | 0 | 0 | 0 | 0 | 0 | 0 | #N/A | #N/A | #N/A | #N/A | #N/A | #N/A | #N/A | 0 | 0 | 0 | #DIV/0!
[16 empty] | 0 |  |  | 0 | 0 | 0 | 0% | 0 | 0 | 0 | 0 | 0 | 0 | 0 | 0 | #N/A | #N/A | #N/A | #N/A | #N/A | #N/A | #N/A | 0 | 0 | 0 | #DIV/0!
[16 empty] | 0 |  |  | 0 | 0 | 0 | 0% | 0 | 0 | 0 | 0 | 0 | 0 | 0 | 0 | #N/A | #N/A | #N/A | #N/A | #N/A | #N/A | #N/A | 0 | 0 | 0 | #DIV/0!
[16 empty] | 0 |  |  | 0 | 0 | 0 | 0% | 0 | 0 | 0 | 0 | 0 | 0 | 0 | 0 | #N/A | #N/A | #N/A | #N/A | #N/A | #N/A | #N/A | 0 | 0 | 0 | #DIV/0!
[16 empty] | 0 |  |  | 0 | 0 | 0 | 0% | 0 | 0 | 0 | 0 | 0 | 0 | 0 | 0 | #N/A | #N/A | #N/A | #N/A | #N/A | #N/A | #N/A | 0 | 0 | 0 | #DIV/0!

## Home Appliances {E}
Rtn to Summary |  | Order Number | Program Name | Discount Rate: | 6.8% | [9 empty] | Paste in incentives but use DBtC for Total
| Program: | 18230434 | Home Appliances {E}
| paste |  |  | paste | paste | paste | paste | paste | paste | paste | paste | paste | paste | Paste | paste | paste | paste | paste | Formula: G + H | Formula: (O/A10)*T | Formula: N - M | Formula: O/A10 | Formula: W*A8 | Formula: Q - P | Formula: X + DBtC | Formula: Q + X | Formula: Z/(1+ElecDiscountRate)^1 | Formula: AA/(1+ElecDiscountRate)^1 | Formula: -PV (ElecDiscount Rate,T,R)*J | Formula: - PV (ElecDiscount Rate, T, S)*J |  | AF*J*K |  | AH*J*L | AG + AI |  | AG +AI -AK | formula: Logic to lookup from AC tables and adjust by savings and quantity | Formula: Utility Savings (AM)*1.1+AD+AE | formula: AM/AB | formula: AN/AC
| Sch. No. | Order Number | Program Name | Measure Version | Measure Name | First Period Measure Life | Second period Measure Life | Electric End-Use Type | Number of units offered | Savings per Unit Period 1 | Savngs per Unit Period 2 | Incentives Per Unit | Incremental Measure Cost per Unit | Total First Year Savings | Total Incentive | Total Incremental Measure Cost | Unit First Year Non-Energy Benefits | Unit Annual Net Equipment O&M | Total Measure Life | Weighted Life | Agency or Customer Cost per Unit | Percent Unit overhead | Program Overhead Cost | Total Customer Cost | Total Utility Program Costs | Total Resource Cost | PV Total Utility Program Costs | PV Total Resource Costs | PV Total Non-Energy Benefits | PV Total Net Equipment O&M | Unit PV First period Savings for 1 kWh | Total First Period Savings | Unit PV Savings for Second Period for 1 kWh | Total Second period Savings | Unadjusted Total | Decrement | Final UC Total Savings | PV Total Savings UC | PV Total Savings TRC | UC B/C Ratio | TRC B/C Ratio
DBTC: | E214 | 18230434 | Home Appliances {E} | 12535-2 | Clothes Washer - Energy Star - Any WH - Any Dryer - Res - NQC | 1 | 0 | Res Water Heat | 2 | 0 |  | 62.5 | 0 | 0 | 125 | 0 | 0 | 0 | 1 | 0 | -62.5 | 0% | 0 | -125 | 0 | 0 | 0 | 0 | 0 | 0 | 0.089328 | 0 | 0.089328 | 0 | 0 | 0 | 0 | 0 | 0 | 0 | #DIV/0!
830527.59 | E214 | 18230434 | Home Appliances {E} | 12601-2 | Clothes Dryer - Vented - Energy Star - EH - Res | 12 | 0 | Res Plug Load | 2 | 68 |  | 50 | 100 | 136 | 100 | 200 | -0.08 | 0 | 12 | 0.001999 | 50 | 0.01666% | 50.248 | 100 | 188.602 | 250.248 | 176.5937 | 234.3146 | -1.2845 | 0 | 0.91874 | 124.949 | 0.91874 | 0 | 124.949 | 0 | 124.949 | 124.949 | 136.1595 | 0.70755 | 0.5811
Program Costs: | E214 | 18230434 | Home Appliances {E} | 12993-1 | Clothes Washer - Front Load - Energy Star - Any WH - Any Dryer - Res - C | 14 | 0 | Res Water Heat | 1 | 142 |  | 100 | 65.56 | 142 | 100 | 65.56 | 17.06 | 0 | 14 | 0.0024351 | -34.44 | 0.01739% | 52.4648 | -34.44 | 196.9227 | 118.0248 | 184.3846 | 110.5101 | 151.0037 | 0 | 1.0523 | 149.423 | 1.0523 | 0 | 149.423 | 0 | 149.423 | 149.423 | 315.369 | 0.81039 | 2.8538
301634.19 | E214 | 18230434 | Home Appliances {E} | 12993-2 | Clothes Washer - Front Load - Energy Star - Any WH - Any Dryer - Res - C | 14 | 0 | Res Water Heat | 285 | 120 |  | 50 | 125.32 | 34200 | 14250 | 35716.2 | 17.88 | 0 | 14 | 0.58648 | 75.32 | 4.189% | 12635.8844 | 21466.2 | 47427.8642 | 48352.0844 | 44408.1126 | 45273.4873 | 45104.6173 | 0 | 1.0523 | 35987.7823 | 1.0523 | 0 | 35987.7823 | 0 | 35987.7823 | 35987.7823 | 84691.1779 | 0.81039 | 1.8707
Total Savings (kWh): | E214 | 18230434 | Home Appliances {E} | 12993-3 | Clothes Washer - Front Load - Energy Star - Any WH - Any Dryer - Res - C | 14 | 0 | Res Water Heat | 1241 | 120 |  | 75 | 133.95 | 148920 | 93075 | 166231.95 | 18.9814 | 0 | 14 | 2.5538 | 58.95 | 18.24% | 55021.5178 | 73156.95 | 206519.2264 | 221253.4678 | 193370.0621 | 207166.1684 | 208501.2442 | 0 | 1.0523 | 156704.6944 | 1.0523 | 0 | 156704.6944 | 0 | 156704.6944 | 156704.6944 | 380876.408 | 0.81039 | 1.8385
816396.3 | E214 | 18230434 | Home Appliances {E} | 12994-3 | Clothes Washer - Front Load - Energy Star - Any WH - Any Dryer - Res - C - LTO | 14 | 0 | Res Water Heat | 860 | 120 |  | 125 | 133.95 | 103200 | 107500 | 115197 | 18.9814 | 0 | 14 | 1.7697 | 8.95 | 12.64% | 38129.3355 | 7697 | 143115.6605 | 153326.3355 | 134003.4274 | 143563.9845 | 144489.1781 | 0 | 1.0523 | 108594.7116 | 1.0523 | 0 | 108594.7116 | 0 | 108594.7116 | 108594.7116 | 263943.3609 | 0.81039 | 1.8385
Total Incentives: | E214 | 18230434 | Home Appliances {E} | 12995-1 | Clothes Washer - Front Load - Energy Star - Any WH - Any Dryer - Res - EO | 14 | 0 | Res Water Heat | 1 | 142 |  | 100 | 65.56 | 142 | 100 | 65.56 | 17.06 | 0 | 14 | 0.0024351 | -34.44 | 0.01739% | 52.4648 | -34.44 | 196.9227 | 118.0248 | 184.3846 | 110.5101 | 151.0037 | 0 | 1.0523 | 149.423 | 1.0523 | 0 | 149.423 | 0 | 149.423 | 149.423 | 315.369 | 0.81039 | 2.8538
755425 | E214 | 18230434 | Home Appliances {E} | 12995-2 | Clothes Washer - Front Load - Energy Star - Any WH - Any Dryer - Res - EO | 14 | 0 | Res Water Heat | 267 | 120 |  | 50 | 125.32 | 32040 | 13400 | 33460.44 | 17.88 | 0 | 14 | 0.54944 | 75.32 | 3.925% | 11837.8286 | 20060.44 | 44432.4202 | 45298.2686 | 41603.3897 | 42414.1092 | 42255.9047 | 0 | 1.0523 | 33714.8698 | 1.0523 | 0 | 33714.8698 | 0 | 33714.8698 | 33714.8698 | 79342.2614 | 0.81039 | 1.8707
Total Customer Costs: | E214 | 18230434 | Home Appliances {E} | 12995-3 | Clothes Washer - Front Load - Energy Star - Any WH - Any Dryer - Res - EO | 14 | 0 | Res Water Heat | 1151 | 120 |  | 75 | 133.95 | 138120 | 86275 | 154176.45 | 18.9814 | 0 | 14 | 2.3686 | 58.95 | 16.92% | 51031.2385 | 67901.45 | 191542.0061 | 205207.6885 | 179346.4476 | 192142.0305 | 193380.2837 | 0 | 1.0523 | 145340.1315 | 1.0523 | 0 | 145340.1315 | 0 | 145340.1315 | 145340.1315 | 353254.4284 | 0.81039 | 1.8385
335959.92 | E214 | 18230434 | Home Appliances {E} | 12996-3 | Clothes Washer - Front Load - Energy Star - Any WH - Any Dryer - Res - EO - LTO | 14 | 0 | Res Water Heat | 870 | 120 |  | 125 | 133.95 | 104400 | 108750 | 116536.5 | 18.9814 | 0 | 14 | 1.7903 | 8.95 | 12.79% | 38572.6998 | 7786.5 | 144779.7961 | 155109.1998 | 135561.6068 | 145233.3332 | 146169.2848 | 0 | 1.0523 | 109857.4408 | 1.0523 | 0 | 109857.4408 | 0 | 109857.4408 | 109857.4408 | 267012.4697 | 0.81039 | 1.8385
Weighted Avg Life | E214 | 18230434 | Home Appliances {E} | 13213-1 | Clothes Washer - Front Load - Energy Star - Any WH - Any Dryer - Res - MI - C | 14 | 0 | Res Water Heat | 3 | 120 |  | 100 | 125.32 | 360 | 300 | 375.96 | 17.88 | 0 | 14 | 0.0061735 | 25.32 | 0.0441% | 133.0093 | 75.96 | 499.2407 | 508.9693 | 467.4538 | 476.563 | 474.7854 | 0 | 1.0523 | 378.8188 | 1.0523 | 0 | 378.8188 | 0 | 378.8188 | 378.8188 | 891.4861 | 0.81039 | 1.8707
13.4744 | E214 | 18230434 | Home Appliances {E} | 13213-2 | Clothes Washer - Front Load - Energy Star - Any WH - Any Dryer - Res - MI - C | 14 | 0 | Res Water Heat | 42 | 120 |  | 125 | 133.95 | 5040 | 5250 | 5625.9 | 18.9814 | 0 | 14 | 0.086429 | 8.95 | 0.6173% | 1862.1303 | 375.9 | 6989.3695 | 7488.0303 | 6544.3534 | 7011.2644 | 7056.4482 | 0 | 1.0523 | 5303.4627 | 1.0523 | 0 | 5303.4627 | 0 | 5303.4627 | 5303.4627 | 12890.2572 | 0.81039 | 1.8385
Total Utility Cost | E214 | 18230434 | Home Appliances {E} | 13214-1 | Clothes Washer - Front Load - Energy Star - Any WH - Any Dryer - Res - MI - EO | 14 | 0 | Res Water Heat | 14 | 120 |  | 100 | 125.32 | 1680 | 1400 | 1754.48 | 17.88 | 0 | 14 | 0.02881 | 25.32 | 0.2058% | 620.7101 | 354.48 | 2329.7898 | 2375.1901 | 2181.4511 | 2223.9608 | 2215.6654 | 0 | 1.0523 | 1767.8209 | 1.0523 | 0 | 1767.8209 | 0 | 1767.8209 | 1767.8209 | 4160.2684 | 0.81039 | 1.8707
1132161.78 | E214 | 18230434 | Home Appliances {E} | 13214-2 | Clothes Washer - Front Load - Energy Star - Any WH - Any Dryer - Res - MI - EO | 14 | 0 | Res Water Heat | 69 | 120 |  | 125 | 133.95 | 8280 | 8625 | 9242.55 | 18.9814 | 0 | 14 | 0.14199 | 8.95 | 1.014% | 3059.2141 | 617.55 | 11482.5356 | 12301.7641 | 10751.4378 | 11518.5057 | 11592.7364 | 0 | 1.0523 | 8712.8315 | 1.0523 | 0 | 8712.8315 | 0 | 8712.8315 | 8712.8315 | 21176.851 | 0.81039 | 1.8385
Total Resource Cost | E214 | 18230434 | Home Appliances {E} | 13749-1 | Clothes Dryer - Vented - Energy Star - EH - SF or DX | 12 | 0 | Res Plug Load | 1882 | 52.5 |  | 50 | 103.49 | 98805 | 94100 | 194768.18 | -0.0718 | 0 | 12 | 1.4523 | 53.49 | 12.1% | 36505.5135 | 100668.18 | 137020.7639 | 231273.6935 | 128296.5954 | 216548.4021 | -1084.81 | 0 | 0.91874 | 90776.3971 | 0.91874 | 0 | 90776.3971 | 0 | 90776.3971 | 90776.3971 | 98769.2268 | 0.70755 | 0.45611
1393019.11 | E214 | 18230434 | Home Appliances {E} | 13750-1 | Clothes Dryer - Ventless - Energy Star - EH - SF or DX | 12 | 0 | Res Plug Load | 122 | 96.6 |  | 50 | 196.59 | 11785.2 | 6100 | 23983.98 | 4.2423 | 0 | 12 | 0.17323 | 146.59 | 1.444% | 4354.2814 | 17883.98 | 16343.4756 | 28338.2614 | 15302.8798 | 26533.9527 | 4154.9981 | 0 | 0.91874 | 10827.5694 | 0.91874 | 0 | 10827.5694 | 0 | 10827.5694 | 10827.5694 | 16065.3244 | 0.70755 | 0.60546
UC B/C Ratio | E214 | 18230434 | Home Appliances {E} | 13751-1 | Clothes Dryer - Vented - Energy Star - EH - Res - MI | 12 | 0 | Res Plug Load | 125 | 52.5 |  | 100 | 103.49 | 6562.5 | 12500 | 12936.25 | -0.0718 | 0 | 12 | 0.096461 | 3.49 | 0.8038% | 2424.6489 | 436.25 | 9100.7415 | 15360.8989 | 8521.2935 | 14382.8641 | -72.0517 | 0 | 0.91874 | 6029.2506 | 0.91874 | 0 | 6029.2506 | 0 | 6029.2506 | 6029.2506 | 6560.124 | 0.70755 | 0.45611
0.78336 | E214 | 18230434 | Home Appliances {E} | 13752-1 | Clothes Dryer - Ventless - Energy Star - EH - Res - MI | 12 | 0 | Res Plug Load | 7 | 96.6 |  | 100 | 196.59 | 676.2 | 700 | 1376.13 | 4.2423 | 0 | 12 | 0.0099393 | 96.59 | 0.08283% | 249.8358 | 676.13 | 937.7404 | 1625.9658 | 878.0341 | 1522.4399 | 238.4015 | 0 | 0.91874 | 621.254 | 0.91874 | 0 | 621.254 | 0 | 621.254 | 621.254 | 921.7809 | 0.70755 | 0.60546
TRC B/C Ratio | E214 | 18230434 | Home Appliances {E} | 13753-1 | Clothes Dryer - Vented - Energy Star - EH - MH | 12 | 0 | Res Plug Load | 119 | 52.5 |  | 100 | 103.49 | 6247.5 | 11900 | 12315.31 | -0.0718 | 0 | 12 | 0.09183 | 3.49 | 0.7653% | 2308.2657 | 415.31 | 8663.9059 | 14623.5757 | 8112.2714 | 13692.4866 | -68.5932 | 0 | 0.91874 | 5739.8466 | 0.91874 | 0 | 5739.8466 | 0 | 5739.8466 | 5739.8466 | 6245.238 | 0.70755 | 0.45611
1.3481 | E214 | 18230434 | Home Appliances {E} | 13754-1 | Clothes Dryer - Ventless - Energy Star - EH - MH | 12 | 0 | Res Plug Load | 11 | 96.6 |  | 100 | 196.59 | 1062.6 | 1100 | 2162.49 | 4.2423 | 0 | 12 | 0.015619 | 96.59 | 0.1302% | 392.5991 | 1062.49 | 1473.5921 | 2555.0891 | 1379.7678 | 2392.4056 | 374.631 | 0 | 0.91874 | 976.2563 | 0.91874 | 0 | 976.2563 | 0 | 976.2563 | 976.2563 | 1448.5129 | 0.70755 | 0.60546
| E214 | 18230434 | Home Appliances {E} | 13755-1 | Clothes Dryer - Energy Star - Any WH - Any Dryer - Res - NQC | 1 | 0 | Res Plug Load | 8 | 0 |  | 68.75 | 0 | 0 | 550 | 0 | 0 | 0 | 1 | 0 | -68.75 | 0% | 0 | -550 | 0 | 0 | 0 | 0 | 0 | 0 | 0.088374 | 0 | 0.088374 | 0 | 0 | 0 | 0 | 0 | 0 | 0 | #DIV/0!
| E214 | 18230434 | Home Appliances {E} | 13756-1 | Clothes Dryer - Vented - Energy Star - EH - SF or DX - LTO | 12 | 0 | Res Plug Load | 1419 | 52.5 |  | 100 | 103.49 | 74497.5 | 141900 | 146852.31 | -0.0718 | 0 | 12 | 1.095 | 3.49 | 9.125% | 27524.6141 | 4952.31 | 103311.6174 | 174376.9241 | 96733.7242 | 163274.2735 | -817.9306 | 0 | 0.91874 | 68444.0528 | 0.91874 | 0 | 68444.0528 | 0 | 68444.0528 | 68444.0528 | 74470.5275 | 0.70755 | 0.45611
| E214 | 18230434 | Home Appliances {E} | 13757-1 | Clothes Dryer - Ventless - Energy Star - EH - SF or DX - LTO | 12 | 0 | Res Plug Load | 153 | 96.6 |  | 100 | 196.59 | 14779.8 | 15300 | 30078.27 | 4.2423 | 0 | 12 | 0.21724 | 96.59 | 1.81% | 5460.6972 | 14778.27 | 20496.326 | 35538.9672 | 19191.3164 | 33276.1865 | 5210.7762 | 0 | 0.91874 | 13578.837 | 0.91874 | 0 | 13578.837 | 0 | 13578.837 | 13578.837 | 20147.497 | 0.70755 | 0.60546
| E214 | 18230434 | Home Appliances {E} | 13872-1 | Clothes Washer - Front Load - Energy Star - Any WH - Any Dryer - MH - C | 14 | 0 | Res Water Heat | 6 | 120 |  | 125 | 133.95 | 720 | 750 | 803.7 | 18.9814 | 0 | 14 | 0.012347 | 8.95 | 0.08819% | 266.0186 | 53.7 | 998.4814 | 1069.7186 | 934.9076 | 1001.6092 | 1008.064 | 0 | 1.0523 | 757.6375 | 1.0523 | 0 | 757.6375 | 0 | 757.6375 | 757.6375 | 1841.4653 | 0.81039 | 1.8385
|  |  |  | 13873-1 | Clothes Washer - Front Load - Energy Star - Any WH - Any Dryer - MH - EO | 14 | 0 | Res Water Heat | 92 | 120 |  | 125 | 133.95 | 11040 | 11500 | 12323.4 | 18.9814 | 0 | 14 | 0.18932 | 8.95 | 1.352% | 4078.9522 | 823.4 | 15310.0474 | 16402.3522 | 14335.2504 | 15358.0076 | 15456.9818 | 0 | 1.0523 | 11617.1087 | 1.0523 | 0 | 11617.1087 | 0 | 11617.1087 | 11617.1087 | 28235.8014 | 0.81039 | 1.8385
|  |  |  | 14080-1 | Clothes Washer - Front Load - Energy Star - Any WH - Any Dryer - Res - MI - C - LTO | 14 | 0 | Res Water Heat | 29 | 120 |  | 175 | 133.95 | 3480 | 5075 | 3884.55 | 18.9814 | 0 | 14 | 0.059677 | -41.05 | 0.4263% | 1285.7567 | -1190.45 | 4825.9932 | 5170.3067 | 4518.7202 | 4841.1111 | 4872.3095 | 0 | 1.0523 | 3661.9147 | 1.0523 | 0 | 3661.9147 | 0 | 3661.9147 | 3661.9147 | 8900.4157 | 0.81039 | 1.8385
|  |  |  | 14081-1 | Clothes Washer - Front Load - Energy Star - Any WH - Any Dryer - Res - MI - EO - LTO | 14 | 0 | Res Water Heat | 39 | 120 |  | 175 | 133.95 | 4680 | 6825 | 5224.05 | 18.9814 | 0 | 14 | 0.080255 | -41.05 | 0.5733% | 1729.121 | -1600.95 | 6490.1288 | 6953.171 | 6076.8996 | 6510.4598 | 6552.4162 | 0 | 1.0523 | 4924.6439 | 1.0523 | 0 | 4924.6439 | 0 | 4924.6439 | 4924.6439 | 11969.5245 | 0.81039 | 1.8385
|  |  |  | 14083-1 | Clothes Washer - Front Load - Energy Star - Any WH - Any Dryer - MH - EO - LTO | 14 | 0 | Res Water Heat | 45 | 120 |  | 175 | 133.95 | 5400 | 7875 | 6027.75 | 18.9814 | 0 | 14 | 0.092602 | -41.05 | 0.6614% | 1995.1396 | -1847.25 | 7488.6101 | 8022.8896 | 7011.8072 | 7512.069 | 7560.4802 | 0 | 1.0523 | 5682.2814 | 1.0523 | 0 | 5682.2814 | 0 | 5682.2814 | 5682.2814 | 13810.9898 | 0.81039 | 1.8385
[19 empty] | 0 | 0 | 0 | 0% | 0 | 0 | 0 | 0 | 0 | 0 | 0 | 0 | #N/A | #N/A | #N/A | #N/A | #N/A | #N/A | #N/A | 0 | 0 | 0 | #DIV/0!
[19 empty] | 0 | 0 | 0 | 0% | 0 | 0 | 0 | 0 | 0 | 0 | 0 | 0 | #N/A | #N/A | #N/A | #N/A | #N/A | #N/A | #N/A | 0 | 0 | 0 | #DIV/0!
[19 empty] | 0 | 0 | 0 | 0% | 0 | 0 | 0 | 0 | 0 | 0 | 0 | 0 | #N/A | #N/A | #N/A | #N/A | #N/A | #N/A | #N/A | 0 | 0 | 0 | #DIV/0!
[19 empty] | 0 | 0 | 0 | 0% | 0 | 0 | 0 | 0 | 0 | 0 | 0 | 0 | #N/A | #N/A | #N/A | #N/A | #N/A | #N/A | #N/A | 0 | 0 | 0 | #DIV/0!
[19 empty] | 0 | 0 | 0 | 0% | 0 | 0 | 0 | 0 | 0 | 0 | 0 | 0 | #N/A | #N/A | #N/A | #N/A | #N/A | #N/A | #N/A | 0 | 0 | 0 | #DIV/0!
[19 empty] | 0 | 0 | 0 | 0% | 0 | 0 | 0 | 0 | 0 | 0 | 0 | 0 | #N/A | #N/A | #N/A | #N/A | #N/A | #N/A | #N/A | 0 | 0 | 0 | #DIV/0!
[19 empty] | 0 | 0 | 0 | 0% | 0 | 0 | 0 | 0 | 0 | 0 | 0 | 0 | #N/A | #N/A | #N/A | #N/A | #N/A | #N/A | #N/A | 0 | 0 | 0 | #DIV/0!
[19 empty] | 0 | 0 | 0 | 0% | 0 | 0 | 0 | 0 | 0 | 0 | 0 | 0 | #N/A | #N/A | #N/A | #N/A | #N/A | #N/A | #N/A | 0 | 0 | 0 | #DIV/0!
[19 empty] | 0 | 0 | 0 | 0% | 0 | 0 | 0 | 0 | 0 | 0 | 0 | 0 | #N/A | #N/A | #N/A | #N/A | #N/A | #N/A | #N/A | 0 | 0 | 0 | #DIV/0!
[19 empty] | 0 | 0 | 0 | 0% | 0 | 0 | 0 | 0 | 0 | 0 | 0 | 0 | #N/A | #N/A | #N/A | #N/A | #N/A | #N/A | #N/A | 0 | 0 | 0 | #DIV/0!
[19 empty] | 0 | 0 | 0 | 0% | 0 | 0 | 0 | 0 | 0 | 0 | 0 | 0 | #N/A | #N/A | #N/A | #N/A | #N/A | #N/A | #N/A | 0 | 0 | 0 | #DIV/0!
[19 empty] | 0 | 0 | 0 | 0% | 0 | 0 | 0 | 0 | 0 | 0 | 0 | 0 | #N/A | #N/A | #N/A | #N/A | #N/A | #N/A | #N/A | 0 | 0 | 0 | #DIV/0!
[19 empty] | 0 | 0 | 0 | 0% | 0 | 0 | 0 | 0 | 0 | 0 | 0 | 0 | #N/A | #N/A | #N/A | #N/A | #N/A | #N/A | #N/A | 0 | 0 | 0 | #DIV/0!
[19 empty] | 0 | 0 | 0 | 0% | 0 | 0 | 0 | 0 | 0 | 0 | 0 | 0 | #N/A | #N/A | #N/A | #N/A | #N/A | #N/A | #N/A | 0 | 0 | 0 | #DIV/0!
[19 empty] | 0 | 0 | 0 | 0% | 0 | 0 | 0 | 0 | 0 | 0 | 0 | 0 | #N/A | #N/A | #N/A | #N/A | #N/A | #N/A | #N/A | 0 | 0 | 0 | #DIV/0!
[19 empty] | 0 | 0 | 0 | 0% | 0 | 0 | 0 | 0 | 0 | 0 | 0 | 0 | #N/A | #N/A | #N/A | #N/A | #N/A | #N/A | #N/A | 0 | 0 | 0 | #DIV/0!
[19 empty] | 0 | 0 | 0 | 0% | 0 | 0 | 0 | 0 | 0 | 0 | 0 | 0 | #N/A | #N/A | #N/A | #N/A | #N/A | #N/A | #N/A | 0 | 0 | 0 | #DIV/0!
[19 empty] | 0 | 0 | 0 | 0% | 0 | 0 | 0 | 0 | 0 | 0 | 0 | 0 | #N/A | #N/A | #N/A | #N/A | #N/A | #N/A | #N/A | 0 | 0 | 0 | #DIV/0!

## Smart Thermostats {E}
Rtn to Summary |  | Order Number | Program Name | Discount Rate: | 6.8% | [9 empty] | Paste in incentives but use DBtC for Total
| Program: | 18230023 | Smart Thermostats {E}
| paste |  |  | paste | paste | paste | paste | paste | paste | paste | paste | paste | paste | Paste | paste | paste | paste | paste | Formula: G + H | Formula: (O/A10)*T | Formula: N - M | Formula: O/A10 | Formula: W*A8 | Formula: Q - P | Formula: X + DBtC | Formula: Q + X | Formula: Z/(1+ElecDiscountRate)^1 | Formula: AA/(1+ElecDiscountRate)^1 | Formula: -PV (ElecDiscount Rate,T,R)*J | Formula: - PV (ElecDiscount Rate, T, S)*J |  | AF*J*K |  | AH*J*L | AG + AI |  | AG +AI -AK | formula: Logic to lookup from AC tables and adjust by savings and quantity | Formula: Utility Savings (AM)*1.1+AD+AE | formula: AM/AB | formula: AN/AC
| Sch. No. | Order Number | Program Name | Measure Version | Measure Name | First Period Measure Life | Second period Measure Life | Electric End-Use Type | Number of units offered | Savings per Unit Period 1 | Savngs per Unit Period 2 | Incentives Per Unit | Incremental Measure Cost per Unit | Total First Year Savings | Total Incentive | Total Incremental Measure Cost | Unit First Year Non-Energy Benefits | Unit Annual Net Equipment O&M | Total Measure Life | Weighted Life | Agency or Customer Cost per Unit | Percent Unit overhead | Program Overhead Cost | Total Customer Cost | Total Utility Program Costs | Total Resource Cost | PV Total Utility Program Costs | PV Total Resource Costs | PV Total Non-Energy Benefits | PV Total Net Equipment O&M | Unit PV First period Savings for 1 kWh | Total First Period Savings | Unit PV Savings for Second Period for 1 kWh | Total Second period Savings | Unadjusted Total | Decrement | Final UC Total Savings | PV Total Savings UC | PV Total Savings TRC | UC B/C Ratio | TRC B/C Ratio
DBTC: | E214 | 18230023 | Smart Thermostats {E} | 12305-3 | WET: Thermostat - Web Enabled - Retail - NQC | 1 | 0 | SF Space Heat | 20 | 0 |  | 7.22 | 0 | 0 | 144.4 | 0 | 0 | 0 | 1 | 0 | -7.22 | 0% | 0 | -144.4 | 0 | 0 | 0 | 0 | 0 | 0 | 0.10826 | 0 | 0.10826 | 0 | 0 | 0 | 0 | 0 | 0 | 0 | #DIV/0!
1063094.33 | E214 | 18230023 | Smart Thermostats {E} | 12736-2 | Thermostat - Smart - EH - Res | 11 | 0 | SF Space Heat | -5 | 508 |  | 75 | 189 | -2540 | -375 | -945 | 0 | 0 | 11 | -0.022461 | 114 | -0.2042% | -717.4768 | -570 | -2888.2413 | -1662.4768 | -2704.3458 | -1556.6262 | 0 | 0 | 1.0151 | -2578.3301 | 1.0151 | 0 | -2578.3301 | 0 | -2578.3301 | -2578.3301 | -2836.1631 | 0.9534 | 1.822
Program Costs: | E214 | 18230023 | Smart Thermostats {E} | 12736-3 | Thermostat - Smart - EH - Res | 11 | 0 | SF Space Heat | 269 | 508 |  | 75 | 189 | 136652 | 19905.86 | 50841 | 20.9 | 0 | 11 | 1.2084 | 114 | 10.99% | 38600.2514 | 30935.14 | 155387.3837 | 89441.2514 | 145493.8049 | 83746.4901 | 42581.4958 | 0 | 1.0151 | 138714.1569 | 1.0151 | 0 | 138714.1569 | 0 | 138714.1569 | 138714.1569 | 195167.0683 | 0.9534 | 2.3305
351371.83 | E214 | 18230023 | Smart Thermostats {E} | 12736-4 | Thermostat - Smart - EH - Res | 7 | 0 | SF Space Heat | 1449 | 245 |  | 75 | 165.03 | 355005 | 136988.57 | 239128.47 | 10.6281 | 0 | 7 | 1.9977 | 90.03 | 28.54% | 100278.6805 | 102139.9 | 403677.2103 | 339407.1505 | 377974.916 | 317796.9574 | 83577.5366 | 0 | 0.67292 | 238889.8293 | 0.67292 | 0 | 238889.8293 | 0 | 238889.8293 | 238889.8293 | 346356.3488 | 0.63203 | 1.0899
Total Savings (kWh): | E214 | 18230023 | Smart Thermostats {E} | 12737-3 | Thermostat - Smart - EH - Res - MI | 11 | 0 | SF Space Heat | 3 | 508 |  | 150 | 189 | 1524 | 397.81 | 567 | 20.9 | 0 | 11 | 0.013477 | 39 | 0.1225% | 430.4861 | 169.19 | 1732.9448 | 997.4861 | 1622.6075 | 933.9757 | 474.8866 | 0 | 1.0151 | 1546.998 | 1.0151 | 0 | 1546.998 | 0 | 1546.998 | 1546.998 | 2176.5844 | 0.9534 | 2.3305
1243921 | E214 | 18230023 | Smart Thermostats {E} | 12737-4 | Thermostat - Smart - EH - Res - MI | 7 | 0 | SF Space Heat | 392 | 245 |  | 175 | 165.03 | 96040 | 57727.35 | 64691.76 | 10.6281 | 0 | 7 | 0.54045 | -9.97 | 7.721% | 27128.5319 | 6964.41 | 109207.3612 | 91820.2919 | 102254.0836 | 85974.0561 | 22610.3481 | 0 | 0.67292 | 64627.2002 | 0.67292 | 0 | 64627.2002 | 0 | 64627.2002 | 64627.2002 | 93700.2683 | 0.63203 | 1.0899
Total Incentives: | E214 | 18230023 | Smart Thermostats {E} | 12972-1 | Thermostat - ELV - Smart - SF or MH or DX | 15 | 0 | SF Space Heat | -8 | 69 |  | 75 | 100 | -552 | -600 | -800 | 0 | 0 | 15 | -0.0066564 | 25 | -0.04438% | -155.9241 | -200 | -627.6808 | -955.9241 | -587.7161 | -895.06 | 0 | 0 | 1.3032 | -719.3464 | 1.3032 | 0 | -719.3464 | 0 | -719.3464 | -719.3464 | -791.2811 | 1.224 | 0.88405
893810.98 | E214 | 18230023 | Smart Thermostats {E} | 12972-2 | Thermostat - ELV - Smart - SF or MH or DX | 15 | 0 | SF Space Heat | 259 | 69 |  | 75 | 100 | 17871 | 18925 | 25900 | 3.601 | 0 | 15 | 0.2155 | 25 | 1.437% | 5048.0424 | 6975 | 20321.1657 | 30948.0424 | 19027.3087 | 28977.5678 | 8602.9339 | 0 | 1.3032 | 23288.841 | 1.3032 | 0 | 23288.841 | 0 | 23288.841 | 23288.841 | 34220.659 | 1.224 | 1.1809
Total Customer Costs: | E214 | 18230023 | Smart Thermostats {E} | 12972-3 | Thermostat - ELV - Smart - SF or MH or DX | 15 | 0 | SF Space Heat | 2224 | 58 |  | 75 | 91.85 | 128992 | 191550.58 | 204274.4 | 2.0094 | 0 | 15 | 1.5555 | 16.85 | 10.37% | 36436.5222 | 12723.82 | 146677.1756 | 240710.9222 | 137338.1794 | 225384.7586 | 41221.6035 | 0 | 1.3032 | 168097.7103 | 1.3032 | 0 | 168097.7103 | 0 | 168097.7103 | 168097.7103 | 226129.0848 | 1.224 | 1.0033
136030.82 | E214 | 18230023 | Smart Thermostats {E} | 12973-2 | Thermostat - ELV - Smart - SF or MH or DX - LTO | 15 | 0 | SF Space Heat | 379 | 69 |  | 100 | 100 | 26151 | 37900 | 37900 | 3.601 | 0 | 15 | 0.31535 | 0 | 2.102% | 7386.9038 | 0 | 29736.3776 | 45286.9038 | 27843.0502 | 42403.468 | 12588.8492 | 0 | 1.3032 | 34079.0376 | 1.3032 | 0 | 34079.0376 | 0 | 34079.0376 | 34079.0376 | 50075.7906 | 1.224 | 1.1809
Weighted Avg Life | E214 | 18230023 | Smart Thermostats {E} | 12973-3 | Thermostat - ELV - Smart - SF or MH or DX - LTO | 15 | 0 | SF Space Heat | 23 | 58 |  | 100 | 91.85 | 1334 | 2300 | 2112.55 | 2.0094 | 0 | 15 | 0.016086 | -8.15 | 0.1072% | 376.8166 | -187.45 | 1516.8953 | 2489.3666 | 1420.3139 | 2330.8676 | 426.3026 | 0 | 1.3032 | 1738.4206 | 1.3032 | 0 | 1738.4206 | 0 | 1738.4206 | 1738.4206 | 2338.5652 | 1.224 | 1.0033
10.6119 | E214 | 18230023 | Smart Thermostats {E} | 12973-4 | Thermostat - ELV - Smart - SF or MH or DX - LTO | 15 | 0 | SF Space Heat | 2 | 58 |  | 100 | 91.85 | 116 | 200 | 183.7 | 2.0094 | 0 | 15 | 0.0013988 | -8.15 | 0.009325% | 32.7667 | -16.3 | 131.9039 | 216.4667 | 123.5056 | 202.6841 | 37.0698 | 0 | 1.3032 | 151.167 | 1.3032 | 0 | 151.167 | 0 | 151.167 | 151.167 | 203.3535 | 1.224 | 1.0033
Total Utility Cost | E214 | 18230023 | Smart Thermostats {E} | 13262-2 | Thermostat - ELV - Smart - SF or MH or DX - NQC | 1 | 0 |  | 20 | 0 |  | 100 | 0 | 0 | 2000 | 0 | 0 | 0 | 1 | 0 | -100 | 0% | 0 | -2000 | 0 | 0 | 0 | 0 | 0 | 0 | #N/A | #N/A | #N/A | #N/A | #N/A | #N/A | #N/A | 0 | 0 | 0 | #DIV/0!
1414466.16 | E214 | 18230023 | Smart Thermostats {E} | 13263-1 | Thermostat - ELV - Smart - SF or MH or DX - MI | 15 | 0 | SF Space Heat | 7 | 69 |  | 100 | 100 | 483 | 700 | 700 | 3.601 | 0 | 15 | 0.0058243 | 0 | 0.03883% | 136.4336 | 0 | 549.2207 | 836.4336 | 514.2516 | 783.1775 | 232.5117 | 0 | 1.3032 | 629.4281 | 1.3032 | 0 | 629.4281 | 0 | 629.4281 | 629.4281 | 924.8827 | 1.224 | 1.1809
Total Resource Cost |  |  |  | 13263-2 | Thermostat - ELV - Smart - SF or MH or DX - MI | 15 | 0 | SF Space Heat | 559 | 58 |  | 130 | 91.85 | 32422 | 69920 | 51344.15 | 2.0094 | 0 | 15 | 0.39097 | -38.15 | 2.606% | 9158.2805 | -18575.85 | 36867.1498 | 60502.4305 | 34519.8032 | 56650.2158 | 10361.0055 | 0 | 1.3032 | 42251.1781 | 1.3032 | 0 | 42251.1781 | 0 | 42251.1781 | 42251.1781 | 56837.3014 | 1.224 | 1.0033
1381213.63 |  |  |  | 13266-2 | Thermostat - Smart - EH - Res - LTO - a | 7 | 0 | SF Space Heat | 15 | 245 |  | 100 | 165.03 | 3675 | 1497.12 | 2475.45 | 10.6281 | 0 | 7 | 0.020681 | 65.03 | 0.2954% | 1038.0816 | 978.33 | 4178.8531 | 3513.5316 | 3912.7838 | 3289.8236 | 865.1919 | 0 | 0.67292 | 2472.9796 | 0.67292 | 0 | 2472.9796 | 0 | 2472.9796 | 2472.9796 | 3585.4694 | 0.63203 | 1.0899
UC B/C Ratio |  |  |  | 13267-2 | Thermostat - Smart - EH - Res - LTO - b | 7 | 0 | SF Space Heat | 39 | 245 |  | 150 | 165.03 | 9555 | 5835.84 | 6436.17 | 10.6281 | 0 | 7 | 0.053769 | 15.03 | 0.7681% | 2699.0121 | 600.33 | 10865.0181 | 9135.1821 | 10173.2379 | 8553.5413 | 2249.4989 | 0 | 0.67292 | 6429.747 | 0.67292 | 0 | 6429.747 | 0 | 6429.747 | 6429.747 | 9322.2206 | 0.63203 | 1.0899
0.90773 |  |  |  | 13267-3 | Thermostat - Smart - EH - Res - LTO - b | 7 | 0 | SF Space Heat | 25 | 245 |  | 150 | 165.03 | 6125 | 3750 | 4125.75 | 10.6281 | 0 | 7 | 0.034468 | 15.03 | 0.4924% | 1730.136 | 375.75 | 6964.7552 | 5855.886 | 6521.3063 | 5483.0393 | 1441.9865 | 0 | 0.67292 | 4121.6327 | 0.67292 | 0 | 4121.6327 | 0 | 4121.6327 | 4121.6327 | 5975.7824 | 0.63203 | 1.0899
TRC B/C Ratio |  |  |  | 13268-1 | Thermostat - Smart - EH - Res - LTO - ecobee - a | 11 | 0 | SF Space Heat | 9 | 508 |  | 100 | 189 | 4572 | 900 | 1701 | 20.9 | 0 | 11 | 0.04043 | 89 | 0.3675% | 1291.4582 | 801 | 5198.8344 | 2992.4582 | 4867.8225 | 2801.9272 | 1424.6597 | 0 | 1.0151 | 4640.9941 | 1.0151 | 0 | 4640.9941 | 0 | 4640.9941 | 4640.9941 | 6529.7532 | 0.9534 | 2.3305
1.3028 |  |  |  | 13269-1 | Thermostat - Smart - EH - Res - LTO - ecobee - b | 11 | 0 | SF Space Heat | 536 | 508 |  | 150 | 189 | 272288 | 80400 | 101304 | 20.9 | 0 | 11 | 2.4078 | 39 | 21.89% | 76913.5121 | 20904 | 309619.4708 | 178217.5121 | 289905.8716 | 166870.3297 | 84846.4005 | 0 | 1.0151 | 276396.9817 | 1.0151 | 0 | 276396.9817 | 0 | 276396.9817 | 276396.9817 | 388883.0803 | 0.9534 | 2.3305
|  |  |  | 13272-1 | Thermostat - Smart - EH - Res - LTO - Nest - a | 11 | 0 | SF Space Heat | 1 | 508 |  | 100 | 189 | 508 | 93.45 | 189 | 20.9 | 0 | 11 | 0.0044922 | 89 | 0.04084% | 143.4954 | 95.55 | 577.6483 | 332.4954 | 540.8692 | 311.3252 | 158.2955 | 0 | 1.0151 | 515.666 | 1.0151 | 0 | 515.666 | 0 | 515.666 | 515.666 | 725.5281 | 0.9534 | 2.3305
|  |  |  | 13273-1 | Thermostat - Smart - EH - Res - LTO - Nest - b | 11 | 0 | SF Space Heat | 1 | 508 |  | 150 | 189 | 508 | 150 | 189 | 20.9 | 0 | 11 | 0.0044922 | 39 | 0.04084% | 143.4954 | 39 | 577.6483 | 332.4954 | 540.8692 | 311.3252 | 158.2955 | 0 | 1.0151 | 515.666 | 1.0151 | 0 | 515.666 | 0 | 515.666 | 515.666 | 725.5281 | 0.9534 | 2.3305
|  |  |  | 13525-1 | Thermostat - Smart - EH - Res - TDSM - Bainbridge | 11 | 0 | SF Space Heat | 1 | 508 |  | 350 | 189 | 508 | 350 | 189 | 20.9 | 0 | 11 | 0.0044922 | -161 | 0.04084% | 143.4954 | -161 | 577.6483 | 332.4954 | 540.8692 | 311.3252 | 158.2955 | 0 | 1.0151 | 515.666 | 1.0151 | 0 | 515.666 | 0 | 515.666 | 515.666 | 725.5281 | 0.9534 | 2.3305
|  |  |  | 13525-2 | Thermostat - Smart - EH - Res - TDSM - Bainbridge | 7 | 0 | SF Space Heat | 20 | 245 |  | 350 | 165.03 | 4900 | 7000 | 3300.6 | 10.6281 | 0 | 7 | 0.027574 | -184.97 | 0.3939% | 1384.1088 | -3699.4 | 5571.8041 | 4684.7088 | 5217.0451 | 4386.4314 | 1153.5892 | 0 | 0.67292 | 3297.3061 | 0.67292 | 0 | 3297.3061 | 0 | 3297.3061 | 3297.3061 | 4780.6259 | 0.63203 | 1.0899
|  |  |  | 13841-1 | Thermostat - ELV - Smart - SF or MH or DX - LTO - Mysa | 15 | 0 | SF Space Heat | 2509 | 58 |  | 100 | 91.85 | 145522 | 250900 | 230451.65 | 2.0094 | 0 | 15 | 1.7548 | -8.15 | 11.7% | 41105.7707 | -20448.35 | 165473.4863 | 271557.4207 | 154937.7212 | 254267.2479 | 46504.0482 | 0 | 1.3032 | 189639.0086 | 1.3032 | 0 | 189639.0086 | 0 | 189639.0086 | 189639.0086 | 255106.9576 | 1.224 | 1.0033
|  |  |  | 13842-1 | Thermostat - ELV - Smart - SF or MH or DX - LTO - Sinope | 15 | 0 | SF Space Heat | 39 | 58 |  | 100 | 91.85 | 2262 | 3900 | 3582.15 | 2.0094 | 0 | 15 | 0.027277 | -8.15 | 0.1818% | 638.9498 | -317.85 | 2572.1267 | 4221.0998 | 2408.3584 | 3952.3406 | 722.8609 | 0 | 1.3032 | 2947.7566 | 1.3032 | 0 | 2947.7566 | 0 | 2947.7566 | 2947.7566 | 3965.3931 | 1.224 | 1.0033
|  |  |  | 13856-1 | Thermostat - Smart - SF or MH or DX - NQC | 1 | 0 | SF Space Heat | 16 | 0 |  | 84.375 | 0 | 0 | 1350 | 0 | 0 | 0 | 1 | 0 | -84.375 | 0% | 0 | -1350 | 0 | 0 | 0 | 0 | 0 | 0 | 0.10826 | 0 | 0.10826 | 0 | 0 | 0 | 0 | 0 | 0 | 0 | #DIV/0!
[19 empty] | 0 | 0 | 0 | 0% | 0 | 0 | 0 | 0 | 0 | 0 | 0 | 0 | #N/A | #N/A | #N/A | #N/A | #N/A | #N/A | #N/A | 0 | 0 | 0 | #DIV/0!
[19 empty] | 0 | 0 | 0 | 0% | 0 | 0 | 0 | 0 | 0 | 0 | 0 | 0 | #N/A | #N/A | #N/A | #N/A | #N/A | #N/A | #N/A | 0 | 0 | 0 | #DIV/0!
[19 empty] | 0 | 0 | 0 | 0% | 0 | 0 | 0 | 0 | 0 | 0 | 0 | 0 | #N/A | #N/A | #N/A | #N/A | #N/A | #N/A | #N/A | 0 | 0 | 0 | #DIV/0!
[19 empty] | 0 | 0 | 0 | 0% | 0 | 0 | 0 | 0 | 0 | 0 | 0 | 0 | #N/A | #N/A | #N/A | #N/A | #N/A | #N/A | #N/A | 0 | 0 | 0 | #DIV/0!
[19 empty] | 0 | 0 | 0 | 0% | 0 | 0 | 0 | 0 | 0 | 0 | 0 | 0 | #N/A | #N/A | #N/A | #N/A | #N/A | #N/A | #N/A | 0 | 0 | 0 | #DIV/0!
[19 empty] | 0 | 0 | 0 | 0% | 0 | 0 | 0 | 0 | 0 | 0 | 0 | 0 | #N/A | #N/A | #N/A | #N/A | #N/A | #N/A | #N/A | 0 | 0 | 0 | #DIV/0!
[19 empty] | 0 | 0 | 0 | 0% | 0 | 0 | 0 | 0 | 0 | 0 | 0 | 0 | #N/A | #N/A | #N/A | #N/A | #N/A | #N/A | #N/A | 0 | 0 | 0 | #DIV/0!
[19 empty] | 0 | 0 | 0 | 0% | 0 | 0 | 0 | 0 | 0 | 0 | 0 | 0 | #N/A | #N/A | #N/A | #N/A | #N/A | #N/A | #N/A | 0 | 0 | 0 | #DIV/0!
[19 empty] | 0 | 0 | 0 | 0% | 0 | 0 | 0 | 0 | 0 | 0 | 0 | 0 | #N/A | #N/A | #N/A | #N/A | #N/A | #N/A | #N/A | 0 | 0 | 0 | #DIV/0!
[19 empty] | 0 | 0 | 0 | 0% | 0 | 0 | 0 | 0 | 0 | 0 | 0 | 0 | #N/A | #N/A | #N/A | #N/A | #N/A | #N/A | #N/A | 0 | 0 | 0 | #DIV/0!
[19 empty] | 0 | 0 | 0 | 0% | 0 | 0 | 0 | 0 | 0 | 0 | 0 | 0 | #N/A | #N/A | #N/A | #N/A | #N/A | #N/A | #N/A | 0 | 0 | 0 | #DIV/0!
[19 empty] | 0 | 0 | 0 | 0% | 0 | 0 | 0 | 0 | 0 | 0 | 0 | 0 | #N/A | #N/A | #N/A | #N/A | #N/A | #N/A | #N/A | 0 | 0 | 0 | #DIV/0!
[19 empty] | 0 | 0 | 0 | 0% | 0 | 0 | 0 | 0 | 0 | 0 | 0 | 0 | #N/A | #N/A | #N/A | #N/A | #N/A | #N/A | #N/A | 0 | 0 | 0 | #DIV/0!
[19 empty] | 0 | 0 | 0 | 0% | 0 | 0 | 0 | 0 | 0 | 0 | 0 | 0 | #N/A | #N/A | #N/A | #N/A | #N/A | #N/A | #N/A | 0 | 0 | 0 | #DIV/0!
[19 empty] | 0 | 0 | 0 | 0% | 0 | 0 | 0 | 0 | 0 | 0 | 0 | 0 | #N/A | #N/A | #N/A | #N/A | #N/A | #N/A | #N/A | 0 | 0 | 0 | #DIV/0!
[19 empty] | 0 | 0 | 0 | 0% | 0 | 0 | 0 | 0 | 0 | 0 | 0 | 0 | #N/A | #N/A | #N/A | #N/A | #N/A | #N/A | #N/A | 0 | 0 | 0 | #DIV/0!
[19 empty] | 0 | 0 | 0 | 0% | 0 | 0 | 0 | 0 | 0 | 0 | 0 | 0 | #N/A | #N/A | #N/A | #N/A | #N/A | #N/A | #N/A | 0 | 0 | 0 | #DIV/0!
[19 empty] | 0 | 0 | 0 | 0% | 0 | 0 | 0 | 0 | 0 | 0 | 0 | 0 | #N/A | #N/A | #N/A | #N/A | #N/A | #N/A | #N/A | 0 | 0 | 0 | #DIV/0!
[19 empty] | 0 | 0 | 0 | 0% | 0 | 0 | 0 | 0 | 0 | 0 | 0 | 0 | #N/A | #N/A | #N/A | #N/A | #N/A | #N/A | #N/A | 0 | 0 | 0 | #DIV/0!
[19 empty] | 0 | 0 | 0 | 0% | 0 | 0 | 0 | 0 | 0 | 0 | 0 | 0 | #N/A | #N/A | #N/A | #N/A | #N/A | #N/A | #N/A | 0 | 0 | 0 | #DIV/0!
[19 empty] | 0 | 0 | 0 | 0% | 0 | 0 | 0 | 0 | 0 | 0 | 0 | 0 | #N/A | #N/A | #N/A | #N/A | #N/A | #N/A | #N/A | 0 | 0 | 0 | #DIV/0!
[19 empty] | 0 | 0 | 0 | 0% | 0 | 0 | 0 | 0 | 0 | 0 | 0 | 0 | #N/A | #N/A | #N/A | #N/A | #N/A | #N/A | #N/A | 0 | 0 | 0 | #DIV/0!
[19 empty] | 0 | 0 | 0 | 0% | 0 | 0 | 0 | 0 | 0 | 0 | 0 | 0 | #N/A | #N/A | #N/A | #N/A | #N/A | #N/A | #N/A | 0 | 0 | 0 | #DIV/0!
[19 empty] | 0 | 0 | 0 | 0% | 0 | 0 | 0 | 0 | 0 | 0 | 0 | 0 | #N/A | #N/A | #N/A | #N/A | #N/A | #N/A | #N/A | 0 | 0 | 0 | #DIV/0!
[19 empty] | 0 | 0 | 0 | 0% | 0 | 0 | 0 | 0 | 0 | 0 | 0 | 0 | #N/A | #N/A | #N/A | #N/A | #N/A | #N/A | #N/A | 0 | 0 | 0 | #DIV/0!
[19 empty] | 0 | 0 | 0 | 0% | 0 | 0 | 0 | 0 | 0 | 0 | 0 | 0 | #N/A | #N/A | #N/A | #N/A | #N/A | #N/A | #N/A | 0 | 0 | 0 | #DIV/0!
[19 empty] | 0 | 0 | 0 | 0% | 0 | 0 | 0 | 0 | 0 | 0 | 0 | 0 | #N/A | #N/A | #N/A | #N/A | #N/A | #N/A | #N/A | 0 | 0 | 0 | #DIV/0!

## Residential Showerheads {E}
Rtn to Summary |  | Order Number | Program Name | Discount Rate: | 6.8% | [9 empty] | Paste in incentives but use DBtC for Total
| Program: | 18230435 | Residential Showerheads {E}
| paste |  |  | paste | paste | paste | paste | paste | paste | paste | paste | paste | paste | Paste | paste | paste | paste | paste | Formula: G + H | Formula: (O/A10)*T | Formula: N - M | Formula: O/A10 | Formula: W*A8 | Formula: Q - P | Formula: X + DBtC | Formula: Q + X | Formula: Z/(1+ElecDiscountRate)^1 | Formula: AA/(1+ElecDiscountRate)^1 | Formula: -PV (ElecDiscount Rate,T,R)*J | Formula: - PV (ElecDiscount Rate, T, S)*J |  | AF*J*K |  | AH*J*L | AG + AI |  | AG +AI -AK | formula: Logic to lookup from AC tables and adjust by savings and quantity | Formula: Utility Savings (AM)*1.1+AD+AE | formula: AM/AB | formula: AN/AC
| Sch. No. | Order Number | Program Name | Measure Version | Measure Name | First Period Measure Life | Second period Measure Life | Electric End-Use Type | Number of units offered | Savings per Unit Period 1 | Savngs per Unit Period 2 | Incentives Per Unit | Incremental Measure Cost per Unit | Total First Year Savings | Total Incentive | Total Incremental Measure Cost | Unit First Year Non-Energy Benefits | Unit Annual Net Equipment O&M | Total Measure Life | Weighted Life | Agency or Customer Cost per Unit | Percent Unit overhead | Program Overhead Cost | Total Customer Cost | Total Utility Program Costs | Total Resource Cost | PV Total Utility Program Costs | PV Total Resource Costs | PV Total Non-Energy Benefits | PV Total Net Equipment O&M | Unit PV First period Savings for 1 kWh | Total First Period Savings | Unit PV Savings for Second Period for 1 kWh | Total Second period Savings | Unadjusted Total | Decrement | Final UC Total Savings | PV Total Savings UC | PV Total Savings TRC | UC B/C Ratio | TRC B/C Ratio
DBTC: | E214 | 18230435 | Residential Showerheads {E} | [15 empty] | 0 | #DIV/0! | 0 | #DIV/0! | #DIV/0! | 0 | #DIV/0! | #DIV/0! | #DIV/0! | #DIV/0! | 0 | 0 | #N/A | #N/A | #N/A | #N/A | #N/A | #N/A | #N/A | 0 | 0 | 0 | #DIV/0!
0 | E214 | 18230435 | Residential Showerheads {E} | [15 empty] | 0 | #DIV/0! | 0 | #DIV/0! | #DIV/0! | 0 | #DIV/0! | #DIV/0! | #DIV/0! | #DIV/0! | 0 | 0 | #N/A | #N/A | #N/A | #N/A | #N/A | #N/A | #N/A | 0 | 0 | 0 | #DIV/0!
Program Costs: | E214 | 18230435 | Residential Showerheads {E} | [15 empty] | 0 | #DIV/0! | 0 | #DIV/0! | #DIV/0! | 0 | #DIV/0! | #DIV/0! | #DIV/0! | #DIV/0! | 0 | 0 | #N/A | #N/A | #N/A | #N/A | #N/A | #N/A | #N/A | 0 | 0 | 0 | #DIV/0!
0 | E214 | 18230435 | Residential Showerheads {E} | [15 empty] | 0 | #DIV/0! | 0 | #DIV/0! | #DIV/0! | 0 | #DIV/0! | #DIV/0! | #DIV/0! | #DIV/0! | 0 | 0 | #N/A | #N/A | #N/A | #N/A | #N/A | #N/A | #N/A | 0 | 0 | 0 | #DIV/0!
Total Savings (kWh): | E214 | 18230435 | Residential Showerheads {E} | [15 empty] | 0 | #DIV/0! | 0 | #DIV/0! | #DIV/0! | 0 | #DIV/0! | #DIV/0! | #DIV/0! | #DIV/0! | 0 | 0 | #N/A | #N/A | #N/A | #N/A | #N/A | #N/A | #N/A | 0 | 0 | 0 | #DIV/0!
0 | E214 | 18230435 | Residential Showerheads {E} | [15 empty] | 0 | #DIV/0! | 0 | #DIV/0! | #DIV/0! | 0 | #DIV/0! | #DIV/0! | #DIV/0! | #DIV/0! | 0 | 0 | #N/A | #N/A | #N/A | #N/A | #N/A | #N/A | #N/A | 0 | 0 | 0 | #DIV/0!
Total Incentives: | E214 | 18230435 | Residential Showerheads {E} | [15 empty] | 0 | #DIV/0! | 0 | #DIV/0! | #DIV/0! | 0 | #DIV/0! | #DIV/0! | #DIV/0! | #DIV/0! | 0 | 0 | #N/A | #N/A | #N/A | #N/A | #N/A | #N/A | #N/A | 0 | 0 | 0 | #DIV/0!
0 | E214 | 18230435 | Residential Showerheads {E} | [15 empty] | 0 | #DIV/0! | 0 | #DIV/0! | #DIV/0! | 0 | #DIV/0! | #DIV/0! | #DIV/0! | #DIV/0! | 0 | 0 | #N/A | #N/A | #N/A | #N/A | #N/A | #N/A | #N/A | 0 | 0 | 0 | #DIV/0!
Total Customer Costs: | E214 | 18230435 | Residential Showerheads {E} | [15 empty] | 0 | #DIV/0! | 0 | #DIV/0! | #DIV/0! | 0 | #DIV/0! | #DIV/0! | #DIV/0! | #DIV/0! | 0 | 0 | #N/A | #N/A | #N/A | #N/A | #N/A | #N/A | #N/A | 0 | 0 | 0 | #DIV/0!
0 | E214 | 18230435 | Residential Showerheads {E} | [15 empty] | 0 | #DIV/0! | 0 | #DIV/0! | #DIV/0! | 0 | #DIV/0! | #DIV/0! | #DIV/0! | #DIV/0! | 0 | 0 | #N/A | #N/A | #N/A | #N/A | #N/A | #N/A | #N/A | 0 | 0 | 0 | #DIV/0!
Weighted Avg Life | E214 | 18230435 | Residential Showerheads {E} | [15 empty] | 0 | #DIV/0! | 0 | #DIV/0! | #DIV/0! | 0 | #DIV/0! | #DIV/0! | #DIV/0! | #DIV/0! | 0 | 0 | #N/A | #N/A | #N/A | #N/A | #N/A | #N/A | #N/A | 0 | 0 | 0 | #DIV/0!
#DIV/0! | E214 | 18230435 | Residential Showerheads {E} | [15 empty] | 0 | #DIV/0! | 0 | #DIV/0! | #DIV/0! | 0 | #DIV/0! | #DIV/0! | #DIV/0! | #DIV/0! | 0 | 0 | #N/A | #N/A | #N/A | #N/A | #N/A | #N/A | #N/A | 0 | 0 | 0 | #DIV/0!
Total Utility Cost | E214 | 18230435 | Residential Showerheads {E} | [15 empty] | 0 | #DIV/0! | 0 | #DIV/0! | #DIV/0! | 0 | #DIV/0! | #DIV/0! | #DIV/0! | #DIV/0! | 0 | 0 | #N/A | #N/A | #N/A | #N/A | #N/A | #N/A | #N/A | 0 | 0 | 0 | #DIV/0!
0 | E214 | 18230435 | Residential Showerheads {E} | [15 empty] | 0 | #DIV/0! | 0 | #DIV/0! | #DIV/0! | 0 | #DIV/0! | #DIV/0! | #DIV/0! | #DIV/0! | 0 | 0 | #N/A | #N/A | #N/A | #N/A | #N/A | #N/A | #N/A | 0 | 0 | 0 | #DIV/0!
Total Resource Cost | [18 empty] | 0 | #DIV/0! | 0 | #DIV/0! | #DIV/0! | 0 | #DIV/0! | #DIV/0! | #DIV/0! | #DIV/0! | 0 | 0 | #N/A | #N/A | #N/A | #N/A | #N/A | #N/A | #N/A | 0 | 0 | 0 | #DIV/0!
0 | [18 empty] | 0 | #DIV/0! | 0 | #DIV/0! | #DIV/0! | 0 | #DIV/0! | #DIV/0! | #DIV/0! | #DIV/0! | 0 | 0 | #N/A | #N/A | #N/A | #N/A | #N/A | #N/A | #N/A | 0 | 0 | 0 | #DIV/0!
UC B/C Ratio | [18 empty] | 0 | #DIV/0! | 0 | #DIV/0! | #DIV/0! | 0 | #DIV/0! | #DIV/0! | #DIV/0! | #DIV/0! | 0 | 0 | #N/A | #N/A | #N/A | #N/A | #N/A | #N/A | #N/A | 0 | 0 | 0 | #DIV/0!
#DIV/0! | [18 empty] | 0 | #DIV/0! | 0 | #DIV/0! | #DIV/0! | 0 | #DIV/0! | #DIV/0! | #DIV/0! | #DIV/0! | 0 | 0 | #N/A | #N/A | #N/A | #N/A | #N/A | #N/A | #N/A | 0 | 0 | 0 | #DIV/0!
TRC B/C Ratio | [18 empty] | 0 | #DIV/0! | 0 | #DIV/0! | #DIV/0! | 0 | #DIV/0! | #DIV/0! | #DIV/0! | #DIV/0! | 0 | 0 | #N/A | #N/A | #N/A | #N/A | #N/A | #N/A | #N/A | 0 | 0 | 0 | #DIV/0!
#DIV/0! | [18 empty] | 0 | #DIV/0! | 0 | #DIV/0! | #DIV/0! | 0 | #DIV/0! | #DIV/0! | #DIV/0! | #DIV/0! | 0 | 0 | #N/A | #N/A | #N/A | #N/A | #N/A | #N/A | #N/A | 0 | 0 | 0 | #DIV/0!

## SF Existing Weatherization {E}
Rtn to Summary |  | Order Number | Program Name | Discount Rate: | 6.8% | [9 empty] | Paste in incentives but use DBtC for Total
| Program: | 18230627 | SF Existing Weatherization {E}
| paste |  |  | paste | paste | paste | paste | paste | paste | paste | paste | paste | paste | Paste | paste | paste | paste | paste | Formula: G + H | Formula: (O/A10)*T | Formula: N - M | Formula: O/A10 | Formula: W*A8 | Formula: Q - P | Formula: X + DBtC | Formula: Q + X | Formula: Z/(1+ElecDiscountRate)^1 | Formula: AA/(1+ElecDiscountRate)^1 | Formula: -PV (ElecDiscount Rate,T,R)*J | Formula: - PV (ElecDiscount Rate, T, S)*J |  | AF*J*K |  | AH*J*L | AG + AI |  | AG +AI -AK | formula: Logic to lookup from AC tables and adjust by savings and quantity | Formula: Utility Savings (AM)*1.1+AD+AE | formula: AM/AB | formula: AN/AC
| Sch. No. | Order Number | Program Name | Measure Version | Measure Name | First Period Measure Life | Second period Measure Life | Electric End-Use Type | Number of units offered | Savings per Unit Period 1 | Savngs per Unit Period 2 | Incentives Per Unit | Incremental Measure Cost per Unit | Total First Year Savings | Total Incentive | Total Incremental Measure Cost | Unit First Year Non-Energy Benefits | Unit Annual Net Equipment O&M | Total Measure Life | Weighted Life | Agency or Customer Cost per Unit | Percent Unit overhead | Program Overhead Cost | Total Customer Cost | Total Utility Program Costs | Total Resource Cost | PV Total Utility Program Costs | PV Total Resource Costs | PV Total Non-Energy Benefits | PV Total Net Equipment O&M | Unit PV First period Savings for 1 kWh | Total First Period Savings | Unit PV Savings for Second Period for 1 kWh | Total Second period Savings | Unadjusted Total | Decrement | Final UC Total Savings | PV Total Savings UC | PV Total Savings TRC | UC B/C Ratio | TRC B/C Ratio
DBTC: | E214 | 18230627 | SF Existing Weatherization {E} | 10705-6 | SFWIN: Windows - Single Pane - to U30 - FAF | 45 | 0 | SF Space Heat | 1903.56 | 4.6674 |  | 50 | 22.6 | 8884.67 | 4850 | 43020.46 | 0.00094413 | 0 | 45 | 0.29486 | -27.4 | 0.6553% | 1929.5166 | 38170.46 | 9650.7539 | 44949.9766 | 9036.2864 | 42087.9931 | 25.0605 | 0 | 3.2695 | 29048.7166 | 3.2695 | 0 | 29048.7166 | 0 | 29048.7166 | 29048.7166 | 31978.6488 | 3.2147 | 0.7598
1178359.49 | E214 | 18230627 | SF Existing Weatherization {E} | 10706-6 | SFWIN: Windows - Single Pane - to U30 - HP | 45 | 0 | SF Space Heat | 4754.45 | 2.8994 |  | 50 | 22.6 | 13785.07 | 13800 | 107450.57 | 0.00058649 | 0 | 45 | 0.4575 | -27.4 | 1.017% | 2993.7546 | 93650.57 | 14973.6926 | 110444.3246 | 14020.3114 | 103412.289 | 38.8827 | 0 | 3.2695 | 45070.6453 | 3.2695 | 0 | 45070.6453 | 0 | 45070.6453 | 45070.6453 | 49616.5926 | 3.2147 | 0.47979
Program Costs: | E214 | 18230627 | SF Existing Weatherization {E} | 10707-6 | SFWIN: Windows - Single Pane - to U30 - Zonal | 45 | 0 | SF Space Heat | 4570 | 4.4339 |  | 50 | 22.6 | 20262.93 | 13250 | 103282 | 0.00089689 | 0 | 45 | 0.67248 | -27.4 | 1.494% | 4400.5754 | 90032 | 22010.1084 | 107682.5754 | 20608.7158 | 100826.3815 | 57.1545 | 0 | 3.2695 | 66250.2393 | 3.2695 | 0 | 66250.2393 | 0 | 66250.2393 | 66250.2393 | 72932.4178 | 3.2147 | 0.72335
294468.9 | E214 | 18230627 | SF Existing Weatherization {E} | 10709-6 | SFWIN: Windows - Single Pane - to U30 - NG | 45 | 0 | SF Space Heat | 32829.49 | 0.3183 |  | 0 | 0 | 10449.72 | 0 | 0 | 0 | 0 | 45 | 0.3468 | 0 | 0.7707% | 2269.4043 | 0 | 11350.7509 | 2269.4043 | 10628.0439 | 2124.9104 | 0 | 0 | 3.2695 | 34165.6754 | 3.2695 | 0 | 34165.6754 | 0 | 34165.6754 | 34165.6754 | 37582.243 | 3.2147 | 17.6865
Total Savings (kWh): | E214 | 18230627 | SF Existing Weatherization {E} | 10719-5 | SFWIN: Windows - Single Pane - to U30 - Resistance - MH | 25 | 0 | SF Space Heat | 1523.56 | 16.5353 |  | 200 | 18.53 | 25192.52 | 21000 | 28231.58 | 0.0033448 | 0 | 25 | 0.46449 | -181.47 | 1.858% | 5471.1527 | 7231.58 | 27364.7541 | 33702.7327 | 25622.4289 | 31556.8658 | 60.4718 | 0 | 1.9456 | 49013.4869 | 1.9456 | 0 | 49013.4869 | 0 | 49013.4869 | 49013.4869 | 53975.3075 | 1.9129 | 1.7104
1355914.2 | E214 | 18230627 | SF Existing Weatherization {E} | 10721-5 | SFWIN: Windows - Single Pane - to U30 - NG - MH | 25 | 0 | SF Space Heat | 174.7 | 0.5614 |  | 0 | 0 | 98.07 | 0 | 0 | 0 | 0 | 25 | 0.0018082 | 0 | 0.007233% | 21.2982 | 0 | 106.5261 | 21.2982 | 99.7436 | 19.9422 | 0 | 0 | 1.9456 | 190.8136 | 1.9456 | 0 | 190.8136 | 0 | 190.8136 | 190.8136 | 209.8949 | 1.913 | 10.5252
Total Incentives: | E214 | 18230627 | SF Existing Weatherization {E} | 10912-6 | SFWX: Insulation - Attic - R0 to R49 - FAF | 45 | 0 | SF Space Heat | 880 | 1.8602 |  | 0.5 | 1.49 | 1636.98 | 600 | 1311.2 | 0.018653 | 0 | 45 | 0.054328 | 0.99 | 0.1207% | 355.509 | 711.2 | 1778.1292 | 1666.709 | 1664.915 | 1560.589 | 228.8927 | 0 | 3.2695 | 5352.1425 | 3.2695 | 0 | 5352.1425 | 0 | 5352.1425 | 5352.1425 | 6116.2495 | 3.2147 | 3.9192
1178359.49 | E214 | 18230627 | SF Existing Weatherization {E} | 10912-7 | SFWX: Insulation - Attic - R0 to R49 - FAF | 45 | 0 | SF Space Heat | 2483 | 1.8602 |  | 0.5 | 1.49 | 4618.88 | 1241.5 | 3699.67 | 0.0178 | 0 | 45 | 0.15329 | 0.99 | 0.3406% | 1003.0992 | 2458.17 | 5017.1446 | 4702.7692 | 4697.7009 | 4403.342 | 616.2965 | 0 | 3.2695 | 15101.5567 | 3.2695 | 0 | 15101.5567 | 0 | 15101.5567 | 15101.5567 | 17228.0089 | 3.2147 | 3.9125
Total Customer Costs: | E214 | 18230627 | SF Existing Weatherization {E} | 10913-7 | SFWX: Insulation - Attic - R0 to R49 - NG | 45 | 0 | SF Space Heat | 16289 | 0.0795 |  | 0 | 0 | 1294.97 | 0 | 0 |  | 0 | 45 | 0.042977 | 0 | 0.09551% | 281.2334 | 0 | 1406.6293 | 281.2334 | 1317.0686 | 263.3272 | 0 | 0 | 3.2695 | 4233.9615 | 3.2695 | 0 | 4233.9615 | 0 | 4233.9615 | 4233.9615 | 4657.3577 | 3.2147 | 17.6866
2242033.64 | E214 | 18230627 | SF Existing Weatherization {E} | 10916-7 | SFWX: Insulation - Attic - R11 to R49 - FAF | 45 | 0 | SF Space Heat | 3418 | 0.4423 |  | 0.5 | 1.24 | 1511.78 | 1709 | 4238.32 | 0.0042 | 0 | 45 | 0.050173 | 0.74 | 0.1115% | 328.3189 | 2529.32 | 1642.1338 | 4566.6389 | 1537.5784 | 4275.8791 | 200.1771 | 0 | 3.2695 | 4942.815 | 3.2695 | 0 | 4942.815 | 0 | 4942.815 | 4942.815 | 5637.2736 | 3.2147 | 1.3184
Weighted Avg Life | E214 | 18230627 | SF Existing Weatherization {E} | 10917-6 | SFWX: Insulation - Attic - R11 to R49 - NG | 45 | 0 | SF Space Heat | 2600 | 0.0287 |  | 0 | 0 | 74.62 | 0 | 0 |  | 0 | 45 | 0.0024765 | 0 | 0.005503% | 16.2055 | 0 | 81.0541 | 16.2055 | 75.8934 | 15.1737 | 0 | 0 | 3.2695 | 243.9723 | 3.2695 | 0 | 243.9723 | 0 | 243.9723 | 243.9723 | 268.3696 | 3.2147 | 17.6865
36.2298 | E214 | 18230627 | SF Existing Weatherization {E} | 10924-6 | SFWX: Insulation - Floor - R0 to R22 - Zonal - MH | 25 | 0 | SF Space Heat | 4260 | 0.8035 |  | 1 | 2.32 | 3422.91 | 4260 | 9883.2 | 0.0077 | 0 | 25 | 0.063111 | 1.32 | 0.2524% | 743.366 | 5623.2 | 3718.0516 | 10626.566 | 3481.3218 | 9949.9682 | 389.248 | 0 | 1.9456 | 6659.4665 | 1.9456 | 0 | 6659.4665 | 0 | 6659.4665 | 6659.4665 | 7714.6611 | 1.9129 | 0.77535
Total Utility Cost | E214 | 18230627 | SF Existing Weatherization {E} | 10926-7 | SFWX: Insulation - Floor - R0 to R30 - FAF | 45 | 0 | SF Space Heat | 880 | 0.3401 |  | 0.25 | 1.41 | 299.29 | 200 | 1240.8 | 0 | 0 | 45 | 0.0099328 | 1.16 | 0.02207% | 64.9979 | 1040.8 | 325.0964 | 1305.7979 | 304.3974 | 1222.6572 | 0 | 0 | 3.2695 | 978.5312 | 3.2695 | 0 | 978.5312 | 0 | 978.5312 | 978.5312 | 1076.3843 | 3.2147 | 0.88036
1472828.39 | E214 | 18230627 | SF Existing Weatherization {E} | 10926-8 | SFWX: Insulation - Floor - R0 to R30 - FAF | 45 | 0 | SF Space Heat | 10318 | 0.3401 |  | 0.25 | 1.41 | 3509.15 | 2579.5 | 14548.38 | 0.0032 | 0 | 45 | 0.11646 | 1.16 | 0.2588% | 762.0951 | 11968.88 | 3811.7277 | 15310.4751 | 3569.0334 | 14335.6508 | 460.4034 | 0 | 3.2695 | 11473.2779 | 3.2695 | 0 | 11473.2779 | 0 | 11473.2779 | 11473.2779 | 13081.0091 | 3.2147 | 0.91248
Total Resource Cost | E214 | 18230627 | SF Existing Weatherization {E} | 10927-8 | SFWX: Insulation - Floor - R0 to R30 - NG | 45 | 0 | SF Space Heat | 40715 | 0.0336 |  | 0 | 0 | 1368.02 | 0 | 0 |  | 0 | 45 | 0.045402 | 0 | 0.1009% | 297.098 | 0 | 1485.978 | 297.098 | 1391.3652 | 278.1816 | 0 | 0 | 3.2695 | 4472.7958 | 3.2695 | 0 | 4472.7958 | 0 | 4472.7958 | 4472.7958 | 4920.0754 | 3.2147 | 17.6866
3714862.03 | E214 | 18230627 | SF Existing Weatherization {E} | 10928-8 | SFWX: Insulation - Floor - R0 to R30 - HP | 45 | 0 | SF Space Heat | 1860 | 0.1836 |  | 0.25 | 1.41 | 341.5 | 465 | 2622.6 | 0.0018 | 0 | 45 | 0.011334 | 1.16 | 0.02519% | 74.1648 | 2157.6 | 370.946 | 2696.7648 | 347.3277 | 2525.0607 | 46.6851 | 0 | 3.2695 | 1116.5315 | 3.2695 | 0 | 1116.5315 | 0 | 1116.5315 | 1116.5315 | 1274.8698 | 3.2146 | 0.50489
UC B/C Ratio | E214 | 18230627 | SF Existing Weatherization {E} | 10929-8 | SFWX: Insulation - Floor - R0 to R30 - Zonal | 45 | 0 | SF Space Heat | 1040 | 0.6231 |  | 0.25 | 1.41 | 648.02 | 260 | 1466.4 | 0.0059 | 0 | 45 | 0.021506 | 1.16 | 0.04779% | 140.7329 | 1206.4 | 703.8958 | 1607.1329 | 659.0784 | 1504.8061 | 85.5615 | 0 | 3.2695 | 2118.7341 | 3.2695 | 0 | 2118.7341 | 0 | 2118.7341 | 2118.7341 | 2416.169 | 3.2147 | 1.6056
2.6466 | E214 | 18230627 | SF Existing Weatherization {E} | 10940-5 | SFWX: Sealing - Duct and Insulation - E | 20 | 0 | SF Space Heat | 12 | 1252 |  | 400 | 1000 | 15024 | 5000 | 12000 | 45.5791 | 0 | 20 | 0.22161 | 600 | 1.108% | 3262.8176 | 7000 | 16319.4498 | 15262.8176 | 15280.3837 | 14291.0277 | 5885.5615 | 0 | 1.6315 | 24511.167 | 1.6315 | 0 | 24511.167 | 0 | 24511.167 | 24511.167 | 32847.8451 | 1.6041 | 2.2985
TRC B/C Ratio | E214 | 18230627 | SF Existing Weatherization {E} | 10942-5 | SFWX: Sealing - Duct - FAF | 20 | 0 | SF Space Heat | 1 | 1254 |  | 300 | 631.58 | 1254 | 300 | 631.58 | 46.6749 | 0 | 20 | 0.018497 | 331.58 | 0.09248% | 272.3358 | 331.58 | 1362.1266 | 903.9158 | 1275.3994 | 846.3631 | 502.255 | 0 | 1.6315 | 2045.8602 | 1.6315 | 0 | 2045.8602 | 0 | 2045.8602 | 2045.8602 | 2752.7012 | 1.6041 | 3.2524
1.2022 | E214 | 18230627 | SF Existing Weatherization {E} | 10945-8 | SFWX: Insulation - Wall - R0 to R13 - FAF | 45 | 0 | SF Space Heat | 750 | 1.0429 |  | 0.75 | 1.56 | 782.18 | 400 | 1170 | 0 | 0 | 45 | 0.025959 | 0.81 | 0.05769% | 169.8689 | 770 | 849.6238 | 1339.8689 | 795.5279 | 1254.5589 | 0 | 0 | 3.2695 | 2557.3448 | 3.2695 | 0 | 2557.3448 | 0 | 2557.3448 | 2557.3448 | 2813.0793 | 3.2147 | 2.2423
| E214 | 18230627 | SF Existing Weatherization {E} | 10945-9 | SFWX: Insulation - Wall - R0 to R13 - FAF | 45 | 0 | SF Space Heat | 700 | 1.0429 |  | 0.75 | 1.56 | 730.03 | 525 | 1092 | 0.01 | 0 | 45 | 0.024228 | 0.81 | 0.05384% | 158.5433 | 567 | 792.9771 | 1250.5433 | 742.4879 | 1170.9207 | 97.6093 | 0 | 3.2695 | 2386.8552 | 3.2695 | 0 | 2386.8552 | 0 | 2386.8552 | 2386.8552 | 2723.1499 | 3.2147 | 2.3256
| E214 | 18230627 | SF Existing Weatherization {E} | 10946-6 | SFWX: Insulation - Wall - R0 to R13 - NG | 45 | 0 | SF Space Heat | 1368 | 0.0627 |  | 0 | 0 | 85.77 | 0 | 0 |  | 0 | 45 | 0.0028465 | 0 | 0.006326% | 18.627 | 0 | 93.1655 | 18.627 | 87.2337 | 17.441 | 0 | 0 | 3.2695 | 280.4394 | 3.2695 | 0 | 280.4394 | 0 | 280.4394 | 280.4394 | 308.4833 | 3.2148 | 17.6872
| E214 | 18230627 | SF Existing Weatherization {E} | 12552-4 | Insulation - Attic - R0 to R30 - ER - MH - HUD | 25 | 0 | SF Space Heat | 1334 | 0.9252 |  | 1.3 | 4.18 | 1234.22 | 1734.2 | 5576.12 | 0.0088 | 0 | 25 | 0.022756 | 2.88 | 0.09102% | 268.0401 | 3841.92 | 1340.6411 | 5844.1601 | 1255.2819 | 5472.06 | 139.3043 | 0 | 1.9456 | 2401.2391 | 1.9456 | 0 | 2401.2391 | 0 | 2401.2391 | 2401.2391 | 2780.6674 | 1.9129 | 0.50816
| E214 | 18230627 | SF Existing Weatherization {E} | 12555-2 | Windows - Double Pane - Metal Frame - to U30 - ER - MH | 25 | 0 | SF Space Heat | 1331.8 | 6.7148 |  | 200 | 18.53 | 8942.78 | 15800 | 24678.27 | 0 | 0 | 25 | 0.16488 | -181.47 | 0.6595% | 1942.1366 | 8878.27 | 9713.8744 | 26620.4066 | 9095.388 | 24925.4743 | 0 | 0 | 1.9456 | 17398.67 | 1.9456 | 0 | 17398.67 | 0 | 17398.67 | 17398.67 | 19138.537 | 1.9129 | 0.76783
| E214 | 18230627 | SF Existing Weatherization {E} | 12555-3 | Windows - Double Pane - Metal Frame - to U30 - ER - MH | 25 | 0 | SF Space Heat | 5734.12 | 6.7148 |  | 200 | 19.79 | 38503.5 | 67400 | 113478.24 | 0.0014 | 0 | 25 | 0.70992 | -180.21 | 2.84% | 8361.9475 | 46078.24 | 41823.4781 | 121840.1875 | 39160.5601 | 114082.5725 | 95.2622 | 0 | 1.9456 | 74910.6937 | 1.9456 | 0 | 74910.6937 | 0 | 74910.6937 | 74910.6937 | 82497.0253 | 1.9129 | 0.72313
| E214 | 18230627 | SF Existing Weatherization {E} | 12556-2 | Windows - Double Pane - Metal Frame - to U30 - HP - MH | 25 | 0 | SF Space Heat | 1236.31 | 5.1642 |  | 200 | 18.53 | 6384.55 | 14000 | 22908.83 | 0 | 0 | 25 | 0.11772 | -181.47 | 0.4709% | 1386.5563 | 8908.83 | 6935.0601 | 24295.3863 | 6493.502 | 22748.4891 | 0 | 0 | 1.9456 | 12421.51 | 1.9456 | 0 | 12421.51 | 0 | 12421.51 | 12421.51 | 13663.6611 | 1.9129 | 0.60064
| E214 | 18230627 | SF Existing Weatherization {E} | 12556-3 | Windows - Double Pane - Metal Frame - to U30 - HP - MH | 25 | 0 | SF Space Heat | 2847.13 | 5.1642 |  | 200 | 19.79 | 14703.15 | 31387.2 | 56344.69 | 0.001 | 0 | 25 | 0.27109 | -180.21 | 1.084% | 3193.1374 | 24957.49 | 15970.9344 | 59537.8274 | 14954.0584 | 55747.0294 | 33.7857 | 0 | 1.9456 | 28605.814 | 1.9456 | 0 | 28605.814 | 0 | 28605.814 | 28605.814 | 31500.1811 | 1.9129 | 0.56506
| E214 | 18230627 | SF Existing Weatherization {E} | 12557-4 | Windows - Double Pane - Metal Frame - to U30 - NG - MH | 25 | 0 | SF Space Heat | 1148.48 | 0.2075 |  | 0 | 0 | 238.31 | 0 | 0 | 0 | 0 | 25 | 0.0043939 | 0 | 0.01758% | 51.7547 | 0 | 258.8584 | 51.7547 | 242.3767 | 48.4594 | 0 | 0 | 1.9456 | 463.6449 | 1.9456 | 0 | 463.6449 | 0 | 463.6449 | 463.6449 | 510.0094 | 1.9129 | 10.5245
| E214 | 18230627 | SF Existing Weatherization {E} | 12562-3 | Incentive - Add On - 3 Bundle - Wx - EH - Res | 1 | 0 | SF Space Heat | 43 | 0 |  | 250 | 0 | 0 | 10750 | 0 | 0 | 0 | 1 | 0 | -250 | 0% | 0 | -10750 | 0 | 0 | 0 | 0 | 0 | 0 | 0.10826 | 0 | 0.10826 | 0 | 0 | 0 | 0 | 0 | 0 | 0 | #DIV/0!
| E214 | 18230627 | SF Existing Weatherization {E} | 12562-4 | Incentive - Add On - 3 Bundle - Wx - EH - Res | 1 | 0 | SF Space Heat | 2 | 0 |  | 250 | 0 | 0 | 500 | 0 | 0 | 0 | 1 | 0 | -250 | 0% | 0 | -500 | 0 | 0 | 0 | 0 | 0 | 0 | 0.10826 | 0 | 0.10826 | 0 | 0 | 0 | 0 | 0 | 0 | 0 | #DIV/0!
| E214 | 18230627 | SF Existing Weatherization {E} | 12562-4 | Incentive - Add On - 3 Bundle - Wx - EH - Res | 1 | 0 | SF Space Heat | 85 | 0 |  | 350 | 0 | 0 | 29750 | 0 | 0 | 0 | 1 | 0 | -350 | 0% | 0 | -29750 | 0 | 0 | 0 | 0 | 0 | 0 | 0.10826 | 0 | 0.10826 | 0 | 0 | 0 | 0 | 0 | 0 | 0 | #DIV/0!
| E214 | 18230627 | SF Existing Weatherization {E} | 12562-4 | Incentive - Add On - 3 Bundle - Wx - EH - Res | 1 | 0 | SF Space Heat | 1 | 0 |  | 350 | 0 | 0 | 350 | 0 | 0 | 0 | 1 | 0 | -350 | 0% | 0 | -350 | 0 | 0 | 0 | 0 | 0 | 0 | 0.10826 | 0 | 0.10826 | 0 | 0 | 0 | 0 | 0 | 0 | 0 | #DIV/0!
| E214 | 18230627 | SF Existing Weatherization {E} | 12564-2 | Incentive - Add On - 4 Bundle - Wx - EH - Res | 1 | 0 | SF Space Heat | 1 | 0 |  | 600 | 0 | 0 | 600 | 0 | 0 | 0 | 1 | 0 | -600 | 0% | 0 | -600 | 0 | 0 | 0 | 0 | 0 | 0 | 0.10826 | 0 | 0.10826 | 0 | 0 | 0 | 0 | 0 | 0 | 0 | #DIV/0!
| E214 | 18230627 | SF Existing Weatherization {E} | 12564-3 | Incentive - Add On - 4 Bundle - Wx - EH - Res | 1 | 0 | SF Space Heat | 10 | 0 |  | 400 | 0 | 0 | 4000 | 0 | 0 | 0 | 1 | 0 | -400 | 0% | 0 | -4000 | 0 | 0 | 0 | 0 | 0 | 0 | 0.10826 | 0 | 0.10826 | 0 | 0 | 0 | 0 | 0 | 0 | 0 | #DIV/0!
| E214 | 18230627 | SF Existing Weatherization {E} | 12564-4 | Incentive - Add On - 4 Bundle - Wx - EH - Res | 1 | 0 | SF Space Heat | 17 | 0 |  | 500 | 0 | 0 | 8500 | 0 | 0 | 0 | 1 | 0 | -500 | 0% | 0 | -8500 | 0 | 0 | 0 | 0 | 0 | 0 | 0.10826 | 0 | 0.10826 | 0 | 0 | 0 | 0 | 0 | 0 | 0 | #DIV/0!
| E214 | 18230627 | SF Existing Weatherization {E} | 12603-2 | Fan - Ventilation - Energy Star - Res | 10 | 0 | Res Plug Load | 2 | 129 |  | 50 | 60.87 | 258 | 100 | 121.74 | 9.933 | 0 | 10 | 0.0019028 | 10.87 | 0.01903% | 56.0308 | 21.74 | 280.2461 | 177.7708 | 262.4028 | 166.4521 | 140.8296 | 0 | 0.78039 | 201.341 | 0.78039 | 0 | 201.341 | 0 | 201.341 | 201.341 | 362.3047 | 0.7673 | 2.1766
| E214 | 18230627 | SF Existing Weatherization {E} | 12603-3 | Fan - Ventilation - Energy Star - Res | 19 | 0 | Res Plug Load | 10 | 127 |  | 50 | 60.87 | 1270 | 500 | 608.7 | 10.2753 | 0 | 19 | 0.017796 | 10.87 | 0.09366% | 275.8106 | 108.7 | 1379.5062 | 884.5106 | 1291.6725 | 828.1934 | 1078.1295 | 0 | 1.3335 | 1693.5299 | 1.3335 | 0 | 1693.5299 | 0 | 1693.5299 | 1693.5299 | 2941.0123 | 1.3111 | 3.5511
| E214 | 18230627 | SF Existing Weatherization {E} | 12631-4 | Insulation - Attic - R0 to R49 - GH - SF or DX - MI | 45 | 0 | SF Space Heat | 11690 | 0.0795 |  | 0 | 0 | 929.37 | 0 | 0 | 0 | 0 | 45 | 0.030844 | 0 | 0.06854% | 201.8347 | 0 | 1009.5053 | 201.8347 | 945.2296 | 188.9838 | 0 | 0 | 3.2695 | 3038.5543 | 3.2695 | 0 | 3038.5543 | 0 | 3038.5543 | 3038.5543 | 3342.4097 | 3.2146 | 17.6862
| E214 | 18230627 | SF Existing Weatherization {E} | 12632-4 | Insulation - Attic - R0 to R49 - HP - SF or DX - MI | 45 | 0 | SF Space Heat | 716 | 1.3011 |  | 1.5 | 1.59 | 931.59 | 1074 | 1138.44 | 0.013 | 0 | 45 | 0.030918 | 0.09 | 0.06871% | 202.3168 | 64.44 | 1011.9167 | 1340.7568 | 947.4875 | 1255.3903 | 129.7924 | 0 | 3.2695 | 3045.8538 | 3.2695 | 0 | 3045.8538 | 0 | 3045.8538 | 3045.8538 | 3480.2316 | 3.2147 | 2.7722
| E214 | 18230627 | SF Existing Weatherization {E} | 12633-4 | Insulation - Attic - R0 to R49 - Zonal - SF or DX - MI | 45 | 0 | SF Space Heat | 1300 | 1.2033 |  | 1.5 | 1.59 | 1564.29 | 1950 | 2067 | 0.0121 | 0 | 45 | 0.051916 | 0.09 | 0.1154% | 339.7226 | 117 | 1699.1715 | 2406.7226 | 1590.9845 | 2253.4856 | 219.342 | 0 | 3.2695 | 5114.4934 | 3.2695 | 0 | 5114.4934 | 0 | 5114.4934 | 5114.4934 | 5845.2848 | 3.2147 | 2.5939
| E214 | 18230627 | SF Existing Weatherization {E} | 12635-4 | Insulation - Attic - R11 to R49 - GH - SF or DX - MI | 45 | 0 | SF Space Heat | 36293 | 0.0287 |  | 0 | 0 | 1041.59 | 0 | 0 |  | 0 | 45 | 0.034568 | 0 | 0.07682% | 226.206 | 0 | 1131.4015 | 226.206 | 1059.3647 | 211.8033 | 0 | 0 | 3.2695 | 3405.5724 | 3.2695 | 0 | 3405.5724 | 0 | 3405.5724 | 3405.5724 | 3746.1297 | 3.2147 | 17.6868
| E214 | 18230627 | SF Existing Weatherization {E} | 12636-4 | Insulation - Attic - R11 to R49 - HP - SF or DX - MI | 45 | 0 | SF Space Heat | 4828 | 0.3311 |  | 1.3 | 1.32 | 1598.55 | 6276.4 | 6372.96 | 0.0033 | 0 | 45 | 0.053053 | 0.02 | 0.1179% | 347.163 | 96.56 | 1736.3855 | 6720.123 | 1625.8292 | 6292.25 | 222.1643 | 0 | 3.2695 | 5226.5102 | 3.2695 | 0 | 5226.5102 | 0 | 5226.5102 | 5226.5102 | 5971.3255 | 3.2147 | 0.949
| E214 | 18230627 | SF Existing Weatherization {E} | 12637-4 | Insulation - Attic - R11 to R49 - Zonal - SF or DX - MI | 45 | 0 | SF Space Heat | 5044 | 0.4339 |  | 1.3 | 1.32 | 2188.59 | 6557.2 | 6658.08 | 0.0044 | 0 | 45 | 0.072635 | 0.02 | 0.1614% | 475.3042 | 100.88 | 2377.302 | 7133.3842 | 2225.9382 | 6679.1987 | 309.4716 | 0 | 3.2695 | 7155.6664 | 3.2695 | 0 | 7155.6664 | 0 | 7155.6664 | 7155.6664 | 8180.7046 | 3.2147 | 1.2248
| E214 | 18230627 | SF Existing Weatherization {E} | 12638-4 | Insulation - Floor - R0 to R30 - E FAF - SF or DX - MI | 45 | 0 | SF Space Heat | 2800 | 0.3401 |  | 1.45 | 1.5 | 952.28 | 4060 | 4200 | 0.0034 | 0 | 45 | 0.031604 | 0.05 | 0.07023% | 206.8102 | 140 | 1034.3907 | 4406.8102 | 968.5306 | 4126.2267 | 132.7486 | 0 | 3.2695 | 3113.5082 | 3.2695 | 0 | 3113.5082 | 0 | 3113.5082 | 3113.5082 | 3557.6077 | 3.2147 | 0.86219
| E214 | 18230627 | SF Existing Weatherization {E} | 12639-4 | Insulation - Floor - R0 to R30 - GH - SF or DX - MI | 45 | 0 | SF Space Heat | 41221 | 0.0336 |  | 0 | 0 | 1385.01 | 0 | 0 |  | 0 | 45 | 0.045966 | 0 | 0.1021% | 300.7877 | 0 | 1504.433 | 300.7877 | 1408.6451 | 281.6365 | 0 | 0 | 3.2695 | 4528.3831 | 3.2695 | 0 | 4528.3831 | 0 | 4528.3831 | 4528.3831 | 4981.2214 | 3.2147 | 17.6867
| E214 | 18230627 | SF Existing Weatherization {E} | 12640-4 | Insulation - Floor - R0 to R30 - HP - SF or DX - MI | 45 | 0 | SF Space Heat | 7254 | 0.1836 |  | 1.45 | 1.5 | 1331.83 | 10518.3 | 10881 | 0.0018 | 0 | 45 | 0.044201 | 0.05 | 0.09822% | 289.2384 | 362.7 | 1446.6675 | 11170.2384 | 1354.5576 | 10459.0248 | 182.072 | 0 | 3.2695 | 4354.4728 | 3.2695 | 0 | 4354.4728 | 0 | 4354.4728 | 4354.4728 | 4971.9921 | 3.2147 | 0.47538
| E214 | 18230627 | SF Existing Weatherization {E} | 12641-3 | Insulation - Floor - R0 to R30 - Zonal - SF or DX - MI | 45 | 0 | SF Space Heat | 960 | 0.6231 |  | 1 | 1.41 | 598.18 | 960 | 1353.6 | 0.0059 | 0 | 45 | 0.019852 | 0.41 | 0.04412% | 129.909 | 393.6 | 649.7583 | 1483.509 | 608.3879 | 1389.0533 | 78.9798 | 0 | 3.2695 | 1955.7545 | 3.2695 | 0 | 1955.7545 | 0 | 1955.7545 | 1955.7545 | 2230.3098 | 3.2147 | 1.6056
| E214 | 18230627 | SF Existing Weatherization {E} | 12641-4 | Insulation - Floor - R0 to R30 - Zonal - SF or DX - MI | 45 | 0 | SF Space Heat | 6482 | 0.6231 |  | 1.45 | 1.5 | 4038.94 | 9398.9 | 9723 | 0.0062 | 0 | 45 | 0.13404 | 0.05 | 0.2979% | 877.1515 | 324.1 | 4387.1991 | 10600.1515 | 4107.8643 | 9925.2355 | 560.3943 | 0 | 3.2695 | 13205.4175 | 3.2695 | 0 | 13205.4175 | 0 | 13205.4175 | 13205.4175 | 15086.3535 | 3.2147 | 1.52
| E214 | 18230627 | SF Existing Weatherization {E} | 12643-4 | Insulation - Wall - R0 to R13 - E FAF - SF or DX - MI | 45 | 0 | SF Space Heat | 1000 | 1.0429 |  | 1.6 | 1.67 | 1042.9 | 1600 | 1670 | 0.01 | 0 | 45 | 0.034612 | 0.07 | 0.07691% | 226.4904 | 70 | 1132.8244 | 1896.4904 | 1060.697 | 1775.7401 | 139.4418 | 0 | 3.2695 | 3409.7931 | 3.2695 | 0 | 3409.7931 | 0 | 3409.7931 | 3409.7931 | 3890.2142 | 3.2147 | 2.1908
| E214 | 18230627 | SF Existing Weatherization {E} | 12644-4 | Insulation - Wall - R0 to R13 - GH - SF or DX - MI | 45 | 0 | SF Space Heat | 12958 | 0.0627 |  | 0 | 0 | 812.47 | 0 | 0 | 0 | 0 | 45 | 0.026964 | 0 | 0.05992% | 176.4471 | 0 | 882.5255 | 176.4471 | 826.3348 | 165.2127 | 0 | 0 | 3.2695 | 2656.3841 | 3.2695 | 0 | 2656.3841 | 0 | 2656.3841 | 2656.3841 | 2922.0225 | 3.2147 | 17.6864
| E214 | 18230627 | SF Existing Weatherization {E} | 12646-4 | Insulation - Wall - R0 to R13 - HP - SF or DX - MI | 45 | 0 | SF Space Heat | 477 | 0.5949 |  | 1.6 | 1.67 | 283.77 | 763.2 | 796.59 | 0.0057 | 0 | 45 | 0.0094177 | 0.07 | 0.02093% | 61.6274 | 33.39 | 308.2382 | 858.2174 | 288.6125 | 803.5743 | 37.9128 | 0 | 3.2695 | 927.7858 | 3.2695 | 0 | 927.7858 | 0 | 927.7858 | 927.7858 | 1058.4772 | 3.2146 | 1.3172
| E214 | 18230627 | SF Existing Weatherization {E} | 12652-2 | Windows - Single Pane - to U30 - E FAF - SF or DX - MI | 45 | 0 | SF Space Heat | 243.5 | 4.6674 |  | 200 | 22.6 | 1136.51 | 2000 | 5503.1 | 0 | 0 | 45 | 0.037718 | -177.4 | 0.08382% | 246.8201 | 3503.1 | 1234.506 | 5749.9201 | 1155.9045 | 5383.8203 | 0 | 0 | 3.2695 | 3715.86 | 3.2695 | 0 | 3715.86 | 0 | 3715.86 | 3715.86 | 4087.446 | 3.2147 | 0.75921
| E214 | 18230627 | SF Existing Weatherization {E} | 12652-3 | Windows - Single Pane - to U30 - E FAF - SF or DX - MI | 45 | 0 | SF Space Heat | 548.36 | 4.6674 |  | 200 | 24.11 | 2559.41 | 5200 | 13220.96 | 0.0009 | 0 | 45 | 0.084942 | -175.89 | 0.1888% | 555.8365 | 8020.96 | 2780.096 | 13776.7965 | 2603.0862 | 12899.6222 | 6.8818 | 0 | 3.2695 | 8368.0862 | 3.2695 | 0 | 8368.0862 | 0 | 8368.0862 | 8368.0862 | 9211.7766 | 3.2147 | 0.71411
| E214 | 18230627 | SF Existing Weatherization {E} | 12653-2 | Windows - Single Pane - to U30 - GH - SF or DX - MI | 45 | 0 | SF Space Heat | 1035.52 | 0.3183 |  | 0 | 0 | 329.62 | 0 | 0 | 0 | 0 | 45 | 0.010939 | 0 | 0.02431% | 71.5848 | 0 | 358.0416 | 71.5848 | 335.2449 | 67.027 | 0 | 0 | 3.2695 | 1077.6568 | 3.2695 | 0 | 1077.6568 | 0 | 1077.6568 | 1077.6568 | 1185.4225 | 3.2145 | 17.6858
| E214 | 18230627 | SF Existing Weatherization {E} | 12653-3 | Windows - Single Pane - to U30 - GH - SF or DX - MI | 45 | 0 | SF Space Heat | 7477.12 | 0.3183 |  | 0 | 0 | 2379.98 | 0 | 0 | 0 | 0 | 45 | 0.078987 | 0 | 0.1755% | 516.8691 | 0 | 2585.1946 | 516.8691 | 2420.5942 | 483.9598 | 0 | 0 | 3.2695 | 7781.375 | 3.2695 | 0 | 7781.375 | 0 | 7781.375 | 7781.375 | 8559.5125 | 3.2147 | 17.6864
| E214 | 18230627 | SF Existing Weatherization {E} | 12654-2 | Windows - Single Pane - to U30 - HP - MH | 25 | 0 | SF Space Heat | 3039.43 | 10.0243 |  | 200 | 18.53 | 30468.16 | 8600 | 56320.64 | 0 | 0 | 25 | 0.56176 | -181.47 | 2.247% | 6616.883 | 47720.64 | 33095.2881 | 62937.523 | 30988.0974 | 58930.2649 | 0 | 0 | 1.9456 | 59277.5384 | 1.9456 | 0 | 59277.5384 | 0 | 59277.5384 | 59277.5384 | 65205.2923 | 1.9129 | 1.1065
| E214 | 18230627 | SF Existing Weatherization {E} | 12654-3 | Windows - Single Pane - to U30 - HP - MH | 25 | 0 | SF Space Heat | 2272.2 | 10.0243 |  | 200 | 19.79 | 22777.22 | 29044 | 44966.84 | 0.002 | 0 | 25 | 0.41996 | -180.21 | 1.68% | 4946.6131 | 15922.84 | 24741.194 | 49913.4531 | 23165.912 | 46735.443 | 53.9265 | 0 | 1.9456 | 44314.3691 | 1.9456 | 0 | 44314.3691 | 0 | 44314.3691 | 44314.3691 | 48799.7325 | 1.9129 | 1.0442
| E214 | 18230627 | SF Existing Weatherization {E} | 12655-2 | Windows - Single Pane - to U30 - HP - SF or DX - MI | 45 | 0 | SF Space Heat | 84.2 | 2.8994 |  | 200 | 22.6 | 244.13 | 2000 | 1902.92 | 0 | 0 | 45 | 0.0081022 | -177.4 | 0.018% | 53.0186 | -97.08 | 265.1802 | 1955.9386 | 248.2961 | 1831.4032 | 0 | 0 | 3.2695 | 798.1887 | 3.2695 | 0 | 798.1887 | 0 | 798.1887 | 798.1887 | 878.0076 | 3.2147 | 0.47942
| E214 | 18230627 | SF Existing Weatherization {E} | 12655-3 | Windows - Single Pane - to U30 - HP - SF or DX - MI | 45 | 0 | SF Space Heat | 1553.16 | 2.8994 |  | 200 | 24.11 | 4503.23 | 18132.7 | 37446.69 | 0.0006 | 0 | 45 | 0.14945 | -175.89 | 0.3321% | 977.9831 | 19313.99 | 4891.5226 | 38424.6731 | 4580.0774 | 35978.1583 | 12.9945 | 0 | 3.2695 | 14723.4535 | 3.2695 | 0 | 14723.4535 | 0 | 14723.4535 | 14723.4535 | 16208.7934 | 3.2147 | 0.45052
| E214 | 18230627 | SF Existing Weatherization {E} | 12656-2 | Windows - Single Pane - to U30 - Zonal - SF or DX - MI | 45 | 0 | SF Space Heat | 775.22 | 4.4339 |  | 200 | 22.6 | 3437.24 | 8200 | 17519.97 | 0 | 0 | 45 | 0.11407 | -177.4 | 0.2535% | 746.4781 | 9319.97 | 3733.6173 | 18266.4481 | 3495.8963 | 17103.4158 | 0 | 0 | 3.2695 | 11238.1861 | 3.2695 | 0 | 11238.1861 | 0 | 11238.1861 | 11238.1861 | 12362.0047 | 3.2147 | 0.72278
| E214 | 18230627 | SF Existing Weatherization {E} | 12656-3 | Windows - Single Pane - to U30 - Zonal - SF or DX - MI | 45 | 0 | SF Space Heat | 1956.01 | 4.4339 |  | 200 | 24.11 | 8672.74 | 17600 | 47159.4 | 0.0009 | 0 | 45 | 0.28783 | -175.89 | 0.6396% | 1883.491 | 29559.4 | 9420.5501 | 49042.891 | 8820.7398 | 45920.3099 | 24.5475 | 0 | 3.2695 | 28355.8273 | 3.2695 | 0 | 28355.8273 | 0 | 28355.8273 | 28355.8273 | 31215.9575 | 3.2147 | 0.67979
| E214 | 18230627 | SF Existing Weatherization {E} | 12699-4 | Duct Sealing and Insulation - EH - SF or DX - MI | 20 | 0 | SF Space Heat | 7 | 1252 |  | 900 | 1000 | 8764 | 5669.75 | 7000 | 43.5665 | 0 | 20 | 0.12927 | 100 | 0.6464% | 1903.3103 | 1330.25 | 9519.6791 | 8903.3103 | 8913.5572 | 8336.4328 | 3281.6452 | 0 | 1.6315 | 14298.1807 | 1.6315 | 0 | 14298.1807 | 0 | 14298.1807 | 14298.1807 | 19009.644 | 1.6041 | 2.2803
| E214 | 18230627 | SF Existing Weatherization {E} | 12701-2 | Sealing - Air - Attic - EH - SF or DX | 45 | 0 | SF Space Heat | 183845 | 0.15 |  | 0.1 | 0.2 | 27576.75 | 18074.5 | 36769 | 0.0008 | 0 | 45 | 0.91522 | 0.1 | 2.034% | 5988.9448 | 18694.5 | 29954.5652 | 42757.9448 | 28047.3457 | 40035.5288 | 2050.8544 | 0 | 3.2695 | 90163.0178 | 3.2695 | 0 | 90163.0178 | 0 | 90163.0178 | 90163.0178 | 101230.174 | 3.2147 | 2.5285
| E214 | 18230627 | SF Existing Weatherization {E} | 12702-2 | Sealing - Air - Attic - EH - SF or DX - MI | 45 | 0 | SF Space Heat | 12418 | 0.15 |  | 0.2 | 0.2 | 1862.7 | 2439.88 | 2483.6 | 0.0008 | 0 | 45 | 0.061819 | 0 | 0.1374% | 404.5294 | 43.72 | 2023.312 | 2888.1294 | 1894.4869 | 2704.2411 | 138.5271 | 0 | 3.2695 | 6090.154 | 3.2695 | 0 | 6090.154 | 0 | 6090.154 | 6090.154 | 6837.6964 | 3.2147 | 2.5285
| E214 | 18230627 | SF Existing Weatherization {E} | 12705-1 | Sealing - Air - Floor - EH - SF or DX | 45 | 0 | SF Space Heat | 880 | 0.15 |  | 0.08 | 0.2 | 132 | 100 | 176 | 0 | 0 | 45 | 0.0043808 | 0.12 | 0.009735% | 28.6669 | 76 | 143.3817 | 204.6669 | 134.2526 | 191.6357 | 0 | 0 | 3.2695 | 431.578 | 3.2695 | 0 | 431.578 | 0 | 431.578 | 431.578 | 474.7358 | 3.2147 | 2.4773
| E214 | 18230627 | SF Existing Weatherization {E} | 12705-2 | Sealing - Air - Floor - EH - SF or DX | 45 | 0 | SF Space Heat | 254879 | 0.15 |  | 0.1 | 0.2 | 38231.85 | 25430.9 | 50975.8 | 0.0008 | 0 | 45 | 1.2688 | 0.1 | 2.82% | 8302.9522 | 25544.9 | 41528.405 | 59278.7522 | 38884.2744 | 55504.4496 | 2843.2631 | 0 | 3.2695 | 125000.1894 | 3.2695 | 0 | 125000.1894 | 0 | 125000.1894 | 125000.1894 | 140343.4714 | 3.2147 | 2.5285
| E214 | 18230627 | SF Existing Weatherization {E} | 12706-2 | Sealing - Air - Floor - EH - SF or DX - MI | 45 | 0 | SF Space Heat | 19152 | 0.15 |  | 0.2 | 0.2 | 2872.8 | 3351.33 | 3830.4 | 0.0008 | 0 | 45 | 0.095342 | 0 | 0.2119% | 623.8966 | 479.07 | 3120.5082 | 4454.2966 | 2921.8242 | 4170.6897 | 213.6472 | 0 | 3.2695 | 9392.7064 | 3.2695 | 0 | 9392.7064 | 0 | 9392.7064 | 9392.7064 | 10545.6243 | 3.2147 | 2.5285
| E214 | 18230627 | SF Existing Weatherization {E} | 12714-2 | Sealing - Duct - EH - MH | 18 | 0 | SF Space Heat | 2 | 468 |  | 450 | 549 | 936 | 900 | 1098 | 20.5474 | 0 | 18 | 0.012426 | 99 | 0.06903% | 203.2746 | 198 | 1016.7069 | 1301.2746 | 951.9728 | 1218.4219 | 419.4104 | 0 | 1.5052 | 1408.8744 | 1.5052 | 0 | 1408.8744 | 0 | 1408.8744 | 1408.8744 | 1969.1723 | 1.48 | 1.6162
| E214 | 18230627 | SF Existing Weatherization {E} | 12714-3 | Sealing - Duct - EH - MH | 18 | 0 | SF Space Heat | 34 | 468 |  | 450 | 549 | 15912 | 14649.55 | 18666 | 21.5785 | 0 | 18 | 0.21123 | 99 | 1.174% | 3455.6679 | 4016.45 | 17284.0179 | 22121.6679 | 16183.5374 | 20713.1722 | 7487.7697 | 0 | 1.5052 | 23950.8654 | 1.5052 | 0 | 23950.8654 | 0 | 23950.8654 | 23950.8654 | 33833.7216 | 1.48 | 1.6334
| E214 | 18230627 | SF Existing Weatherization {E} | 12716-3 | Sealing - Duct - GH - SF or DX - MI | 20 | 0 | SF Space Heat | 2 | 12 |  | 0 | 0 | 24 | 0 | 0 | 0 | 0 | 20 | 0.000354 | 0 | 0.00177% | 5.2122 | 0 | 26.0694 | 5.2122 | 24.4096 | 4.8803 | 0 | 0 | 1.6315 | 39.1552 | 1.6315 | 0 | 39.1552 | 0 | 39.1552 | 39.1552 | 43.0707 | 1.6041 | 8.8254
| E214 | 18230627 | SF Existing Weatherization {E} | 13236-1 | Windows - Double Pane - Metal Frame - to U22 - E FAF - SF or DX | 45 | 0 | SF Space Heat | 1191.12 | 3.6252 |  | 100 | 26.25 | 4318.05 | 4900 | 31266.9 | 0 | 0 | 45 | 0.14331 | -73.75 | 0.3185% | 937.7669 | 26366.9 | 4690.3754 | 32204.6669 | 4391.7373 | 30154.1825 | 0 | 0 | 3.2695 | 14117.9892 | 3.2695 | 0 | 14117.9892 | 0 | 14117.9892 | 14117.9892 | 15529.7881 | 3.2147 | 0.51501
| E214 | 18230627 | SF Existing Weatherization {E} | 13236-2 | Windows - Double Pane - Metal Frame - to U22 - E FAF - SF or DX | 45 | 0 | SF Space Heat | 2220.14 | 3.6252 |  | 100 | 28.01 | 8048.45 | 9800 | 62186.11 | 0 | 0 | 45 | 0.26711 | -71.99 | 0.5936% | 1747.9116 | 52386.11 | 8742.4305 | 63934.0216 | 8185.7963 | 59863.3161 | 0 | 0 | 3.2695 | 26314.6556 | 3.2695 | 0 | 26314.6556 | 0 | 26314.6556 | 26314.6556 | 28946.1211 | 3.2147 | 0.48354
| E214 | 18230627 | SF Existing Weatherization {E} | 13237-2 | Windows - Double Pane - Metal Frame - to U22 - E FAF - SF or DX - MI | 45 | 0 | SF Space Heat | 32.8 | 3.6252 |  | 200 | 28.01 | 118.91 | 200 | 918.73 | 0 | 0 | 45 | 0.0039464 | -171.99 | 0.00877% | 25.8241 | 718.73 | 129.1631 | 944.5541 | 120.9392 | 884.414 | 0 | 0 | 3.2695 | 388.7686 | 3.2695 | 0 | 388.7686 | 0 | 388.7686 | 388.7686 | 427.6455 | 3.2146 | 0.48354
| E214 | 18230627 | SF Existing Weatherization {E} | 13238-1 | Windows - Double Pane - Metal Frame - to U22 - GH - SF or DX | 45 | 0 | SF Space Heat | 3750.9 | 0.2312 |  | 0 | 0 | 867.2 | 0 | 0 |  | 0 | 45 | 0.028781 | 0 | 0.06396% | 188.333 | 0 | 941.9746 | 188.333 | 881.9987 | 176.3418 | 0 | 0 | 3.2695 | 2835.363 | 3.2695 | 0 | 2835.363 | 0 | 2835.363 | 2835.363 | 3118.8993 | 3.2147 | 17.6867
| E214 | 18230627 | SF Existing Weatherization {E} | 13238-2 | Windows - Double Pane - Metal Frame - to U22 - GH - SF or DX | 45 | 0 | SF Space Heat | 12781.82 | 0.2312 |  | 0 | 0 | 2955.2 | 0 | 0 |  | 0 | 45 | 0.098077 | 0 | 0.2179% | 641.7917 | 0 | 3210.0132 | 641.7917 | 3005.6303 | 600.9286 | 0 | 0 | 3.2695 | 9661.9744 | 3.2695 | 0 | 9661.9744 | 0 | 9661.9744 | 9661.9744 | 10628.1719 | 3.2146 | 17.6862
| E214 | 18230627 | SF Existing Weatherization {E} | 13239-1 | Windows - Double Pane - Metal Frame - to U22 - GH - SF or DX - MI | 45 | 0 | SF Space Heat | 194 | 0.2312 |  | 0 | 0 | 44.85 | 0 | 0 |  | 0 | 45 | 0.0014885 | 0 | 0.003308% | 9.7402 | 0 | 48.7172 | 9.7402 | 45.6154 | 9.1201 | 0 | 0 | 3.2695 | 146.6476 | 3.2695 | 0 | 146.6476 | 0 | 146.6476 | 146.6476 | 161.3123 | 3.2149 | 17.6876
| E214 | 18230627 | SF Existing Weatherization {E} | 13239-2 | Windows - Double Pane - Metal Frame - to U22 - GH - SF or DX - MI | 45 | 0 | SF Space Heat | 333.62 | 0.2312 |  | 0 | 0 | 77.14 | 0 | 0 |  | 0 | 45 | 0.0025601 | 0 | 0.005689% | 16.7528 | 0 | 83.7914 | 16.7528 | 78.4564 | 15.6861 | 0 | 0 | 3.2695 | 252.1885 | 3.2695 | 0 | 252.1885 | 0 | 252.1885 | 252.1885 | 277.4073 | 3.2144 | 17.6849
| E214 | 18230627 | SF Existing Weatherization {E} | 13240-1 | Windows - Double Pane - Metal Frame - to U22 - HP - SF or DX | 45 | 0 | SF Space Heat | 633.92 | 2.5678 |  | 100 | 26.25 | 1627.78 | 3200 | 16640.4 | 0 | 0 | 45 | 0.054023 | -73.75 | 0.1201% | 353.511 | 13440.4 | 1768.1359 | 16993.911 | 1655.558 | 15911.9017 | 0 | 0 | 3.2695 | 5322.0752 | 3.2695 | 0 | 5322.0752 | 0 | 5322.0752 | 5322.0752 | 5854.2827 | 3.2147 | 0.36792
| E214 | 18230627 | SF Existing Weatherization {E} | 13240-2 | Windows - Double Pane - Metal Frame - to U22 - HP - SF or DX | 45 | 0 | SF Space Heat | 3049.78 | 2.5678 |  | 100 | 28.01 | 7831.2 | 13200 | 85424.33 | 0 | 0 | 45 | 0.2599 | -71.99 | 0.5776% | 1700.7307 | 72224.33 | 8506.448 | 87125.0607 | 7964.839 | 81577.7722 | 0 | 0 | 3.2695 | 25604.4272 | 3.2695 | 0 | 25604.4272 | 0 | 25604.4272 | 25604.4272 | 28164.8699 | 3.2147 | 0.34525
| E214 | 18230627 | SF Existing Weatherization {E} | 13241-2 | Windows - Double Pane - Metal Frame - to U22 - HP - SF or DX - MI | 45 | 0 | SF Space Heat | 174.45 | 2.5678 |  | 200 | 28.01 | 447.95 | 800 | 4886.35 | 0 | 0 | 45 | 0.014867 | -171.99 | 0.03304% | 97.283 | 4086.35 | 486.5747 | 4983.633 | 455.5942 | 4666.323 | 0 | 0 | 3.2695 | 1464.5949 | 3.2695 | 0 | 1464.5949 | 0 | 1464.5949 | 1464.5949 | 1611.0544 | 3.2147 | 0.34525
| E214 | 18230627 | SF Existing Weatherization {E} | 13242-1 | Windows - Double Pane - Metal Frame - to U22 - Zonal - SF or DX | 45 | 0 | SF Space Heat | 682.37 | 3.4019 |  | 100 | 26.25 | 2321.36 | 3300 | 17912.22 | 0 | 0 | 45 | 0.077041 | -73.75 | 0.1712% | 504.1383 | 14612.22 | 2521.5201 | 18416.3583 | 2360.9739 | 17243.7812 | 0 | 0 | 3.2695 | 7589.7387 | 3.2695 | 0 | 7589.7387 | 0 | 7589.7387 | 7589.7387 | 8348.7126 | 3.2147 | 0.48416
| E214 | 18230627 | SF Existing Weatherization {E} | 13242-2 | Windows - Double Pane - Metal Frame - to U22 - Zonal - SF or DX | 45 | 0 | SF Space Heat | 1115.35 | 3.4019 |  | 100 | 28.01 | 3794.3 | 5800 | 31240.96 | 0 | 0 | 45 | 0.12593 | -71.99 | 0.2798% | 824.0222 | 25440.96 | 4121.4649 | 32064.9822 | 3859.0495 | 30023.3915 | 0 | 0 | 3.2695 | 12405.6085 | 3.2695 | 0 | 12405.6085 | 0 | 12405.6085 | 12405.6085 | 13646.1694 | 3.2147 | 0.45452
| E214 | 18230627 | SF Existing Weatherization {E} | 13243-1 | Windows - Double Pane - Metal Frame - to U22 - Zonal - SF or DX - MI | 45 | 0 | SF Space Heat | 80.2 | 3.4019 |  | 200 | 26.25 | 272.83 | 400 | 2105.25 | 0 | 0 | 45 | 0.0090547 | -173.75 | 0.02012% | 59.2515 | 1705.25 | 296.3549 | 2164.5015 | 277.4858 | 2026.6868 | 0 | 0 | 3.2695 | 892.0337 | 3.2695 | 0 | 892.0337 | 0 | 892.0337 | 892.0337 | 981.2371 | 3.2147 | 0.48416
| E214 | 18230627 | SF Existing Weatherization {E} | 13243-2 | Windows - Double Pane - Metal Frame - to U22 - Zonal - SF or DX - MI | 45 | 0 | SF Space Heat | 268.23 | 3.4019 |  | 200 | 28.01 | 912.48 | 2659 | 7513.12 | 0 | 0 | 45 | 0.030283 | -171.99 | 0.0673% | 198.1667 | 4854.12 | 991.1589 | 7711.2867 | 928.0514 | 7220.3059 | 0 | 0 | 3.2695 | 2983.419 | 3.2695 | 0 | 2983.419 | 0 | 2983.419 | 2983.419 | 3281.7609 | 3.2147 | 0.45452
| E214 | 18230627 | SF Existing Weatherization {E} | 13246-1 | Windows - Single Pane - to U22 - E FAF - SF or DX | 45 | 0 | SF Space Heat | 120 | 5.2209 |  | 100 | 26.25 | 626.51 | 300 | 3150 | 0 | 0 | 45 | 0.020793 | -73.75 | 0.04621% | 136.0615 | 2850 | 680.5311 | 3286.0615 | 637.2014 | 3076.8366 | 0 | 0 | 3.2695 | 2048.3868 | 3.2695 | 0 | 2048.3868 | 0 | 2048.3868 | 2048.3868 | 2253.2255 | 3.2147 | 0.73232
| E214 | 18230627 | SF Existing Weatherization {E} | 13246-2 | Windows - Single Pane - to U22 - E FAF - SF or DX | 45 | 0 | SF Space Heat | 1818.92 | 5.2209 |  | 100 | 28.01 | 9496.43 | 6700 | 50947.95 | 0 | 0 | 45 | 0.31517 | -71.99 | 0.7004% | 2062.3748 | 44247.95 | 10315.2631 | 53010.3248 | 9658.486 | 49635.1356 | 0 | 0 | 3.2695 | 31048.765 | 3.2695 | 0 | 31048.765 | 0 | 31048.765 | 31048.765 | 34153.6415 | 3.2147 | 0.68809
| E214 | 18230627 | SF Existing Weatherization {E} | 13248-1 | Windows - Single Pane - to U22 - GH - SF or DX | 45 | 0 | SF Space Heat | 5156.53 | 0.3526 |  | 0 | 0 | 1818.19 | 0 | 0 |  | 0 | 45 | 0.060342 | 0 | 0.1341% | 394.863 | 0 | 1974.9641 | 394.863 | 1849.2173 | 369.722 | 0 | 0 | 3.2695 | 5944.6353 | 3.2695 | 0 | 5944.6353 | 0 | 5944.6353 | 5944.6353 | 6539.0988 | 3.2147 | 17.6865
| E214 | 18230627 | SF Existing Weatherization {E} | 13248-2 | Windows - Single Pane - to U22 - GH - SF or DX | 45 | 0 | SF Space Heat | 11048.18 | 0.3526 |  | 0 | 0 | 3895.54 | 0 | 0 |  | 0 | 45 | 0.12928 | 0 | 0.2873% | 846.0088 | 0 | 4231.4343 | 846.0088 | 3962.0172 | 792.1431 | 0 | 0 | 3.2695 | 12736.7436 | 3.2695 | 0 | 12736.7436 | 0 | 12736.7436 | 12736.7436 | 14010.418 | 3.2147 | 17.6867
| E214 | 18230627 | SF Existing Weatherization {E} | 13249-1 | Windows - Single Pane - to U22 - GH - SF or DX - MI | 45 | 0 | SF Space Heat | 150 | 0.3526 |  | 0 | 0 | 52.89 | 0 | 0 |  | 0 | 45 | 0.0017553 | 0 | 0.003901% | 11.4863 | 0 | 57.4505 | 11.4863 | 53.7926 | 10.755 | 0 | 0 | 3.2695 | 172.9255 | 3.2695 | 0 | 172.9255 | 0 | 172.9255 | 172.9255 | 190.218 | 3.2147 | 17.6865
| E214 | 18230627 | SF Existing Weatherization {E} | 13249-2 | Windows - Single Pane - to U22 - GH - SF or DX - MI | 45 | 0 | SF Space Heat | 549.89 | 0.3526 |  | 0 | 0 | 193.9 | 0 | 0 |  | 0 | 45 | 0.0064351 | 0 | 0.0143% | 42.11 | 0 | 210.6191 | 42.11 | 197.2089 | 39.4288 | 0 | 0 | 3.2695 | 633.9332 | 3.2695 | 0 | 633.9332 | 0 | 633.9332 | 633.9332 | 697.3265 | 3.2145 | 17.6857
| E214 | 18230627 | SF Existing Weatherization {E} | 13250-1 | Windows - Single Pane - to U22 - HP - SF or DX | 45 | 0 | SF Space Heat | 103.2 | 3.2793 |  | 100 | 26.25 | 338.43 | 400 | 2709 | 0 | 0 | 45 | 0.011232 | -73.75 | 0.02496% | 73.4981 | 2309 | 367.6112 | 2782.4981 | 344.2053 | 2605.3353 | 0 | 0 | 3.2695 | 1106.4867 | 3.2695 | 0 | 1106.4867 | 0 | 1106.4867 | 1106.4867 | 1217.1354 | 3.2146 | 0.46717
| E214 | 18230627 | SF Existing Weatherization {E} | 13250-2 | Windows - Single Pane - to U22 - HP - SF or DX | 45 | 0 | SF Space Heat | 1619.75 | 3.2793 |  | 100 | 28.01 | 5311.66 | 6700 | 45369.21 | 0 | 0 | 45 | 0.17628 | -71.99 | 0.3917% | 1153.5528 | 38669.21 | 5769.6598 | 46522.7628 | 5402.3032 | 43560.6394 | 0 | 0 | 3.2695 | 17366.5877 | 3.2695 | 0 | 17366.5877 | 0 | 17366.5877 | 17366.5877 | 19103.2465 | 3.2147 | 0.43854
| E214 | 18230627 | SF Existing Weatherization {E} | 13251-2 | Windows - Single Pane - to U22 - HP - SF or DX - MI | 45 | 0 | SF Space Heat | 80 | 3.2793 |  | 200 | 28.01 | 262.34 | 400 | 2240.8 | 0 | 0 | 45 | 0.0087065 | -171.99 | 0.01935% | 56.9733 | 1840.8 | 284.9604 | 2297.7733 | 266.8168 | 2151.4732 | 0 | 0 | 3.2695 | 857.7416 | 3.2695 | 0 | 857.7416 | 0 | 857.7416 | 857.7416 | 943.5158 | 3.2147 | 0.43854
| E214 | 18230627 | SF Existing Weatherization {E} | 13252-1 | Windows - Single Pane - to U22 - Zonal - SF or DX | 45 | 0 | SF Space Heat | 775.27 | 4.9475 |  | 100 | 26.25 | 3835.64 | 2300 | 20350.83 | 0 | 0 | 45 | 0.1273 | -73.75 | 0.2829% | 833.0001 | 18050.83 | 4166.3694 | 21183.8301 | 3901.095 | 19835.0469 | 0 | 0 | 3.2695 | 12540.7682 | 3.2695 | 0 | 12540.7682 | 0 | 12540.7682 | 12540.7682 | 13794.845 | 3.2147 | 0.69548
| E214 | 18230627 | SF Existing Weatherization {E} | 13252-2 | Windows - Single Pane - to U22 - Zonal - SF or DX | 45 | 0 | SF Space Heat | 2010.33 | 4.9475 |  | 100 | 28.01 | 9946.12 | 8000 | 56309.33 | 0 | 0 | 45 | 0.33009 | -71.99 | 0.7335% | 2160.0357 | 48309.33 | 10803.7278 | 58469.3657 | 10115.85 | 54746.5971 | 0 | 0 | 3.2695 | 32519.0997 | 3.2695 | 0 | 32519.0997 | 0 | 32519.0997 | 32519.0997 | 35771.0097 | 3.2147 | 0.65339
| E214 | 18230627 | SF Existing Weatherization {E} | 13253-2 | Windows - Single Pane - to U22 - Zonal - SF or DX - MI | 45 | 0 | SF Space Heat | 541.8 | 4.9475 |  | 200 | 28.01 | 2680.56 | 4000 | 15175.81 | 0 | 0 | 45 | 0.088962 | -171.99 | 0.1977% | 582.1471 | 11175.81 | 2911.6923 | 15757.9571 | 2726.3036 | 14754.6415 | 0 | 0 | 3.2695 | 8764.1572 | 3.2695 | 0 | 8764.1572 | 0 | 8764.1572 | 8764.1572 | 9640.573 | 3.2147 | 0.65339
| E214 | 18230627 | SF Existing Weatherization {E} | 13528-1 | Duct Sealing and Insulation - EH - SF or DX - TDSM - Bainbridge | 20 | 0 | SF Space Heat | 1 | 1252 |  | 2850 | 1000 | 1252 | 2850 | 1000 | 45.5791 | 0 | 20 | 0.018467 | -1850 | 0.09234% | 271.9015 | -1850 | 1359.9542 | 1271.9015 | 1273.3653 | 1190.919 | 490.4635 | 0 | 1.6315 | 2042.5972 | 1.6315 | 0 | 2042.5972 | 0 | 2042.5972 | 2042.5972 | 2737.3204 | 1.6041 | 2.2985
| E214 | 18230627 | SF Existing Weatherization {E} | 13533-1 | Sealing - Air - Attic - EH - SF or DX - TDSM - Bainbridge | 45 | 0 | SF Space Heat | 4062 | 0.15 |  | 0.69 | 0.2 | 609.3 | 2666.27 | 812.4 | 0.0008 | 0 | 45 | 0.020221 | -0.49 | 0.04494% | 132.3239 | -1853.87 | 661.8371 | 944.7239 | 619.6977 | 884.573 | 45.313 | 0 | 3.2695 | 1992.1248 | 3.2695 | 0 | 1992.1248 | 0 | 1992.1248 | 1992.1248 | 2236.6503 | 3.2147 | 2.5285
| E214 | 18230627 | SF Existing Weatherization {E} | 13535-1 | Sealing - Air - Floor - EH - SF or DX - TDSM - Bainbridge | 45 | 0 | SF Space Heat | 3200 | 0.15 |  | 0.69 | 0.2 | 480 | 2208 | 640 | 0.0008 | 0 | 45 | 0.01593 | -0.49 | 0.0354% | 104.2434 | -1568 | 521.3882 | 744.2434 | 488.1912 | 696.8571 | 35.6971 | 0 | 3.2695 | 1569.3745 | 3.2695 | 0 | 1569.3745 | 0 | 1569.3745 | 1569.3745 | 1762.0091 | 3.2147 | 2.5285
|  |  |  | 13537-2 | Sealing - Duct - EH - MH - TDSM - Bainbridge | 18 | 0 | SF Space Heat | 1 | 468 |  | 1000 | 549 | 468 | 450.29 | 549 | 21.5785 | 0 | 18 | 0.0062128 | -451 | 0.03452% | 101.6373 | 98.71 | 508.3535 | 650.6373 | 475.9864 | 609.2109 | 220.2285 | 0 | 1.5052 | 704.4372 | 1.5052 | 0 | 704.4372 | 0 | 704.4372 | 704.4372 | 995.1095 | 1.48 | 1.6334
|  |  |  | 13538-1 | Duct Sealing and Insulation - EH - SF or DX - LTO | 20 | 0 | SF Space Heat | 35 | 1252 |  | 600 | 1000 | 43820 | 20589.75 | 35000 | 45.5791 | 0 | 20 | 0.64635 | 400 | 3.232% | 9516.5514 | 14410.25 | 47598.3953 | 44516.5514 | 44567.7858 | 41682.1642 | 17166.2209 | 0 | 1.6315 | 71490.9036 | 1.6315 | 0 | 71490.9036 | 0 | 71490.9036 | 71490.9036 | 95806.2149 | 1.6041 | 2.2985
|  |  |  | 13540-1 | Sealing - Duct - E FAF - SF or DX - LTO | 20 | 0 | SF Space Heat | 1 | 1254 |  | 450 | 631.58 | 1254 | 450 | 631.58 | 46.6749 | 0 | 20 | 0.018497 | 181.58 | 0.09248% | 272.3358 | 181.58 | 1362.1266 | 903.9158 | 1275.3994 | 846.3631 | 502.255 | 0 | 1.6315 | 2045.8602 | 1.6315 | 0 | 2045.8602 | 0 | 2045.8602 | 2045.8602 | 2752.7012 | 1.6041 | 3.2524
|  |  |  | 13543-1 | Duct Sealing and Insulation - EH - SF or DX - MI - LTO | 20 | 0 | SF Space Heat | 3 | 1252 |  | 1200 | 1000 | 3756 | 2393.87 | 3000 | 65.5208 | 0 | 20 | 0.055402 | -200 | 0.277% | 815.7044 | 606.13 | 4079.8625 | 3815.7044 | 3820.0959 | 3572.7569 | 2115.1509 | 0 | 1.6315 | 6127.7917 | 1.6315 | 0 | 6127.7917 | 0 | 6127.7917 | 6127.7917 | 8855.7218 | 1.6041 | 2.4787
|  |  |  | 13545-1 | Sealing - Air - Attic - EH - SF or DX - LTO | 45 | 0 | SF Space Heat | 50543 | 0.15 |  | 0.15 | 0.2 | 7581.45 | 7581.45 | 10108.6 | 0.0008 | 0 | 45 | 0.25161 | 0.05 | 0.5591% | 1646.4915 | 2527.15 | 8235.1633 | 11755.0915 | 7710.827 | 11006.64 | 563.8246 | 0 | 3.2695 | 24787.78 | 3.2695 | 0 | 24787.78 | 0 | 24787.78 | 24787.78 | 27830.3826 | 3.2147 | 2.5285
|  |  |  | 13546-1 | Sealing - Air - Attic - EH - SF or DX - MI - LTO | 45 | 0 | SF Space Heat | 6670 | 0.15 |  | 0.3 | 0.2 | 1000.5 | 1983.95 | 1334 | 0.0008 | 0 | 45 | 0.033205 | -0.1 | 0.07379% | 217.2823 | -649.95 | 1086.7685 | 1551.2823 | 1017.5735 | 1452.5115 | 74.4061 | 0 | 3.2695 | 3271.165 | 3.2695 | 0 | 3271.165 | 0 | 3271.165 | 3271.165 | 3672.6876 | 3.2147 | 2.5285
|  |  |  | 13549-1 | Sealing - Air - Floor - EH - SF or DX - LTO | 45 | 0 | SF Space Heat | 78490 | 0.15 |  | 0.15 | 0.2 | 11773.5 | 11621.65 | 15698 | 0.0008 | 0 | 45 | 0.39074 | 0.05 | 0.8683% | 2556.8945 | 4076.35 | 12788.6743 | 18254.8945 | 11974.4141 | 17092.5979 | 875.583 | 0 | 3.2695 | 38493.8142 | 3.2695 | 0 | 38493.8142 | 0 | 38493.8142 | 38493.8142 | 43218.7786 | 3.2147 | 2.5285
|  |  |  | 13550-1 | Sealing - Air - Floor - EH - SF or DX - MI - LTO | 45 | 0 | SF Space Heat | 6953 | 0.15 |  | 0.3 | 0.2 | 1042.95 | 1393.76 | 1390.6 | 0.0008 | 0 | 45 | 0.034613 | -0.1 | 0.07692% | 226.5013 | -3.16 | 1132.8787 | 1617.1013 | 1060.7479 | 1514.1398 | 77.5631 | 0 | 3.2695 | 3409.9566 | 3.2695 | 0 | 3409.9566 | 0 | 3409.9566 | 3409.9566 | 3828.5153 | 3.2147 | 2.5285
|  |  |  | 13554-1 | Sealing - Duct - EH - MH - LTO | 18 | 0 | SF Space Heat | 11 | 468 |  | 675 | 549 | 5148 | 6868.43 | 6039 | 20.5474 | 0 | 18 | 0.068341 | -126 | 0.3797% | 1118.0102 | -829.43 | 5591.8882 | 7157.0102 | 5235.8503 | 6701.3204 | 2306.7571 | 0 | 1.5052 | 7748.8094 | 1.5052 | 0 | 7748.8094 | 0 | 7748.8094 | 7748.8094 | 10830.4474 | 1.48 | 1.6162
|  |  |  | 13567-2 | Insulation - Attic - R0 to R49 - HP - SF or DX - TDSM - Bainbridge | 45 | 0 | SF Space Heat | 3105 | 1.3011 |  | 3 | 1.59 | 4039.92 | 9315 | 4936.95 | 0.013 | 0 | 45 | 0.13408 | -1.41 | 0.2979% | 877.3644 | -4378.05 | 4388.2636 | 5814.3144 | 4108.861 | 5444.1146 | 562.8569 | 0 | 3.2695 | 13208.6259 | 3.2695 | 0 | 13208.6259 | 0 | 13208.6259 | 13208.6259 | 15092.3453 | 3.2147 | 2.7722
|  |  |  | 13571-1 | Insulation - Attic - R11 to R49 - HP - SF or DX - TDSM - Bainbridge | 45 | 0 | SF Space Heat | 912 | 0.3311 |  | 1.5 | 1.24 | 301.96 | 1368 | 1130.88 | 0.0032 | 0 | 45 | 0.010021 | -0.26 | 0.02227% | 65.5778 | -237.12 | 327.9966 | 1196.4578 | 307.1129 | 1120.2788 | 40.6947 | 0 | 3.2695 | 987.2778 | 3.2695 | 0 | 987.2778 | 0 | 987.2778 | 987.2778 | 1126.7003 | 3.2147 | 1.0057
|  |  |  | 13573-1 | Insulation - Floor - R0 to R22 - Zonal - MH - TDSM - Bainbridge | 25 | 0 | SF Space Heat | 1560 | 0.8035 |  | 2.2 | 2.32 | 1253.46 | 2860.18 | 3619.2 | 0.0077 | 0 | 25 | 0.023111 | 0.12 | 0.09244% | 272.2185 | 759.02 | 1361.54 | 3891.4185 | 1274.8502 | 3643.6503 | 142.5415 | 0 | 1.9456 | 2438.6779 | 1.9456 | 0 | 2438.6779 | 0 | 2438.6779 | 2438.6779 | 2825.0872 | 1.9129 | 0.77535
|  |  |  | 13577-2 | Insulation - Floor - R0 to R30 - Zonal - SF or DX - TDSM - Bainbridge | 45 | 0 | SF Space Heat | 1200 | 0.6231 |  | 2.79 | 1.5 | 747.72 | 3348 | 1800 | 0.0062 | 0 | 45 | 0.024815 | -1.29 | 0.05515% | 162.3851 | -1548 | 812.1924 | 1962.3851 | 760.4798 | 1837.4392 | 103.7447 | 0 | 3.2695 | 2444.6931 | 3.2695 | 0 | 2444.6931 | 0 | 2444.6931 | 2444.6931 | 2792.9072 | 3.2147 | 1.52
|  |  |  | 13586-1 | Insulation - Attic - R0 to R49 - E FAF - SF or DX - LTO | 45 | 0 | SF Space Heat | 12980 | 1.8602 |  | 0.75 | 1.49 | 24145.39 | 9735 | 19340.2 | 0.0178 | 0 | 45 | 0.80134 | 0.74 | 1.781% | 5243.7436 | 9605.2 | 26227.3349 | 24583.9436 | 24557.4297 | 23018.6738 | 3221.7194 | 0 | 3.2695 | 78944.1022 | 3.2695 | 0 | 78944.1022 | 0 | 78944.1022 | 78944.1022 | 90060.2317 | 3.2147 | 3.9125
|  |  |  | 13587-1 | Insulation - Attic - R0 to R49 - GH - SF or DX - LTO | 45 | 0 | SF Space Heat | 82969 | 0.0795 |  | 0 | 0 | 6596.06 | 0 | 0 |  | 0 | 45 | 0.21891 | 0 | 0.4865% | 1432.4907 | 0 | 7164.8076 | 1432.4907 | 6708.6214 | 1341.2835 | 0 | 0 | 3.2695 | 21565.9375 | 3.2695 | 0 | 21565.9375 | 0 | 21565.9375 | 21565.9375 | 23722.5312 | 3.2147 | 17.6864
|  |  |  | 13588-1 | Insulation - Attic - R0 to R49 - HP - SF or DX - LTO | 45 | 0 | SF Space Heat | 11659 | 1.3011 |  | 0.75 | 1.49 | 15169.53 | 8744.25 | 17371.91 | 0.0124 | 0 | 45 | 0.50345 | 0.74 | 1.119% | 3294.4229 | 8627.66 | 16477.5282 | 20666.3329 | 15428.3972 | 19350.499 | 2015.9326 | 0 | 3.2695 | 49597.2203 | 3.2695 | 0 | 49597.2203 | 0 | 49597.2203 | 49597.2203 | 56572.8748 | 3.2147 | 2.9236
|  |  |  | 13589-1 | Insulation - Attic - R0 to R49 - Zonal - SF or DX - LTO | 45 | 0 | SF Space Heat | 8972 | 1.2033 |  | 0.75 | 1.49 | 10796 | 6729 | 13368.28 | 0.0115 | 0 | 45 | 0.3583 | 0.74 | 0.7962% | 2344.6072 | 6639.28 | 11726.889 | 15712.8872 | 10980.2331 | 14712.4412 | 1438.7327 | 0 | 3.2695 | 35297.8732 | 3.2695 | 0 | 35297.8732 | 0 | 35297.8732 | 35297.8732 | 40266.3933 | 3.2147 | 2.7369
|  |  |  | 13590-1 | Insulation - Attic - R11 to R49 - E FAF - SF or DX - LTO | 45 | 0 | SF Space Heat | 6982 | 0.4423 |  | 0.75 | 1.24 | 3088.14 | 5236.5 | 8657.68 | 0.0042 | 0 | 45 | 0.10249 | 0.49 | 0.2278% | 670.6628 | 3421.18 | 3354.416 | 9328.3428 | 3140.8389 | 8734.4034 | 408.9047 | 0 | 3.2695 | 10096.7625 | 3.2695 | 0 | 10096.7625 | 0 | 10096.7625 | 10096.7625 | 11515.3435 | 3.2147 | 1.3184
|  |  |  | 13591-1 | Insulation - Attic - R11 to R49 - GH - SF or DX - LTO | 45 | 0 | SF Space Heat | 104939 | 0.0287 |  | 0 | 0 | 3011.77 | 0 | 0 |  | 0 | 45 | 0.099954 | 0 | 0.2221% | 654.0772 | 0 | 3271.461 | 654.0772 | 3063.1657 | 612.4319 | 0 | 0 | 3.2695 | 9847.0054 | 3.2695 | 0 | 9847.0054 | 0 | 9847.0054 | 9847.0054 | 10831.7059 | 3.2146 | 17.6864
|  |  |  | 13592-1 | Insulation - Attic - R11 to R49 - HP - SF or DX - LTO | 45 | 0 | SF Space Heat | 10172 | 0.3311 |  | 0.75 | 1.24 | 3367.95 | 7629 | 12613.28 | 0.0032 | 0 | 45 | 0.11178 | 0.49 | 0.2484% | 731.4302 | 4984.28 | 3658.3527 | 13344.7102 | 3425.4239 | 12495.047 | 453.8887 | 0 | 3.2695 | 11011.6117 | 3.2695 | 0 | 11011.6117 | 0 | 11011.6117 | 11011.6117 | 12566.6616 | 3.2147 | 1.0057
|  |  |  | 13593-1 | Insulation - Attic - R11 to R49 - Zonal - SF or DX - LTO | 45 | 0 | SF Space Heat | 4566 | 0.4339 |  | 0.75 | 1.24 | 1981.2 | 3424.5 | 5661.84 | 0.0041 | 0 | 45 | 0.065752 | 0.49 | 0.1461% | 430.2645 | 2237.34 | 2152.0297 | 6092.1045 | 2015.0091 | 5704.2177 | 261.0434 | 0 | 3.2695 | 6477.5521 | 3.2695 | 0 | 6477.5521 | 0 | 6477.5521 | 6477.5521 | 7386.3507 | 3.2147 | 1.2949
|  |  |  | 13594-1 | Insulation - Floor - R0 to R22 - HP - MH - LTO | 25 | 0 | SF Space Heat | 4266 | 0.3138 |  | 1.5 | 2.32 | 1338.66 | 6399 | 9897.12 | 0.003 | 0 | 25 | 0.024682 | 0.82 | 0.09873% | 290.7217 | 3498.12 | 1454.0864 | 10187.8417 | 1361.5042 | 9539.1777 | 151.8686 | 0 | 1.9456 | 2604.4603 | 1.9456 | 0 | 2604.4603 | 0 | 2604.4603 | 2604.4603 | 3016.775 | 1.9129 | 0.31625
|  |  |  | 13595-1 | Insulation - Floor - R0 to R22 - Zonal - MH - LTO | 25 | 0 | SF Space Heat | 19454 | 0.8035 |  | 1.5 | 2.32 | 15631.3 | 29181 | 45133.28 | 0.0077 | 0 | 25 | 0.28821 | 0.82 | 1.153% | 3394.7072 | 15952.28 | 16979.1145 | 48527.9872 | 15898.0473 | 45438.1903 | 1777.5657 | 0 | 1.9456 | 30411.5638 | 1.9456 | 0 | 30411.5638 | 0 | 30411.5638 | 30411.5638 | 35230.2858 | 1.9129 | 0.77535
|  |  |  | 13597-1 | Insulation - Floor - R0 to R30 - E FAF - SF or DX - LTO | 45 | 0 | SF Space Heat | 17369 | 0.3401 |  | 0.38 | 1.41 | 5907.21 | 6600.22 | 24490.29 | 0.0032 | 0 | 45 | 0.19605 | 1.03 | 0.4357% | 1282.8906 | 17890.07 | 6416.5613 | 25773.1806 | 6008.0162 | 24132.1916 | 775.0287 | 0 | 3.2695 | 19313.7588 | 3.2695 | 0 | 19313.7588 | 0 | 19313.7588 | 19313.7588 | 22020.1635 | 3.2147 | 0.91248
|  |  |  | 13598-1 | Insulation - Floor - R0 to R30 - GH - SF or DX - LTO | 45 | 0 | SF Space Heat | 171881 | 0.0336 |  | 0 | 0 | 5775.19 | 0 | 0 |  | 0 | 45 | 0.19167 | 0 | 0.4259% | 1254.2194 | 0 | 6273.1578 | 1254.2194 | 5873.7433 | 1174.3627 | 0 | 0 | 3.2695 | 18882.1962 | 3.2695 | 0 | 18882.1962 | 0 | 18882.1962 | 18882.1962 | 20770.4158 | 3.2147 | 17.6865
|  |  |  | 13599-1 | Insulation - Floor - R0 to R30 - HP - SF or DX - LTO | 45 | 0 | SF Space Heat | 29557 | 0.1836 |  | 0.38 | 1.41 | 5426.7 | 11231.66 | 41675.37 | 0.0018 | 0 | 45 | 0.1801 | 1.03 | 0.4002% | 1178.5365 | 30443.71 | 5894.6192 | 42853.9065 | 5519.3063 | 40125.3806 | 741.8667 | 0 | 3.2695 | 17742.6459 | 3.2695 | 0 | 17742.6459 | 0 | 17742.6459 | 17742.6459 | 20258.7772 | 3.2147 | 0.50489
|  |  |  | 13600-1 | Insulation - Floor - R0 to R30 - Zonal - SF or DX - LTO | 45 | 0 | SF Space Heat | 17142 | 0.6231 |  | 0.38 | 1.41 | 10681.19 | 6513.96 | 24170.22 | 0.0059 | 0 | 45 | 0.35449 | 1.03 | 0.7877% | 2319.6735 | 17656.26 | 11602.1795 | 26489.8935 | 10863.4639 | 24803.2711 | 1410.2838 | 0 | 3.2695 | 34922.4416 | 3.2695 | 0 | 34922.4416 | 0 | 34922.4416 | 34922.4416 | 39824.9695 | 3.2147 | 1.6056
|  |  |  | 13601-1 | Insulation - Wall - R0 to R13 - E FAF - SF or DX - LTO | 45 | 0 | SF Space Heat | 2640 | 1.0429 |  | 1.13 | 1.56 | 2753.26 | 2983.2 | 4118.4 | 0.01 | 0 | 45 | 0.091375 | 0.43 | 0.2031% | 597.9357 | 1135.2 | 2990.6608 | 4716.3357 | 2800.2442 | 4416.0446 | 368.1264 | 0 | 3.2695 | 9001.8537 | 3.2695 | 0 | 9001.8537 | 0 | 9001.8537 | 9001.8537 | 10270.1655 | 3.2147 | 2.3256
|  |  |  | 13602-1 | Insulation - Wall - R0 to R13 - GH - SF or DX - LTO | 45 | 0 | SF Space Heat | 37971 | 0.0627 |  | 0 | 0 | 2380.81 | 0 | 0 |  | 0 | 45 | 0.079014 | 0 | 0.1756% | 517.0493 | 0 | 2586.0962 | 517.0493 | 2421.4384 | 484.1286 | 0 | 0 | 3.2695 | 7784.0377 | 3.2695 | 0 | 7784.0377 | 0 | 7784.0377 | 7784.0377 | 8562.4415 | 3.2146 | 17.6863
|  |  |  | 13603-1 | Insulation - Wall - R0 to R13 - HP - SF or DX - LTO | 45 | 0 | SF Space Heat | 1887 | 0.5949 |  | 1.13 | 1.56 | 1122.58 | 2132.31 | 2943.72 | 0.0057 | 0 | 45 | 0.037256 | 0.43 | 0.08279% | 243.7948 | 811.41 | 1219.3749 | 3187.5148 | 1141.7368 | 2984.5645 | 149.9822 | 0 | 3.2695 | 3670.2971 | 3.2695 | 0 | 3670.2971 | 0 | 3670.2971 | 3670.2971 | 4187.3091 | 3.2147 | 1.403
|  |  |  | 13604-1 | Insulation - Wall - R0 to R13 - Zonal - SF or DX - LTO | 45 | 0 | SF Space Heat | 4590 | 0.8426 |  | 1.13 | 1.56 | 3867.54 | 5186.7 | 7160.4 | 0.008 | 0 | 45 | 0.12836 | 0.43 | 0.2852% | 839.928 | 1973.7 | 4201.02 | 8000.328 | 3933.5394 | 7490.9438 | 512.0303 | 0 | 3.2695 | 12645.0193 | 3.2695 | 0 | 12645.0193 | 0 | 12645.0193 | 12645.0193 | 14421.5516 | 3.2147 | 1.9252
|  |  |  | 13608-1 | Insulation - Attic - R0 to R30 - ER - MH - HUD - LTO | 25 | 0 | SF Space Heat | 1800 | 0.9252 |  | 1.5 | 4.18 | 1665.36 | 2700 | 7524 | 0.0088 | 0 | 25 | 0.030705 | 2.68 | 0.1228% | 361.6724 | 4824 | 1808.9563 | 7885.6724 | 1693.7793 | 7383.5884 | 187.9668 | 0 | 1.9456 | 3240.0528 | 1.9456 | 0 | 3240.0528 | 0 | 3240.0528 | 3240.0528 | 3752.0249 | 1.9129 | 0.50816
|  |  |  | 13611-1 | Insulation - Attic - R0 to R49 - E FAF - SF or DX - MI - LTO | 45 | 0 | SF Space Heat | 1194 | 1.8602 |  | 1.5 | 1.49 | 2221.08 | 1791 | 1779.06 | 0.0178 | 0 | 45 | 0.073713 | -0.01 | 0.1638% | 482.3602 | -11.94 | 2412.5934 | 2261.4202 | 2258.9826 | 2117.4346 | 296.3585 | 0 | 3.2695 | 7261.8843 | 3.2695 | 0 | 7261.8843 | 0 | 7261.8843 | 7261.8843 | 8284.4312 | 3.2147 | 3.9125
|  |  |  | 13612-1 | Insulation - Attic - R0 to R49 - GH - SF or DX - MI - LTO | 45 | 0 | SF Space Heat | 970 | 0.0795 |  | 0 | 0 | 77.12 | 0 | 0 |  | 0 | 45 | 0.0025595 | 0 | 0.005688% | 16.7484 | 0 | 83.7697 | 16.7484 | 78.436 | 15.6821 | 0 | 0 | 3.2695 | 252.1298 | 3.2695 | 0 | 252.1298 | 0 | 252.1298 | 252.1298 | 277.3428 | 3.2145 | 17.6854
|  |  |  | 13615-1 | Insulation - Attic - R11 to R49 - E FAF - SF or DX - MI - LTO | 45 | 0 | SF Space Heat | 4126 | 0.4423 |  | 1.5 | 1.24 | 1824.93 | 6189 | 5116.24 | 0.0042 | 0 | 45 | 0.060566 | -0.26 | 0.1346% | 396.3268 | -1072.76 | 1982.2852 | 5512.5668 | 1856.0723 | 5161.5794 | 241.6415 | 0 | 3.2695 | 5966.6632 | 3.2695 | 0 | 5966.6632 | 0 | 5966.6632 | 5966.6632 | 6804.971 | 3.2147 | 1.3184
|  |  |  | 13616-1 | Insulation - Attic - R11 to R49 - GH - SF or DX - MI - LTO | 45 | 0 | SF Space Heat | 8732 | 0.0287 |  | 0 | 0 | 250.61 | 0 | 0 |  | 0 | 45 | 0.0083172 | 0 | 0.01848% | 54.4259 | 0 | 272.2189 | 54.4259 | 254.8866 | 50.9606 | 0 | 0 | 3.2695 | 819.3717 | 3.2695 | 0 | 819.3717 | 0 | 819.3717 | 819.3717 | 901.3089 | 3.2147 | 17.6864
|  |  |  | 13617-1 | Insulation - Attic - R11 to R49 - HP - SF or DX - MI - LTO | 45 | 0 | SF Space Heat | 1450 | 0.3311 |  | 1.5 | 1.24 | 480.1 | 2175 | 1798 | 0.0032 | 0 | 45 | 0.015934 | -0.26 | 0.03541% | 104.2651 | -377 | 521.4968 | 1902.2651 | 488.2929 | 1781.1471 | 64.701 | 0 | 3.2695 | 1569.6851 | 3.2695 | 0 | 1569.6851 | 0 | 1569.6851 | 1569.6851 | 1791.3546 | 3.2146 | 1.0057
|  |  |  | 13619-1 | Insulation - Floor - R0 to R30 - E FAF - SF or DX - MI - LTO | 45 | 0 | SF Space Heat | 2236 | 0.3401 |  | 1.5 | 1.41 | 760.46 | 3354 | 3152.76 | 0.0032 | 0 | 45 | 0.025238 | -0.09 | 0.05608% | 165.1519 | -201.24 | 826.0309 | 3317.9119 | 773.4372 | 3106.6591 | 99.7734 | 0 | 3.2695 | 2486.3587 | 3.2695 | 0 | 2486.3587 | 0 | 2486.3587 | 2486.3587 | 2834.768 | 3.2147 | 0.91248
|  |  |  | 13620-1 | Insulation - Floor - R0 to R30 - GH - SF or DX - MI - LTO | 45 | 0 | SF Space Heat | 10342 | 0.0336 |  | 0 | 0 | 347.5 | 0 | 0 |  | 0 | 45 | 0.011533 | 0 | 0.02563% | 75.4679 | 0 | 377.4633 | 75.4679 | 353.4301 | 70.6628 | 0 | 0 | 3.2695 | 1136.133 | 3.2695 | 0 | 1136.133 | 0 | 1136.133 | 1136.133 | 1249.7463 | 3.2146 | 17.6861
|  |  |  | 13621-1 | Insulation - Floor - R0 to R30 - HP - SF or DX - MI - LTO | 45 | 0 | SF Space Heat | 3737 | 0.1836 |  | 1.5 | 1.41 | 686.11 | 5605.5 | 5269.17 | 0.0018 | 0 | 45 | 0.022771 | -0.09 | 0.0506% | 149.005 | -336.33 | 745.2701 | 5418.175 | 697.8184 | 5073.1976 | 93.7969 | 0 | 3.2695 | 2243.2678 | 3.2695 | 0 | 2243.2678 | 0 | 2243.2678 | 2243.2678 | 2561.3916 | 3.2147 | 0.50489
|  |  |  | 13622-1 | Insulation - Floor - R0 to R30 - Zonal - SF or DX - MI - LTO | 45 | 0 | SF Space Heat | 980 | 0.6231 |  | 1.5 | 1.41 | 610.64 | 1470 | 1381.8 | 0.0059 | 0 | 45 | 0.020266 | -0.09 | 0.04504% | 132.6149 | -88.2 | 663.2927 | 1514.4149 | 621.0605 | 1417.9915 | 80.6253 | 0 | 3.2695 | 1996.4994 | 3.2695 | 0 | 1996.4994 | 0 | 1996.4994 | 1996.4994 | 2276.7746 | 3.2147 | 1.6056
|  |  |  | 13624-1 | Insulation - Wall - R0 to R13 - GH - SF or DX - MI - LTO | 45 | 0 | SF Space Heat | 6313 | 0.0627 |  | 0 | 0 | 395.83 | 0 | 0 |  | 0 | 45 | 0.013137 | 0 | 0.02919% | 85.9639 | 0 | 429.9606 | 85.9639 | 402.5848 | 80.4905 | 0 | 0 | 3.2695 | 1294.1621 | 3.2695 | 0 | 1294.1621 | 0 | 1294.1621 | 1294.1621 | 1423.5783 | 3.2146 | 17.6863
|  |  |  | 13767-1 | Windows - Single Pane - to U30 - E FAF - SF or DX | 45 | 0 | SF Space Heat | 8400.78 | 4.6674 |  | 50 | 24.11 | 39209.83 | 21150 | 202542.82 | 0 | 0 | 45 | 1.3013 | -25.89 | 2.892% | 8515.3438 | 181392.82 | 42590.7117 | 211058.1638 | 39878.9435 | 197620.0035 | 0 | 0 | 3.2695 | 128197.6283 | 3.2695 | 0 | 128197.6283 | 0 | 128197.6283 | 128197.6283 | 141017.3912 | 3.2147 | 0.71358
|  |  |  | 13768-1 | Windows - Single Pane - to U30 - ER - MH | 25 | 0 | SF Space Heat | 4420.86 | 16.5353 |  | 200 | 19.79 | 73100.23 | 54000 | 87488.81 | 0 | 0 | 25 | 1.3478 | -180.21 | 5.391% | 15875.4472 | 33488.81 | 79403.3236 | 103364.2572 | 74347.6813 | 96783.0124 | 0 | 0 | 1.9456 | 142220.6962 | 1.9456 | 0 | 142220.6962 | 0 | 142220.6962 | 142220.6962 | 156442.7658 | 1.9129 | 1.6164
|  |  |  | 13769-1 | Windows - Single Pane - to U30 - GH - MH | 25 | 0 | SF Space Heat | 356.64 | 0.5614 |  | 0 | 0 | 200.23 | 0 | 0 |  | 0 | 25 | 0.0036918 | 0 | 0.01477% | 43.4847 | 0 | 217.4949 | 43.4847 | 203.6469 | 40.716 | 0 | 0 | 1.9456 | 389.5349 | 1.9456 | 0 | 389.5349 | 0 | 389.5349 | 389.5349 | 428.4884 | 1.9128 | 10.5238
|  |  |  | 13770-1 | Windows - Single Pane - to U30 - GH - SF or DX | 45 | 0 | SF Space Heat | 82843.01 | 0.3183 |  | 0 | 0 | 26368.84 | 0 | 0 |  | 0 | 45 | 0.87513 | 0 | 1.945% | 5726.6185 | 0 | 28642.5027 | 5726.6185 | 26818.8228 | 5362.0023 | 0 | 0 | 3.2695 | 86214.0141 | 3.2695 | 0 | 86214.0141 | 0 | 86214.0141 | 86214.0141 | 94835.4155 | 3.2147 | 17.6866
|  |  |  | 13771-1 | Windows - Single Pane - to U30 - HP - SF or DX | 45 | 0 | SF Space Heat | 11630.6 | 2.8994 |  | 50 | 24.11 | 33721.8 | 32550 | 280413.87 | 0 | 0 | 45 | 1.1192 | -25.89 | 2.487% | 7323.488 | 247863.87 | 36629.4743 | 287737.358 | 34297.2606 | 269417.0019 | 0 | 0 | 3.2695 | 110254.3191 | 3.2695 | 0 | 110254.3191 | 0 | 110254.3191 | 110254.3191 | 121279.7511 | 3.2147 | 0.45016
|  |  |  | 13772-1 | Windows - Single Pane - to U30 - Zonal - SF or DX | 45 | 0 | SF Space Heat | 13301.71 | 4.4339 |  | 50 | 24.11 | 58978.45 | 39900 | 320704.29 | 0 | 0 | 45 | 1.9574 | -25.89 | 4.35% | 12808.568 | 280804.29 | 64063.8881 | 333512.858 | 59984.9139 | 312277.957 | 0 | 0 | 3.2695 | 192831.8317 | 3.2695 | 0 | 192831.8317 | 0 | 192831.8317 | 192831.8317 | 212115.0149 | 3.2147 | 0.67925
|  |  |  | 13874-1 | Duct Sealing and Insulation - EH - SF or DX | 20 | 0 | SF Space Heat | 102 | 1252 |  | 400 | 1000 | 127704 | 40824.78 | 102000 | 47.8663 | 0 | 20 | 1.8837 | 600 | 9.418% | 27733.9498 | 61175.22 | 138715.3234 | 129733.9498 | 129883.2616 | 121473.7358 | 52537.6857 | 0 | 1.6315 | 208344.9191 | 1.6315 | 0 | 208344.9191 | 0 | 208344.9191 | 208344.9191 | 281717.0968 | 1.6041 | 2.3192
|  |  |  | 13882-1 | Sealing - Duct - E FAF - SF or DX | 20 | 0 | SF Space Heat | 7 | 436 |  | 300 | 440 | 3052 | 2100 | 3080 | 49.017 | 0 | 20 | 0.045018 | 140 | 0.2251% | 662.8141 | 980 | 3315.1598 | 3742.8141 | 3104.0822 | 3504.5076 | 3692.2039 | 0 | 1.6315 | 4979.2387 | 1.6315 | 0 | 4979.2387 | 0 | 4979.2387 | 4979.2387 | 9169.3664 | 1.6041 | 2.6164
|  |  |  | 13883-1 | Sealing - Duct - GH - SF or DX | 20 | 0 | SF Space Heat | 110 | 12 |  | 0 | 0 | 1320 | 0 | 0 |  | 0 | 20 | 0.01947 | 0 | 0.09735% | 286.6693 | 0 | 1433.8175 | 286.6693 | 1342.5257 | 268.4169 | 0 | 0 | 1.6315 | 2153.537 | 1.6315 | 0 | 2153.537 | 0 | 2153.537 | 2153.537 | 2368.8907 | 1.6041 | 8.8254
|  |  |  | 13884-1 | Sealing - Duct - HP - SF or DX | 20 | 0 | SF Space Heat | 14 | 436 |  | 300 | 440 | 6104 | 4200 | 6160 | 35.02 | 0 | 20 | 0.090035 | 140 | 0.4502% | 1325.6282 | 1960 | 6630.3196 | 7485.6282 | 6208.1644 | 7009.0152 | 5275.7607 | 0 | 1.6315 | 9958.4773 | 1.6315 | 0 | 9958.4773 | 0 | 9958.4773 | 9958.4773 | 16230.0857 | 1.6041 | 2.3156
|  |  |  | 13887-1 | Insulation - Attic - R0 to R49 - E FAF - SF or DX | 45 | 0 | SF Space Heat | 24335 | 1.8602 |  | 0.5 | 1.59 | 45267.95 | 11367.5 | 38692.65 | 0.0187 | 0 | 45 | 1.5024 | 1.09 | 3.339% | 9831.0081 | 27325.15 | 49171.1953 | 48523.6581 | 46040.445 | 45434.1368 | 6345.5018 | 0 | 3.2695 | 148004.9866 | 3.2695 | 0 | 148004.9866 | 0 | 148004.9866 | 148004.9866 | 169150.987 | 3.2147 | 3.723
|  |  |  | 13888-1 | Insulation - Attic - R0 to R49 - GH - SF or DX | 45 | 0 | SF Space Heat | 216922 | 0.0795 |  | 0 | 0 | 17245.23 | 0 | 0 |  | 0 | 45 | 0.57233 | 0 | 1.272% | 3745.2104 | 0 | 18732.2062 | 3745.2104 | 17539.5189 | 3506.7513 | 0 | 0 | 3.2695 | 56384.0264 | 3.2695 | 0 | 56384.0264 | 0 | 56384.0264 | 56384.0264 | 62022.4291 | 3.2147 | 17.6866
|  |  |  | 13889-1 | Insulation - Attic - R0 to R49 - HP - SF or DX | 45 | 0 | SF Space Heat | 21509 | 1.3011 |  | 0.5 | 1.59 | 27985.38 | 10754.5 | 34199.31 | 0.013 | 0 | 45 | 0.92878 | 1.09 | 2.064% | 6077.6884 | 23444.81 | 30398.4295 | 40276.9984 | 28462.9489 | 37712.5454 | 3899.0301 | 0 | 3.2695 | 91498.9802 | 3.2695 | 0 | 91498.9802 | 0 | 91498.9802 | 91498.9802 | 104547.9083 | 3.2147 | 2.7722
|  |  |  | 13890-1 | Insulation - Attic - R0 to R49 - Zonal - SF or DX | 45 | 0 | SF Space Heat | 12814 | 1.2033 |  | 0.5 | 1.59 | 15419.08 | 6407 | 20374.26 | 0.0121 | 0 | 45 | 0.51173 | 1.09 | 1.137% | 3348.6186 | 13967.26 | 16748.5957 | 23722.8786 | 15682.2057 | 22212.4332 | 2162.0369 | 0 | 3.2695 | 50413.1685 | 3.2695 | 0 | 50413.1685 | 0 | 50413.1685 | 50413.1685 | 57616.5222 | 3.2147 | 2.5939
|  |  |  | 13893-1 | Insulation - Attic - R11 to R49 - E FAF - SF or DX | 45 | 0 | SF Space Heat | 34909 | 0.4423 |  | 0.5 | 1.32 | 15440.26 | 16704.5 | 46079.88 | 0.0044 | 0 | 45 | 0.51243 | 0.82 | 1.139% | 3353.2184 | 29375.38 | 16771.602 | 49433.0984 | 15703.7472 | 46285.6726 | 2141.8206 | 0 | 3.2695 | 50482.3664 | 3.2695 | 0 | 50482.3664 | 0 | 50482.3664 | 50482.3664 | 57672.4237 | 3.2147 | 1.246
|  |  |  | 13894-1 | Insulation - Attic - R11 to R49 - GH - SF or DX | 45 | 0 | SF Space Heat | 231738 | 0.0287 |  | 0 | 0 | 6650.92 | 0 | 0 |  | 0 | 45 | 0.22073 | 0 | 0.4905% | 1444.4049 | 0 | 7224.398 | 1444.4049 | 6764.4176 | 1352.439 | 0 | 0 | 3.2695 | 21745.2552 | 3.2695 | 0 | 21745.2552 | 0 | 21745.2552 | 21745.2552 | 23919.7807 | 3.2147 | 17.6864
|  |  |  | 13895-1 | Insulation - Attic - R11 to R49 - HP - SF or DX | 45 | 0 | SF Space Heat | 33686 | 0.3311 |  | 0.5 | 1.32 | 11153.42 | 16843 | 44465.52 | 0.0033 | 0 | 45 | 0.37016 | 0.82 | 0.8226% | 2422.2295 | 27622.52 | 12115.1277 | 46887.7495 | 11343.7525 | 43902.3871 | 1550.0881 | 0 | 3.2695 | 36466.4916 | 3.2695 | 0 | 36466.4916 | 0 | 36466.4916 | 36466.4916 | 41663.2289 | 3.2147 | 0.949
|  |  |  | 13896-1 | Insulation - Attic - R11 to R49 - Zonal - SF or DX | 45 | 0 | SF Space Heat | 22207 | 0.4339 |  | 0.5 | 1.32 | 9635.58 | 11103.5 | 29313.24 | 0.0044 | 0 | 45 | 0.31979 | 0.82 | 0.7106% | 2092.5945 | 18209.74 | 10466.4114 | 31405.8345 | 9800.0106 | 29406.2121 | 1362.4971 | 0 | 3.2695 | 31503.9421 | 3.2695 | 0 | 31503.9421 | 0 | 31503.9421 | 31503.9421 | 36016.8333 | 3.2147 | 1.2248
|  |  |  | 13897-1 | Insulation - Floor - R0 to R22 - GH - MH | 25 | 0 | SF Space Heat | 5097 | 0.0273 |  | 0 | 0 | 139.15 | 0 | 0 |  | 0 | 25 | 0.0025656 | 0 | 0.01026% | 30.2197 | 0 | 151.1483 | 30.2197 | 141.5246 | 28.2956 | 0 | 0 | 1.9456 | 270.7206 | 1.9456 | 0 | 270.7206 | 0 | 270.7206 | 270.7206 | 297.7926 | 1.9129 | 10.5243
|  |  |  | 13898-1 | Insulation - Floor - R0 to R22 - HP - MH | 25 | 0 | SF Space Heat | 17331 | 0.3138 |  | 1.3 | 1.37 | 5438.48 | 22530.3 | 23743.47 | 0.0031 | 0 | 25 | 0.10027 | 0.07 | 0.4011% | 1181.0948 | 1213.17 | 5907.4149 | 24924.5648 | 5531.2874 | 23337.6075 | 637.5457 | 0 | 1.9456 | 10580.8491 | 1.9456 | 0 | 10580.8491 | 0 | 10580.8491 | 10580.8491 | 12276.4797 | 1.9129 | 0.52604
|  |  |  | 13899-1 | Insulation - Floor - R0 to R22 - Zonal - MH | 25 | 0 | SF Space Heat | 55710 | 0.8035 |  | 1.3 | 1.37 | 44762.98 | 72423 | 76322.7 | 0.0081 | 0 | 25 | 0.82533 | 0.07 | 3.301% | 9721.3419 | 3899.7 | 48622.6841 | 86044.0419 | 45526.8577 | 80565.5823 | 5354.8116 | 0 | 1.9456 | 87088.9389 | 1.9456 | 0 | 87088.9389 | 0 | 87088.9389 | 87088.9389 | 101152.6444 | 1.9129 | 1.2555
|  |  |  | 13900-1 | Insulation - Floor - R0 to R30 - E FAF - SF or DX | 45 | 0 | SF Space Heat | 73787 | 0.3401 |  | 0.25 | 1.5 | 25094.95 | 18304.25 | 110680.5 | 0.0034 | 0 | 45 | 0.83285 | 1.25 | 1.851% | 5449.9631 | 92376.25 | 27258.7711 | 116130.4631 | 25523.1939 | 108736.3886 | 3498.2576 | 0 | 3.2695 | 82048.7261 | 3.2695 | 0 | 82048.7261 | 0 | 82048.7261 | 82048.7261 | 93751.8563 | 3.2147 | 0.86219
|  |  |  | 13903-1 | Insulation - Floor - R0 to R30 - GH - SF or DX | 45 | 0 | SF Space Heat | 520689 | 0.0336 |  | 0 | 0 | 17495.17 | 0 | 0 |  | 0 | 45 | 0.58063 | 0 | 1.29% | 3799.4908 | 0 | 19003.6973 | 3799.4908 | 17793.7241 | 3557.5756 | 0 | 0 | 3.2695 | 57200.9231 | 3.2695 | 0 | 57200.9231 | 0 | 57200.9231 | 57200.9231 | 62921.0154 | 3.2147 | 17.6865
|  |  |  | 13904-1 | Insulation - Floor - R0 to R30 - HP - SF or DX | 45 | 0 | SF Space Heat | 74638 | 0.1836 |  | 0.25 | 1.5 | 13703.52 | 18659.5 | 111957 | 0.0018 | 0 | 45 | 0.45479 | 1.25 | 1.011% | 2976.0441 | 93297.5 | 14885.1109 | 114933.0441 | 13937.3698 | 107615.2098 | 1873.3784 | 0 | 3.2695 | 44804.1278 | 3.2695 | 0 | 44804.1278 | 0 | 44804.1278 | 44804.1278 | 51157.919 | 3.2147 | 0.47538
|  |  |  | 13905-1 | Insulation - Floor - R0 to R30 - Zonal - SF or DX | 45 | 0 | SF Space Heat | 54133 | 0.6231 |  | 0.25 | 1.5 | 33730.26 | 13533.25 | 81199.5 | 0.0062 | 0 | 45 | 1.1194 | 1.25 | 2.488% | 7325.3253 | 67666.25 | 36638.6638 | 88524.8253 | 34305.865 | 82888.4132 | 4680.0102 | 0 | 3.2695 | 110282.145 | 3.2695 | 0 | 110282.145 | 0 | 110282.145 | 110282.145 | 125990.3697 | 3.2147 | 1.52
|  |  |  | 13909-1 | Insulation - Wall - R0 to R13 - E FAF - SF or DX | 45 | 0 | SF Space Heat | 12396 | 1.0429 |  | 0.75 | 1.67 | 12927.78 | 7797 | 20701.32 | 0.01 | 0 | 45 | 0.42905 | 0.92 | 0.9534% | 2807.5738 | 12904.32 | 14042.4825 | 23508.8938 | 13148.3918 | 22012.0728 | 1728.5207 | 0 | 3.2695 | 42267.795 | 3.2695 | 0 | 42267.795 | 0 | 42267.795 | 42267.795 | 48223.0952 | 3.2147 | 2.1908
|  |  |  | 13910-1 | Insulation - Wall - R0 to R13 - GH - SF or DX | 45 | 0 | SF Space Heat | 111866 | 0.0627 |  | 0 | 0 | 7013.97 | 0 | 0 |  | 0 | 45 | 0.23278 | 0 | 0.5173% | 1523.2498 | 0 | 7618.7521 | 1523.2498 | 7133.663 | 1426.2639 | 0 | 0 | 3.2695 | 22932.4792 | 3.2695 | 0 | 22932.4792 | 0 | 22932.4792 | 22932.4792 | 25225.7271 | 3.2147 | 17.6866
|  |  |  | 13911-1 | Insulation - Wall - R0 to R13 - HP - SF or DX | 45 | 0 | SF Space Heat | 9799 | 0.5949 |  | 0.75 | 1.67 | 5829.42 | 7349.25 | 16364.33 | 0.006 | 0 | 45 | 0.19347 | 0.92 | 0.4299% | 1265.9967 | 9015.08 | 6332.0638 | 17630.3267 | 5928.8987 | 16507.7965 | 819.8342 | 0 | 3.2695 | 19059.4816 | 3.2695 | 0 | 19059.4816 | 0 | 19059.4816 | 19059.4816 | 21785.2639 | 3.2147 | 1.3197
|  |  |  | 13912-1 | Insulation - Wall - R0 to R13 - Zonal - SF or DX | 45 | 0 | SF Space Heat | 4637 | 0.8426 |  | 0.75 | 1.67 | 3907.14 | 3477.75 | 7743.79 | 0.0084 | 0 | 45 | 0.12967 | 0.92 | 0.2882% | 848.528 | 4266.04 | 4244.0346 | 8592.318 | 3973.8151 | 8045.2416 | 543.137 | 0 | 3.2695 | 12774.4999 | 3.2695 | 0 | 12774.4999 | 0 | 12774.4999 | 12774.4999 | 14595.0869 | 3.2147 | 1.8141
[19 empty] | 0 | 0 | 0 | 0% | 0 | 0 | 0 | 0 | 0 | 0 | 0 | 0 | #N/A | #N/A | #N/A | #N/A | #N/A | #N/A | #N/A | 0 | 0 | 0 | #DIV/0!
[19 empty] | 0 | 0 | 0 | 0% | 0 | 0 | 0 | 0 | 0 | 0 | 0 | 0 | #N/A | #N/A | #N/A | #N/A | #N/A | #N/A | #N/A | 0 | 0 | 0 | #DIV/0!
[19 empty] | 0 | 0 | 0 | 0% | 0 | 0 | 0 | 0 | 0 | 0 | 0 | 0 | #N/A | #N/A | #N/A | #N/A | #N/A | #N/A | #N/A | 0 | 0 | 0 | #DIV/0!
[19 empty] | 0 | 0 | 0 | 0% | 0 | 0 | 0 | 0 | 0 | 0 | 0 | 0 | #N/A | #N/A | #N/A | #N/A | #N/A | #N/A | #N/A | 0 | 0 | 0 | #DIV/0!
[19 empty] | 0 | 0 | 0 | 0% | 0 | 0 | 0 | 0 | 0 | 0 | 0 | 0 | #N/A | #N/A | #N/A | #N/A | #N/A | #N/A | #N/A | 0 | 0 | 0 | #DIV/0!
[19 empty] | 0 | 0 | 0 | 0% | 0 | 0 | 0 | 0 | 0 | 0 | 0 | 0 | #N/A | #N/A | #N/A | #N/A | #N/A | #N/A | #N/A | 0 | 0 | 0 | #DIV/0!
[19 empty] | 0 | 0 | 0 | 0% | 0 | 0 | 0 | 0 | 0 | 0 | 0 | 0 | #N/A | #N/A | #N/A | #N/A | #N/A | #N/A | #N/A | 0 | 0 | 0 | #DIV/0!
[19 empty] | 0 | 0 | 0 | 0% | 0 | 0 | 0 | 0 | 0 | 0 | 0 | 0 | #N/A | #N/A | #N/A | #N/A | #N/A | #N/A | #N/A | 0 | 0 | 0 | #DIV/0!
[19 empty] | 0 | 0 | 0 | 0% | 0 | 0 | 0 | 0 | 0 | 0 | 0 | 0 | #N/A | #N/A | #N/A | #N/A | #N/A | #N/A | #N/A | 0 | 0 | 0 | #DIV/0!
[19 empty] | 0 | 0 | 0 | 0% | 0 | 0 | 0 | 0 | 0 | 0 | 0 | 0 | #N/A | #N/A | #N/A | #N/A | #N/A | #N/A | #N/A | 0 | 0 | 0 | #DIV/0!
[19 empty] | 0 | 0 | 0 | 0% | 0 | 0 | 0 | 0 | 0 | 0 | 0 | 0 | #N/A | #N/A | #N/A | #N/A | #N/A | #N/A | #N/A | 0 | 0 | 0 | #DIV/0!
[19 empty] | 0 | 0 | 0 | 0% | 0 | 0 | 0 | 0 | 0 | 0 | 0 | 0 | #N/A | #N/A | #N/A | #N/A | #N/A | #N/A | #N/A | 0 | 0 | 0 | #DIV/0!
[19 empty] | 0 | 0 | 0 | 0% | 0 | 0 | 0 | 0 | 0 | 0 | 0 | 0 | #N/A | #N/A | #N/A | #N/A | #N/A | #N/A | #N/A | 0 | 0 | 0 | #DIV/0!
[19 empty] | 0 | 0 | 0 | 0% | 0 | 0 | 0 | 0 | 0 | 0 | 0 | 0 | #N/A | #N/A | #N/A | #N/A | #N/A | #N/A | #N/A | 0 | 0 | 0 | #DIV/0!
[19 empty] | 0 | 0 | 0 | 0% | 0 | 0 | 0 | 0 | 0 | 0 | 0 | 0 | #N/A | #N/A | #N/A | #N/A | #N/A | #N/A | #N/A | 0 | 0 | 0 | #DIV/0!
[19 empty] | 0 | 0 | 0 | 0% | 0 | 0 | 0 | 0 | 0 | 0 | 0 | 0 | #N/A | #N/A | #N/A | #N/A | #N/A | #N/A | #N/A | 0 | 0 | 0 | #DIV/0!
[19 empty] | 0 | 0 | 0 | 0% | 0 | 0 | 0 | 0 | 0 | 0 | 0 | 0 | #N/A | #N/A | #N/A | #N/A | #N/A | #N/A | #N/A | 0 | 0 | 0 | #DIV/0!
[19 empty] | 0 | 0 | 0 | 0% | 0 | 0 | 0 | 0 | 0 | 0 | 0 | 0 | #N/A | #N/A | #N/A | #N/A | #N/A | #N/A | #N/A | 0 | 0 | 0 | #DIV/0!
[19 empty] | 0 | 0 | 0 | 0% | 0 | 0 | 0 | 0 | 0 | 0 | 0 | 0 | #N/A | #N/A | #N/A | #N/A | #N/A | #N/A | #N/A | 0 | 0 | 0 | #DIV/0!
[19 empty] | 0 | 0 | 0 | 0% | 0 | 0 | 0 | 0 | 0 | 0 | 0 | 0 | #N/A | #N/A | #N/A | #N/A | #N/A | #N/A | #N/A | 0 | 0 | 0 | #DIV/0!
[19 empty] | 0 | 0 | 0 | 0% | 0 | 0 | 0 | 0 | 0 | 0 | 0 | 0 | #N/A | #N/A | #N/A | #N/A | #N/A | #N/A | #N/A | 0 | 0 | 0 | #DIV/0!
[19 empty] | 0 | 0 | 0 | 0% | 0 | 0 | 0 | 0 | 0 | 0 | 0 | 0 | #N/A | #N/A | #N/A | #N/A | #N/A | #N/A | #N/A | 0 | 0 | 0 | #DIV/0!
[19 empty] | 0 | 0 | 0 | 0% | 0 | 0 | 0 | 0 | 0 | 0 | 0 | 0 | #N/A | #N/A | #N/A | #N/A | #N/A | #N/A | #N/A | 0 | 0 | 0 | #DIV/0!
[19 empty] | 0 | 0 | 0 | 0% | 0 | 0 | 0 | 0 | 0 | 0 | 0 | 0 | #N/A | #N/A | #N/A | #N/A | #N/A | #N/A | #N/A | 0 | 0 | 0 | #DIV/0!
[19 empty] | 0 | 0 | 0 | 0% | 0 | 0 | 0 | 0 | 0 | 0 | 0 | 0 | #N/A | #N/A | #N/A | #N/A | #N/A | #N/A | #N/A | 0 | 0 | 0 | #DIV/0!
[19 empty] | 0 | 0 | 0 | 0% | 0 | 0 | 0 | 0 | 0 | 0 | 0 | 0 | #N/A | #N/A | #N/A | #N/A | #N/A | #N/A | #N/A | 0 | 0 | 0 | #DIV/0!
[19 empty] | 0 | 0 | 0 | 0% | 0 | 0 | 0 | 0 | 0 | 0 | 0 | 0 | #N/A | #N/A | #N/A | #N/A | #N/A | #N/A | #N/A | 0 | 0 | 0 | #DIV/0!
[19 empty] | 0 | 0 | 0 | 0% | 0 | 0 | 0 | 0 | 0 | 0 | 0 | 0 | #N/A | #N/A | #N/A | #N/A | #N/A | #N/A | #N/A | 0 | 0 | 0 | #DIV/0!
[19 empty] | 0 | 0 | 0 | 0% | 0 | 0 | 0 | 0 | 0 | 0 | 0 | 0 | #N/A | #N/A | #N/A | #N/A | #N/A | #N/A | #N/A | 0 | 0 | 0 | #DIV/0!
[19 empty] | 0 | 0 | 0 | 0% | 0 | 0 | 0 | 0 | 0 | 0 | 0 | 0 | #N/A | #N/A | #N/A | #N/A | #N/A | #N/A | #N/A | 0 | 0 | 0 | #DIV/0!
[19 empty] | 0 | 0 | 0 | 0% | 0 | 0 | 0 | 0 | 0 | 0 | 0 | 0 | #N/A | #N/A | #N/A | #N/A | #N/A | #N/A | #N/A | 0 | 0 | 0 | #DIV/0!
[19 empty] | 0 | 0 | 0 | 0% | 0 | 0 | 0 | 0 | 0 | 0 | 0 | 0 | #N/A | #N/A | #N/A | #N/A | #N/A | #N/A | #N/A | 0 | 0 | 0 | #DIV/0!
[19 empty] | 0 | 0 | 0 | 0% | 0 | 0 | 0 | 0 | 0 | 0 | 0 | 0 | #N/A | #N/A | #N/A | #N/A | #N/A | #N/A | #N/A | 0 | 0 | 0 | #DIV/0!
[19 empty] | 0 | 0 | 0 | 0% | 0 | 0 | 0 | 0 | 0 | 0 | 0 | 0 | #N/A | #N/A | #N/A | #N/A | #N/A | #N/A | #N/A | 0 | 0 | 0 | #DIV/0!
[19 empty] | 0 | 0 | 0 | 0% | 0 | 0 | 0 | 0 | 0 | 0 | 0 | 0 | #N/A | #N/A | #N/A | #N/A | #N/A | #N/A | #N/A | 0 | 0 | 0 | #DIV/0!
[19 empty] | 0 | 0 | 0 | 0% | 0 | 0 | 0 | 0 | 0 | 0 | 0 | 0 | #N/A | #N/A | #N/A | #N/A | #N/A | #N/A | #N/A | 0 | 0 | 0 | #DIV/0!
[19 empty] | 0 | 0 | 0 | 0% | 0 | 0 | 0 | 0 | 0 | 0 | 0 | 0 | #N/A | #N/A | #N/A | #N/A | #N/A | #N/A | #N/A | 0 | 0 | 0 | #DIV/0!
[19 empty] | 0 | 0 | 0 | 0% | 0 | 0 | 0 | 0 | 0 | 0 | 0 | 0 | #N/A | #N/A | #N/A | #N/A | #N/A | #N/A | #N/A | 0 | 0 | 0 | #DIV/0!
[19 empty] | 0 | 0 | 0 | 0% | 0 | 0 | 0 | 0 | 0 | 0 | 0 | 0 | #N/A | #N/A | #N/A | #N/A | #N/A | #N/A | #N/A | 0 | 0 | 0 | #DIV/0!
[19 empty] | 0 | 0 | 0 | 0% | 0 | 0 | 0 | 0 | 0 | 0 | 0 | 0 | #N/A | #N/A | #N/A | #N/A | #N/A | #N/A | #N/A | 0 | 0 | 0 | #DIV/0!
[19 empty] | 0 | 0 | 0 | 0% | 0 | 0 | 0 | 0 | 0 | 0 | 0 | 0 | #N/A | #N/A | #N/A | #N/A | #N/A | #N/A | #N/A | 0 | 0 | 0 | #DIV/0!
[19 empty] | 0 | 0 | 0 | 0% | 0 | 0 | 0 | 0 | 0 | 0 | 0 | 0 | #N/A | #N/A | #N/A | #N/A | #N/A | #N/A | #N/A | 0 | 0 | 0 | #DIV/0!
[19 empty] | 0 | 0 | 0 | 0% | 0 | 0 | 0 | 0 | 0 | 0 | 0 | 0 | #N/A | #N/A | #N/A | #N/A | #N/A | #N/A | #N/A | 0 | 0 | 0 | #DIV/0!
[19 empty] | 0 | 0 | 0 | 0% | 0 | 0 | 0 | 0 | 0 | 0 | 0 | 0 | #N/A | #N/A | #N/A | #N/A | #N/A | #N/A | #N/A | 0 | 0 | 0 | #DIV/0!
[19 empty] | 0 | 0 | 0 | 0% | 0 | 0 | 0 | 0 | 0 | 0 | 0 | 0 | #N/A | #N/A | #N/A | #N/A | #N/A | #N/A | #N/A | 0 | 0 | 0 | #DIV/0!
[19 empty] | 0 | 0 | 0 | 0% | 0 | 0 | 0 | 0 | 0 | 0 | 0 | 0 | #N/A | #N/A | #N/A | #N/A | #N/A | #N/A | #N/A | 0 | 0 | 0 | #DIV/0!
[19 empty] | 0 | 0 | 0 | 0% | 0 | 0 | 0 | 0 | 0 | 0 | 0 | 0 | #N/A | #N/A | #N/A | #N/A | #N/A | #N/A | #N/A | 0 | 0 | 0 | #DIV/0!
[19 empty] | 0 | 0 | 0 | 0% | 0 | 0 | 0 | 0 | 0 | 0 | 0 | 0 | #N/A | #N/A | #N/A | #N/A | #N/A | #N/A | #N/A | 0 | 0 | 0 | #DIV/0!
[19 empty] | 0 | 0 | 0 | 0% | 0 | 0 | 0 | 0 | 0 | 0 | 0 | 0 | #N/A | #N/A | #N/A | #N/A | #N/A | #N/A | #N/A | 0 | 0 | 0 | #DIV/0!
[19 empty] | 0 | 0 | 0 | 0% | 0 | 0 | 0 | 0 | 0 | 0 | 0 | 0 | #N/A | #N/A | #N/A | #N/A | #N/A | #N/A | #N/A | 0 | 0 | 0 | #DIV/0!
[19 empty] | 0 | 0 | 0 | 0% | 0 | 0 | 0 | 0 | 0 | 0 | 0 | 0 | #N/A | #N/A | #N/A | #N/A | #N/A | #N/A | #N/A | 0 | 0 | 0 | #DIV/0!
[19 empty] | 0 | 0 | 0 | 0% | 0 | 0 | 0 | 0 | 0 | 0 | 0 | 0 | #N/A | #N/A | #N/A | #N/A | #N/A | #N/A | #N/A | 0 | 0 | 0 | #DIV/0!
[19 empty] | 0 | 0 | 0 | 0% | 0 | 0 | 0 | 0 | 0 | 0 | 0 | 0 | #N/A | #N/A | #N/A | #N/A | #N/A | #N/A | #N/A | 0 | 0 | 0 | #DIV/0!
[19 empty] | 0 | 0 | 0 | 0% | 0 | 0 | 0 | 0 | 0 | 0 | 0 | 0 | #N/A | #N/A | #N/A | #N/A | #N/A | #N/A | #N/A | 0 | 0 | 0 | #DIV/0!
[19 empty] | 0 | 0 | 0 | 0% | 0 | 0 | 0 | 0 | 0 | 0 | 0 | 0 | #N/A | #N/A | #N/A | #N/A | #N/A | #N/A | #N/A | 0 | 0 | 0 | #DIV/0!
[19 empty] | 0 | 0 | 0 | 0% | 0 | 0 | 0 | 0 | 0 | 0 | 0 | 0 | #N/A | #N/A | #N/A | #N/A | #N/A | #N/A | #N/A | 0 | 0 | 0 | #DIV/0!
[19 empty] | 0 | 0 | 0 | 0% | 0 | 0 | 0 | 0 | 0 | 0 | 0 | 0 | #N/A | #N/A | #N/A | #N/A | #N/A | #N/A | #N/A | 0 | 0 | 0 | #DIV/0!
[19 empty] | 0 | 0 | 0 | 0% | 0 | 0 | 0 | 0 | 0 | 0 | 0 | 0 | #N/A | #N/A | #N/A | #N/A | #N/A | #N/A | #N/A | 0 | 0 | 0 | #DIV/0!
[19 empty] | 0 | 0 | 0 | 0% | 0 | 0 | 0 | 0 | 0 | 0 | 0 | 0 | #N/A | #N/A | #N/A | #N/A | #N/A | #N/A | #N/A | 0 | 0 | 0 | #DIV/0!
[19 empty] | 0 | 0 | 0 | 0% | 0 | 0 | 0 | 0 | 0 | 0 | 0 | 0 | #N/A | #N/A | #N/A | #N/A | #N/A | #N/A | #N/A | 0 | 0 | 0 | #DIV/0!
[19 empty] | 0 | 0 | 0 | 0% | 0 | 0 | 0 | 0 | 0 | 0 | 0 | 0 | #N/A | #N/A | #N/A | #N/A | #N/A | #N/A | #N/A | 0 | 0 | 0 | #DIV/0!
[19 empty] | 0 | 0 | 0 | 0% | 0 | 0 | 0 | 0 | 0 | 0 | 0 | 0 | #N/A | #N/A | #N/A | #N/A | #N/A | #N/A | #N/A | 0 | 0 | 0 | #DIV/0!
[19 empty] | 0 | 0 | 0 | 0% | 0 | 0 | 0 | 0 | 0 | 0 | 0 | 0 | #N/A | #N/A | #N/A | #N/A | #N/A | #N/A | #N/A | 0 | 0 | 0 | #DIV/0!
[19 empty] | 0 | 0 | 0 | 0% | 0 | 0 | 0 | 0 | 0 | 0 | 0 | 0 | #N/A | #N/A | #N/A | #N/A | #N/A | #N/A | #N/A | 0 | 0 | 0 | #DIV/0!
[19 empty] | 0 | 0 | 0 | 0% | 0 | 0 | 0 | 0 | 0 | 0 | 0 | 0 | #N/A | #N/A | #N/A | #N/A | #N/A | #N/A | #N/A | 0 | 0 | 0 | #DIV/0!
[19 empty] | 0 | 0 | 0 | 0% | 0 | 0 | 0 | 0 | 0 | 0 | 0 | 0 | #N/A | #N/A | #N/A | #N/A | #N/A | #N/A | #N/A | 0 | 0 | 0 | #DIV/0!
[19 empty] | 0 | 0 | 0 | 0% | 0 | 0 | 0 | 0 | 0 | 0 | 0 | 0 | #N/A | #N/A | #N/A | #N/A | #N/A | #N/A | #N/A | 0 | 0 | 0 | #DIV/0!
[19 empty] | 0 | 0 | 0 | 0% | 0 | 0 | 0 | 0 | 0 | 0 | 0 | 0 | #N/A | #N/A | #N/A | #N/A | #N/A | #N/A | #N/A | 0 | 0 | 0 | #DIV/0!
[19 empty] | 0 | 0 | 0 | 0% | 0 | 0 | 0 | 0 | 0 | 0 | 0 | 0 | #N/A | #N/A | #N/A | #N/A | #N/A | #N/A | #N/A | 0 | 0 | 0 | #DIV/0!
[19 empty] | 0 | 0 | 0 | 0% | 0 | 0 | 0 | 0 | 0 | 0 | 0 | 0 | #N/A | #N/A | #N/A | #N/A | #N/A | #N/A | #N/A | 0 | 0 | 0 | #DIV/0!
[19 empty] | 0 | 0 | 0 | 0% | 0 | 0 | 0 | 0 | 0 | 0 | 0 | 0 | #N/A | #N/A | #N/A | #N/A | #N/A | #N/A | #N/A | 0 | 0 | 0 | #DIV/0!
[19 empty] | 0 | 0 | 0 | 0% | 0 | 0 | 0 | 0 | 0 | 0 | 0 | 0 | #N/A | #N/A | #N/A | #N/A | #N/A | #N/A | #N/A | 0 | 0 | 0 | #DIV/0!
[19 empty] | 0 | 0 | 0 | 0% | 0 | 0 | 0 | 0 | 0 | 0 | 0 | 0 | #N/A | #N/A | #N/A | #N/A | #N/A | #N/A | #N/A | 0 | 0 | 0 | #DIV/0!
[19 empty] | 0 | 0 | 0 | 0% | 0 | 0 | 0 | 0 | 0 | 0 | 0 | 0 | #N/A | #N/A | #N/A | #N/A | #N/A | #N/A | #N/A | 0 | 0 | 0 | #DIV/0!
[19 empty] | 0 | 0 | 0 | 0% | 0 | 0 | 0 | 0 | 0 | 0 | 0 | 0 | #N/A | #N/A | #N/A | #N/A | #N/A | #N/A | #N/A | 0 | 0 | 0 | #DIV/0!
[19 empty] | 0 | 0 | 0 | 0% | 0 | 0 | 0 | 0 | 0 | 0 | 0 | 0 | #N/A | #N/A | #N/A | #N/A | #N/A | #N/A | #N/A | 0 | 0 | 0 | #DIV/0!
[19 empty] | 0 | 0 | 0 | 0% | 0 | 0 | 0 | 0 | 0 | 0 | 0 | 0 | #N/A | #N/A | #N/A | #N/A | #N/A | #N/A | #N/A | 0 | 0 | 0 | #DIV/0!
[19 empty] | 0 | 0 | 0 | 0% | 0 | 0 | 0 | 0 | 0 | 0 | 0 | 0 | #N/A | #N/A | #N/A | #N/A | #N/A | #N/A | #N/A | 0 | 0 | 0 | #DIV/0!
[19 empty] | 0 | 0 | 0 | 0% | 0 | 0 | 0 | 0 | 0 | 0 | 0 | 0 | #N/A | #N/A | #N/A | #N/A | #N/A | #N/A | #N/A | 0 | 0 | 0 | #DIV/0!
[19 empty] | 0 | 0 | 0 | 0% | 0 | 0 | 0 | 0 | 0 | 0 | 0 | 0 | #N/A | #N/A | #N/A | #N/A | #N/A | #N/A | #N/A | 0 | 0 | 0 | #DIV/0!
[19 empty] | 0 | 0 | 0 | 0% | 0 | 0 | 0 | 0 | 0 | 0 | 0 | 0 | #N/A | #N/A | #N/A | #N/A | #N/A | #N/A | #N/A | 0 | 0 | 0 | #DIV/0!
[19 empty] | 0 | 0 | 0 | 0% | 0 | 0 | 0 | 0 | 0 | 0 | 0 | 0 | #N/A | #N/A | #N/A | #N/A | #N/A | #N/A | #N/A | 0 | 0 | 0 | #DIV/0!
[19 empty] | 0 | 0 | 0 | 0% | 0 | 0 | 0 | 0 | 0 | 0 | 0 | 0 | #N/A | #N/A | #N/A | #N/A | #N/A | #N/A | #N/A | 0 | 0 | 0 | #DIV/0!
[19 empty] | 0 | 0 | 0 | 0% | 0 | 0 | 0 | 0 | 0 | 0 | 0 | 0 | #N/A | #N/A | #N/A | #N/A | #N/A | #N/A | #N/A | 0 | 0 | 0 | #DIV/0!
[19 empty] | 0 | 0 | 0 | 0% | 0 | 0 | 0 | 0 | 0 | 0 | 0 | 0 | #N/A | #N/A | #N/A | #N/A | #N/A | #N/A | #N/A | 0 | 0 | 0 | #DIV/0!
[19 empty] | 0 | 0 | 0 | 0% | 0 | 0 | 0 | 0 | 0 | 0 | 0 | 0 | #N/A | #N/A | #N/A | #N/A | #N/A | #N/A | #N/A | 0 | 0 | 0 | #DIV/0!
[19 empty] | 0 | 0 | 0 | 0% | 0 | 0 | 0 | 0 | 0 | 0 | 0 | 0 | #N/A | #N/A | #N/A | #N/A | #N/A | #N/A | #N/A | 0 | 0 | 0 | #DIV/0!
[19 empty] | 0 | 0 | 0 | 0% | 0 | 0 | 0 | 0 | 0 | 0 | 0 | 0 | #N/A | #N/A | #N/A | #N/A | #N/A | #N/A | #N/A | 0 | 0 | 0 | #DIV/0!
[19 empty] | 0 | 0 | 0 | 0% | 0 | 0 | 0 | 0 | 0 | 0 | 0 | 0 | #N/A | #N/A | #N/A | #N/A | #N/A | #N/A | #N/A | 0 | 0 | 0 | #DIV/0!
[19 empty] | 0 | 0 | 0 | 0% | 0 | 0 | 0 | 0 | 0 | 0 | 0 | 0 | #N/A | #N/A | #N/A | #N/A | #N/A | #N/A | #N/A | 0 | 0 | 0 | #DIV/0!
[19 empty] | 0 | 0 | 0 | 0% | 0 | 0 | 0 | 0 | 0 | 0 | 0 | 0 | #N/A | #N/A | #N/A | #N/A | #N/A | #N/A | #N/A | 0 | 0 | 0 | #DIV/0!
[19 empty] | 0 | 0 | 0 | 0% | 0 | 0 | 0 | 0 | 0 | 0 | 0 | 0 | #N/A | #N/A | #N/A | #N/A | #N/A | #N/A | #N/A | 0 | 0 | 0 | #DIV/0!
[19 empty] | 0 | 0 | 0 | 0% | 0 | 0 | 0 | 0 | 0 | 0 | 0 | 0 | #N/A | #N/A | #N/A | #N/A | #N/A | #N/A | #N/A | 0 | 0 | 0 | #DIV/0!
[19 empty] | 0 | 0 | 0 | 0% | 0 | 0 | 0 | 0 | 0 | 0 | 0 | 0 | #N/A | #N/A | #N/A | #N/A | #N/A | #N/A | #N/A | 0 | 0 | 0 | #DIV/0!
[19 empty] | 0 | 0 | 0 | 0% | 0 | 0 | 0 | 0 | 0 | 0 | 0 | 0 | #N/A | #N/A | #N/A | #N/A | #N/A | #N/A | #N/A | 0 | 0 | 0 | #DIV/0!
[19 empty] | 0 | 0 | 0 | 0% | 0 | 0 | 0 | 0 | 0 | 0 | 0 | 0 | #N/A | #N/A | #N/A | #N/A | #N/A | #N/A | #N/A | 0 | 0 | 0 | #DIV/0!
[19 empty] | 0 | 0 | 0 | 0% | 0 | 0 | 0 | 0 | 0 | 0 | 0 | 0 | #N/A | #N/A | #N/A | #N/A | #N/A | #N/A | #N/A | 0 | 0 | 0 | #DIV/0!
[19 empty] | 0 | 0 | 0 | 0% | 0 | 0 | 0 | 0 | 0 | 0 | 0 | 0 | #N/A | #N/A | #N/A | #N/A | #N/A | #N/A | #N/A | 0 | 0 | 0 | #DIV/0!
[19 empty] | 0 | 0 | 0 | 0% | 0 | 0 | 0 | 0 | 0 | 0 | 0 | 0 | #N/A | #N/A | #N/A | #N/A | #N/A | #N/A | #N/A | 0 | 0 | 0 | #DIV/0!
[19 empty] | 0 | 0 | 0 | 0% | 0 | 0 | 0 | 0 | 0 | 0 | 0 | 0 | #N/A | #N/A | #N/A | #N/A | #N/A | #N/A | #N/A | 0 | 0 | 0 | #DIV/0!
[19 empty] | 0 | 0 | 0 | 0% | 0 | 0 | 0 | 0 | 0 | 0 | 0 | 0 | #N/A | #N/A | #N/A | #N/A | #N/A | #N/A | #N/A | 0 | 0 | 0 | #DIV/0!
[19 empty] | 0 | 0 | 0 | 0% | 0 | 0 | 0 | 0 | 0 | 0 | 0 | 0 | #N/A | #N/A | #N/A | #N/A | #N/A | #N/A | #N/A | 0 | 0 | 0 | #DIV/0!
[19 empty] | 0 | 0 | 0 | 0% | 0 | 0 | 0 | 0 | 0 | 0 | 0 | 0 | #N/A | #N/A | #N/A | #N/A | #N/A | #N/A | #N/A | 0 | 0 | 0 | #DIV/0!
[19 empty] | 0 | 0 | 0 | 0% | 0 | 0 | 0 | 0 | 0 | 0 | 0 | 0 | #N/A | #N/A | #N/A | #N/A | #N/A | #N/A | #N/A | 0 | 0 | 0 | #DIV/0!
[19 empty] | 0 | 0 | 0 | 0% | 0 | 0 | 0 | 0 | 0 | 0 | 0 | 0 | #N/A | #N/A | #N/A | #N/A | #N/A | #N/A | #N/A | 0 | 0 | 0 | #DIV/0!
[19 empty] | 0 | 0 | 0 | 0% | 0 | 0 | 0 | 0 | 0 | 0 | 0 | 0 | #N/A | #N/A | #N/A | #N/A | #N/A | #N/A | #N/A | 0 | 0 | 0 | #DIV/0!
[19 empty] | 0 | 0 | 0 | 0% | 0 | 0 | 0 | 0 | 0 | 0 | 0 | 0 | #N/A | #N/A | #N/A | #N/A | #N/A | #N/A | #N/A | 0 | 0 | 0 | #DIV/0!
[19 empty] | 0 | 0 | 0 | 0% | 0 | 0 | 0 | 0 | 0 | 0 | 0 | 0 | #N/A | #N/A | #N/A | #N/A | #N/A | #N/A | #N/A | 0 | 0 | 0 | #DIV/0!
[19 empty] | 0 | 0 | 0 | 0% | 0 | 0 | 0 | 0 | 0 | 0 | 0 | 0 | #N/A | #N/A | #N/A | #N/A | #N/A | #N/A | #N/A | 0 | 0 | 0 | #DIV/0!
[19 empty] | 0 | 0 | 0 | 0% | 0 | 0 | 0 | 0 | 0 | 0 | 0 | 0 | #N/A | #N/A | #N/A | #N/A | #N/A | #N/A | #N/A | 0 | 0 | 0 | #DIV/0!
[19 empty] | 0 | 0 | 0 | 0% | 0 | 0 | 0 | 0 | 0 | 0 | 0 | 0 | #N/A | #N/A | #N/A | #N/A | #N/A | #N/A | #N/A | 0 | 0 | 0 | #DIV/0!
[19 empty] | 0 | 0 | 0 | 0% | 0 | 0 | 0 | 0 | 0 | 0 | 0 | 0 | #N/A | #N/A | #N/A | #N/A | #N/A | #N/A | #N/A | 0 | 0 | 0 | #DIV/0!
[19 empty] | 0 | 0 | 0 | 0% | 0 | 0 | 0 | 0 | 0 | 0 | 0 | 0 | #N/A | #N/A | #N/A | #N/A | #N/A | #N/A | #N/A | 0 | 0 | 0 | #DIV/0!
[19 empty] | 0 | 0 | 0 | 0% | 0 | 0 | 0 | 0 | 0 | 0 | 0 | 0 | #N/A | #N/A | #N/A | #N/A | #N/A | #N/A | #N/A | 0 | 0 | 0 | #DIV/0!
[19 empty] | 0 | 0 | 0 | 0% | 0 | 0 | 0 | 0 | 0 | 0 | 0 | 0 | #N/A | #N/A | #N/A | #N/A | #N/A | #N/A | #N/A | 0 | 0 | 0 | #DIV/0!
[19 empty] | 0 | 0 | 0 | 0% | 0 | 0 | 0 | 0 | 0 | 0 | 0 | 0 | #N/A | #N/A | #N/A | #N/A | #N/A | #N/A | #N/A | 0 | 0 | 0 | #DIV/0!
[19 empty] | 0 | 0 | 0 | 0% | 0 | 0 | 0 | 0 | 0 | 0 | 0 | 0 | #N/A | #N/A | #N/A | #N/A | #N/A | #N/A | #N/A | 0 | 0 | 0 | #DIV/0!
[19 empty] | 0 | 0 | 0 | 0% | 0 | 0 | 0 | 0 | 0 | 0 | 0 | 0 | #N/A | #N/A | #N/A | #N/A | #N/A | #N/A | #N/A | 0 | 0 | 0 | #DIV/0!
[19 empty] | 0 | 0 | 0 | 0% | 0 | 0 | 0 | 0 | 0 | 0 | 0 | 0 | #N/A | #N/A | #N/A | #N/A | #N/A | #N/A | #N/A | 0 | 0 | 0 | #DIV/0!
[19 empty] | 0 | 0 | 0 | 0% | 0 | 0 | 0 | 0 | 0 | 0 | 0 | 0 | #N/A | #N/A | #N/A | #N/A | #N/A | #N/A | #N/A | 0 | 0 | 0 | #DIV/0!
[19 empty] | 0 | 0 | 0 | 0% | 0 | 0 | 0 | 0 | 0 | 0 | 0 | 0 | #N/A | #N/A | #N/A | #N/A | #N/A | #N/A | #N/A | 0 | 0 | 0 | #DIV/0!
[19 empty] | 0 | 0 | 0 | 0% | 0 | 0 | 0 | 0 | 0 | 0 | 0 | 0 | #N/A | #N/A | #N/A | #N/A | #N/A | #N/A | #N/A | 0 | 0 | 0 | #DIV/0!
[19 empty] | 0 | 0 | 0 | 0% | 0 | 0 | 0 | 0 | 0 | 0 | 0 | 0 | #N/A | #N/A | #N/A | #N/A | #N/A | #N/A | #N/A | 0 | 0 | 0 | #DIV/0!
[19 empty] | 0 | 0 | 0 | 0% | 0 | 0 | 0 | 0 | 0 | 0 | 0 | 0 | #N/A | #N/A | #N/A | #N/A | #N/A | #N/A | #N/A | 0 | 0 | 0 | #DIV/0!
[19 empty] | 0 | 0 | 0 | 0% | 0 | 0 | 0 | 0 | 0 | 0 | 0 | 0 | #N/A | #N/A | #N/A | #N/A | #N/A | #N/A | #N/A | 0 | 0 | 0 | #DIV/0!
[19 empty] | 0 | 0 | 0 | 0% | 0 | 0 | 0 | 0 | 0 | 0 | 0 | 0 | #N/A | #N/A | #N/A | #N/A | #N/A | #N/A | #N/A | 0 | 0 | 0 | #DIV/0!
[19 empty] | 0 | 0 | 0 | 0% | 0 | 0 | 0 | 0 | 0 | 0 | 0 | 0 | #N/A | #N/A | #N/A | #N/A | #N/A | #N/A | #N/A | 0 | 0 | 0 | #DIV/0!
[19 empty] | 0 | 0 | 0 | 0% | 0 | 0 | 0 | 0 | 0 | 0 | 0 | 0 | #N/A | #N/A | #N/A | #N/A | #N/A | #N/A | #N/A | 0 | 0 | 0 | #DIV/0!
[19 empty] | 0 | 0 | 0 | 0% | 0 | 0 | 0 | 0 | 0 | 0 | 0 | 0 | #N/A | #N/A | #N/A | #N/A | #N/A | #N/A | #N/A | 0 | 0 | 0 | #DIV/0!
[19 empty] | 0 | 0 | 0 | 0% | 0 | 0 | 0 | 0 | 0 | 0 | 0 | 0 | #N/A | #N/A | #N/A | #N/A | #N/A | #N/A | #N/A | 0 | 0 | 0 | #DIV/0!
[19 empty] | 0 | 0 | 0 | 0% | 0 | 0 | 0 | 0 | 0 | 0 | 0 | 0 | #N/A | #N/A | #N/A | #N/A | #N/A | #N/A | #N/A | 0 | 0 | 0 | #DIV/0!
[19 empty] | 0 | 0 | 0 | 0% | 0 | 0 | 0 | 0 | 0 | 0 | 0 | 0 | #N/A | #N/A | #N/A | #N/A | #N/A | #N/A | #N/A | 0 | 0 | 0 | #DIV/0!
[19 empty] | 0 | 0 | 0 | 0% | 0 | 0 | 0 | 0 | 0 | 0 | 0 | 0 | #N/A | #N/A | #N/A | #N/A | #N/A | #N/A | #N/A | 0 | 0 | 0 | #DIV/0!
[19 empty] | 0 | 0 | 0 | 0% | 0 | 0 | 0 | 0 | 0 | 0 | 0 | 0 | #N/A | #N/A | #N/A | #N/A | #N/A | #N/A | #N/A | 0 | 0 | 0 | #DIV/0!
[19 empty] | 0 | 0 | 0 | 0% | 0 | 0 | 0 | 0 | 0 | 0 | 0 | 0 | #N/A | #N/A | #N/A | #N/A | #N/A | #N/A | #N/A | 0 | 0 | 0 | #DIV/0!
[19 empty] | 0 | 0 | 0 | 0% | 0 | 0 | 0 | 0 | 0 | 0 | 0 | 0 | #N/A | #N/A | #N/A | #N/A | #N/A | #N/A | #N/A | 0 | 0 | 0 | #DIV/0!
[19 empty] | 0 | 0 | 0 | 0% | 0 | 0 | 0 | 0 | 0 | 0 | 0 | 0 | #N/A | #N/A | #N/A | #N/A | #N/A | #N/A | #N/A | 0 | 0 | 0 | #DIV/0!
[19 empty] | 0 | 0 | 0 | 0% | 0 | 0 | 0 | 0 | 0 | 0 | 0 | 0 | #N/A | #N/A | #N/A | #N/A | #N/A | #N/A | #N/A | 0 | 0 | 0 | #DIV/0!
[19 empty] | 0 | 0 | 0 | 0% | 0 | 0 | 0 | 0 | 0 | 0 | 0 | 0 | #N/A | #N/A | #N/A | #N/A | #N/A | #N/A | #N/A | 0 | 0 | 0 | #DIV/0!
[19 empty] | 0 | 0 | 0 | 0% | 0 | 0 | 0 | 0 | 0 | 0 | 0 | 0 | #N/A | #N/A | #N/A | #N/A | #N/A | #N/A | #N/A | 0 | 0 | 0 | #DIV/0!
[19 empty] | 0 | 0 | 0 | 0% | 0 | 0 | 0 | 0 | 0 | 0 | 0 | 0 | #N/A | #N/A | #N/A | #N/A | #N/A | #N/A | #N/A | 0 | 0 | 0 | #DIV/0!
[19 empty] | 0 | 0 | 0 | 0% | 0 | 0 | 0 | 0 | 0 | 0 | 0 | 0 | #N/A | #N/A | #N/A | #N/A | #N/A | #N/A | #N/A | 0 | 0 | 0 | #DIV/0!
[19 empty] | 0 | 0 | 0 | 0% | 0 | 0 | 0 | 0 | 0 | 0 | 0 | 0 | #N/A | #N/A | #N/A | #N/A | #N/A | #N/A | #N/A | 0 | 0 | 0 | #DIV/0!
[19 empty] | 0 | 0 | 0 | 0% | 0 | 0 | 0 | 0 | 0 | 0 | 0 | 0 | #N/A | #N/A | #N/A | #N/A | #N/A | #N/A | #N/A | 0 | 0 | 0 | #DIV/0!
[19 empty] | 0 | 0 | 0 | 0% | 0 | 0 | 0 | 0 | 0 | 0 | 0 | 0 | #N/A | #N/A | #N/A | #N/A | #N/A | #N/A | #N/A | 0 | 0 | 0 | #DIV/0!
[19 empty] | 0 | 0 | 0 | 0% | 0 | 0 | 0 | 0 | 0 | 0 | 0 | 0 | #N/A | #N/A | #N/A | #N/A | #N/A | #N/A | #N/A | 0 | 0 | 0 | #DIV/0!
[19 empty] | 0 | 0 | 0 | 0% | 0 | 0 | 0 | 0 | 0 | 0 | 0 | 0 | #N/A | #N/A | #N/A | #N/A | #N/A | #N/A | #N/A | 0 | 0 | 0 | #DIV/0!
[19 empty] | 0 | 0 | 0 | 0% | 0 | 0 | 0 | 0 | 0 | 0 | 0 | 0 | #N/A | #N/A | #N/A | #N/A | #N/A | #N/A | #N/A | 0 | 0 | 0 | #DIV/0!
[19 empty] | 0 | 0 | 0 | 0% | 0 | 0 | 0 | 0 | 0 | 0 | 0 | 0 | #N/A | #N/A | #N/A | #N/A | #N/A | #N/A | #N/A | 0 | 0 | 0 | #DIV/0!
[19 empty] | 0 | 0 | 0 | 0% | 0 | 0 | 0 | 0 | 0 | 0 | 0 | 0 | #N/A | #N/A | #N/A | #N/A | #N/A | #N/A | #N/A | 0 | 0 | 0 | #DIV/0!
[19 empty] | 0 | 0 | 0 | 0% | 0 | 0 | 0 | 0 | 0 | 0 | 0 | 0 | #N/A | #N/A | #N/A | #N/A | #N/A | #N/A | #N/A | 0 | 0 | 0 | #DIV/0!
[19 empty] | 0 | 0 | 0 | 0% | 0 | 0 | 0 | 0 | 0 | 0 | 0 | 0 | #N/A | #N/A | #N/A | #N/A | #N/A | #N/A | #N/A | 0 | 0 | 0 | #DIV/0!
[19 empty] | 0 | 0 | 0 | 0% | 0 | 0 | 0 | 0 | 0 | 0 | 0 | 0 | #N/A | #N/A | #N/A | #N/A | #N/A | #N/A | #N/A | 0 | 0 | 0 | #DIV/0!
[19 empty] | 0 | 0 | 0 | 0% | 0 | 0 | 0 | 0 | 0 | 0 | 0 | 0 | #N/A | #N/A | #N/A | #N/A | #N/A | #N/A | #N/A | 0 | 0 | 0 | #DIV/0!
[19 empty] | 0 | 0 | 0 | 0% | 0 | 0 | 0 | 0 | 0 | 0 | 0 | 0 | #N/A | #N/A | #N/A | #N/A | #N/A | #N/A | #N/A | 0 | 0 | 0 | #DIV/0!
[19 empty] | 0 | 0 | 0 | 0% | 0 | 0 | 0 | 0 | 0 | 0 | 0 | 0 | #N/A | #N/A | #N/A | #N/A | #N/A | #N/A | #N/A | 0 | 0 | 0 | #DIV/0!
[19 empty] | 0 | 0 | 0 | 0% | 0 | 0 | 0 | 0 | 0 | 0 | 0 | 0 | #N/A | #N/A | #N/A | #N/A | #N/A | #N/A | #N/A | 0 | 0 | 0 | #DIV/0!
[19 empty] | 0 | 0 | 0 | 0% | 0 | 0 | 0 | 0 | 0 | 0 | 0 | 0 | #N/A | #N/A | #N/A | #N/A | #N/A | #N/A | #N/A | 0 | 0 | 0 | #DIV/0!
[19 empty] | 0 | 0 | 0 | 0% | 0 | 0 | 0 | 0 | 0 | 0 | 0 | 0 | #N/A | #N/A | #N/A | #N/A | #N/A | #N/A | #N/A | 0 | 0 | 0 | #DIV/0!
[19 empty] | 0 | 0 | 0 | 0% | 0 | 0 | 0 | 0 | 0 | 0 | 0 | 0 | #N/A | #N/A | #N/A | #N/A | #N/A | #N/A | #N/A | 0 | 0 | 0 | #DIV/0!
[19 empty] | 0 | 0 | 0 | 0% | 0 | 0 | 0 | 0 | 0 | 0 | 0 | 0 | #N/A | #N/A | #N/A | #N/A | #N/A | #N/A | #N/A | 0 | 0 | 0 | #DIV/0!
[19 empty] | 0 | 0 | 0 | 0% | 0 | 0 | 0 | 0 | 0 | 0 | 0 | 0 | #N/A | #N/A | #N/A | #N/A | #N/A | #N/A | #N/A | 0 | 0 | 0 | #DIV/0!
[19 empty] | 0 | 0 | 0 | 0% | 0 | 0 | 0 | 0 | 0 | 0 | 0 | 0 | #N/A | #N/A | #N/A | #N/A | #N/A | #N/A | #N/A | 0 | 0 | 0 | #DIV/0!
[19 empty] | 0 | 0 | 0 | 0% | 0 | 0 | 0 | 0 | 0 | 0 | 0 | 0 | #N/A | #N/A | #N/A | #N/A | #N/A | #N/A | #N/A | 0 | 0 | 0 | #DIV/0!
[19 empty] | 0 | 0 | 0 | 0% | 0 | 0 | 0 | 0 | 0 | 0 | 0 | 0 | #N/A | #N/A | #N/A | #N/A | #N/A | #N/A | #N/A | 0 | 0 | 0 | #DIV/0!
[19 empty] | 0 | 0 | 0 | 0% | 0 | 0 | 0 | 0 | 0 | 0 | 0 | 0 | #N/A | #N/A | #N/A | #N/A | #N/A | #N/A | #N/A | 0 | 0 | 0 | #DIV/0!
[19 empty] | 0 | 0 | 0 | 0% | 0 | 0 | 0 | 0 | 0 | 0 | 0 | 0 | #N/A | #N/A | #N/A | #N/A | #N/A | #N/A | #N/A | 0 | 0 | 0 | #DIV/0!
[19 empty] | 0 | 0 | 0 | 0% | 0 | 0 | 0 | 0 | 0 | 0 | 0 | 0 | #N/A | #N/A | #N/A | #N/A | #N/A | #N/A | #N/A | 0 | 0 | 0 | #DIV/0!
[19 empty] | 0 | 0 | 0 | 0% | 0 | 0 | 0 | 0 | 0 | 0 | 0 | 0 | #N/A | #N/A | #N/A | #N/A | #N/A | #N/A | #N/A | 0 | 0 | 0 | #DIV/0!
[19 empty] | 0 | 0 | 0 | 0% | 0 | 0 | 0 | 0 | 0 | 0 | 0 | 0 | #N/A | #N/A | #N/A | #N/A | #N/A | #N/A | #N/A | 0 | 0 | 0 | #DIV/0!
[19 empty] | 0 | 0 | 0 | 0% | 0 | 0 | 0 | 0 | 0 | 0 | 0 | 0 | #N/A | #N/A | #N/A | #N/A | #N/A | #N/A | #N/A | 0 | 0 | 0 | #DIV/0!
[19 empty] | 0 | 0 | 0 | 0% | 0 | 0 | 0 | 0 | 0 | 0 | 0 | 0 | #N/A | #N/A | #N/A | #N/A | #N/A | #N/A | #N/A | 0 | 0 | 0 | #DIV/0!
[19 empty] | 0 | 0 | 0 | 0% | 0 | 0 | 0 | 0 | 0 | 0 | 0 | 0 | #N/A | #N/A | #N/A | #N/A | #N/A | #N/A | #N/A | 0 | 0 | 0 | #DIV/0!
[19 empty] | 0 | 0 | 0 | 0% | 0 | 0 | 0 | 0 | 0 | 0 | 0 | 0 | #N/A | #N/A | #N/A | #N/A | #N/A | #N/A | #N/A | 0 | 0 | 0 | #DIV/0!
[19 empty] | 0 | 0 | 0 | 0% | 0 | 0 | 0 | 0 | 0 | 0 | 0 | 0 | #N/A | #N/A | #N/A | #N/A | #N/A | #N/A | #N/A | 0 | 0 | 0 | #DIV/0!
[19 empty] | 0 | 0 | 0 | 0% | 0 | 0 | 0 | 0 | 0 | 0 | 0 | 0 | #N/A | #N/A | #N/A | #N/A | #N/A | #N/A | #N/A | 0 | 0 | 0 | #DIV/0!
[19 empty] | 0 | 0 | 0 | 0% | 0 | 0 | 0 | 0 | 0 | 0 | 0 | 0 | #N/A | #N/A | #N/A | #N/A | #N/A | #N/A | #N/A | 0 | 0 | 0 | #DIV/0!
[19 empty] | 0 | 0 | 0 | 0% | 0 | 0 | 0 | 0 | 0 | 0 | 0 | 0 | #N/A | #N/A | #N/A | #N/A | #N/A | #N/A | #N/A | 0 | 0 | 0 | #DIV/0!
[19 empty] | 0 | 0 | 0 | 0% | 0 | 0 | 0 | 0 | 0 | 0 | 0 | 0 | #N/A | #N/A | #N/A | #N/A | #N/A | #N/A | #N/A | 0 | 0 | 0 | #DIV/0!
[19 empty] | 0 | 0 | 0 | 0% | 0 | 0 | 0 | 0 | 0 | 0 | 0 | 0 | #N/A | #N/A | #N/A | #N/A | #N/A | #N/A | #N/A | 0 | 0 | 0 | #DIV/0!
[19 empty] | 0 | 0 | 0 | 0% | 0 | 0 | 0 | 0 | 0 | 0 | 0 | 0 | #N/A | #N/A | #N/A | #N/A | #N/A | #N/A | #N/A | 0 | 0 | 0 | #DIV/0!
[19 empty] | 0 | 0 | 0 | 0% | 0 | 0 | 0 | 0 | 0 | 0 | 0 | 0 | #N/A | #N/A | #N/A | #N/A | #N/A | #N/A | #N/A | 0 | 0 | 0 | #DIV/0!
[19 empty] | 0 | 0 | 0 | 0% | 0 | 0 | 0 | 0 | 0 | 0 | 0 | 0 | #N/A | #N/A | #N/A | #N/A | #N/A | #N/A | #N/A | 0 | 0 | 0 | #DIV/0!
[19 empty] | 0 | 0 | 0 | 0% | 0 | 0 | 0 | 0 | 0 | 0 | 0 | 0 | #N/A | #N/A | #N/A | #N/A | #N/A | #N/A | #N/A | 0 | 0 | 0 | #DIV/0!
[19 empty] | 0 | 0 | 0 | 0% | 0 | 0 | 0 | 0 | 0 | 0 | 0 | 0 | #N/A | #N/A | #N/A | #N/A | #N/A | #N/A | #N/A | 0 | 0 | 0 | #DIV/0!
[19 empty] | 0 | 0 | 0 | 0% | 0 | 0 | 0 | 0 | 0 | 0 | 0 | 0 | #N/A | #N/A | #N/A | #N/A | #N/A | #N/A | #N/A | 0 | 0 | 0 | #DIV/0!
[19 empty] | 0 | 0 | 0 | 0% | 0 | 0 | 0 | 0 | 0 | 0 | 0 | 0 | #N/A | #N/A | #N/A | #N/A | #N/A | #N/A | #N/A | 0 | 0 | 0 | #DIV/0!
[19 empty] | 0 | 0 | 0 | 0% | 0 | 0 | 0 | 0 | 0 | 0 | 0 | 0 | #N/A | #N/A | #N/A | #N/A | #N/A | #N/A | #N/A | 0 | 0 | 0 | #DIV/0!
[19 empty] | 0 | 0 | 0 | 0% | 0 | 0 | 0 | 0 | 0 | 0 | 0 | 0 | #N/A | #N/A | #N/A | #N/A | #N/A | #N/A | #N/A | 0 | 0 | 0 | #DIV/0!
[19 empty] | 0 | 0 | 0 | 0% | 0 | 0 | 0 | 0 | 0 | 0 | 0 | 0 | #N/A | #N/A | #N/A | #N/A | #N/A | #N/A | #N/A | 0 | 0 | 0 | #DIV/0!
[19 empty] | 0 | 0 | 0 | 0% | 0 | 0 | 0 | 0 | 0 | 0 | 0 | 0 | #N/A | #N/A | #N/A | #N/A | #N/A | #N/A | #N/A | 0 | 0 | 0 | #DIV/0!
[19 empty] | 0 | 0 | 0 | 0% | 0 | 0 | 0 | 0 | 0 | 0 | 0 | 0 | #N/A | #N/A | #N/A | #N/A | #N/A | #N/A | #N/A | 0 | 0 | 0 | #DIV/0!
[19 empty] | 0 | 0 | 0 | 0% | 0 | 0 | 0 | 0 | 0 | 0 | 0 | 0 | #N/A | #N/A | #N/A | #N/A | #N/A | #N/A | #N/A | 0 | 0 | 0 | #DIV/0!
[19 empty] | 0 | 0 | 0 | 0% | 0 | 0 | 0 | 0 | 0 | 0 | 0 | 0 | #N/A | #N/A | #N/A | #N/A | #N/A | #N/A | #N/A | 0 | 0 | 0 | #DIV/0!
[19 empty] | 0 | 0 | 0 | 0% | 0 | 0 | 0 | 0 | 0 | 0 | 0 | 0 | #N/A | #N/A | #N/A | #N/A | #N/A | #N/A | #N/A | 0 | 0 | 0 | #DIV/0!
[19 empty] | 0 | 0 | 0 | 0% | 0 | 0 | 0 | 0 | 0 | 0 | 0 | 0 | #N/A | #N/A | #N/A | #N/A | #N/A | #N/A | #N/A | 0 | 0 | 0 | #DIV/0!
[19 empty] | 0 | 0 | 0 | 0% | 0 | 0 | 0 | 0 | 0 | 0 | 0 | 0 | #N/A | #N/A | #N/A | #N/A | #N/A | #N/A | #N/A | 0 | 0 | 0 | #DIV/0!
[19 empty] | 0 | 0 | 0 | 0% | 0 | 0 | 0 | 0 | 0 | 0 | 0 | 0 | #N/A | #N/A | #N/A | #N/A | #N/A | #N/A | #N/A | 0 | 0 | 0 | #DIV/0!
[19 empty] | 0 | 0 | 0 | 0% | 0 | 0 | 0 | 0 | 0 | 0 | 0 | 0 | #N/A | #N/A | #N/A | #N/A | #N/A | #N/A | #N/A | 0 | 0 | 0 | #DIV/0!
[19 empty] | 0 | 0 | 0 | 0% | 0 | 0 | 0 | 0 | 0 | 0 | 0 | 0 | #N/A | #N/A | #N/A | #N/A | #N/A | #N/A | #N/A | 0 | 0 | 0 | #DIV/0!
[19 empty] | 0 | 0 | 0 | 0% | 0 | 0 | 0 | 0 | 0 | 0 | 0 | 0 | #N/A | #N/A | #N/A | #N/A | #N/A | #N/A | #N/A | 0 | 0 | 0 | #DIV/0!
[19 empty] | 0 | 0 | 0 | 0% | 0 | 0 | 0 | 0 | 0 | 0 | 0 | 0 | #N/A | #N/A | #N/A | #N/A | #N/A | #N/A | #N/A | 0 | 0 | 0 | #DIV/0!
[19 empty] | 0 | 0 | 0 | 0% | 0 | 0 | 0 | 0 | 0 | 0 | 0 | 0 | #N/A | #N/A | #N/A | #N/A | #N/A | #N/A | #N/A | 0 | 0 | 0 | #DIV/0!
[19 empty] | 0 | 0 | 0 | 0% | 0 | 0 | 0 | 0 | 0 | 0 | 0 | 0 | #N/A | #N/A | #N/A | #N/A | #N/A | #N/A | #N/A | 0 | 0 | 0 | #DIV/0!
[19 empty] | 0 | 0 | 0 | 0% | 0 | 0 | 0 | 0 | 0 | 0 | 0 | 0 | #N/A | #N/A | #N/A | #N/A | #N/A | #N/A | #N/A | 0 | 0 | 0 | #DIV/0!
[19 empty] | 0 | 0 | 0 | 0% | 0 | 0 | 0 | 0 | 0 | 0 | 0 | 0 | #N/A | #N/A | #N/A | #N/A | #N/A | #N/A | #N/A | 0 | 0 | 0 | #DIV/0!
[19 empty] | 0 | 0 | 0 | 0% | 0 | 0 | 0 | 0 | 0 | 0 | 0 | 0 | #N/A | #N/A | #N/A | #N/A | #N/A | #N/A | #N/A | 0 | 0 | 0 | #DIV/0!
[19 empty] | 0 | 0 | 0 | 0% | 0 | 0 | 0 | 0 | 0 | 0 | 0 | 0 | #N/A | #N/A | #N/A | #N/A | #N/A | #N/A | #N/A | 0 | 0 | 0 | #DIV/0!
[19 empty] | 0 | 0 | 0 | 0% | 0 | 0 | 0 | 0 | 0 | 0 | 0 | 0 | #N/A | #N/A | #N/A | #N/A | #N/A | #N/A | #N/A | 0 | 0 | 0 | #DIV/0!
[19 empty] | 0 | 0 | 0 | 0% | 0 | 0 | 0 | 0 | 0 | 0 | 0 | 0 | #N/A | #N/A | #N/A | #N/A | #N/A | #N/A | #N/A | 0 | 0 | 0 | #DIV/0!
[19 empty] | 0 | 0 | 0 | 0% | 0 | 0 | 0 | 0 | 0 | 0 | 0 | 0 | #N/A | #N/A | #N/A | #N/A | #N/A | #N/A | #N/A | 0 | 0 | 0 | #DIV/0!
[19 empty] | 0 | 0 | 0 | 0% | 0 | 0 | 0 | 0 | 0 | 0 | 0 | 0 | #N/A | #N/A | #N/A | #N/A | #N/A | #N/A | #N/A | 0 | 0 | 0 | #DIV/0!
[19 empty] | 0 | 0 | 0 | 0% | 0 | 0 | 0 | 0 | 0 | 0 | 0 | 0 | #N/A | #N/A | #N/A | #N/A | #N/A | #N/A | #N/A | 0 | 0 | 0 | #DIV/0!
[19 empty] | 0 | 0 | 0 | 0% | 0 | 0 | 0 | 0 | 0 | 0 | 0 | 0 | #N/A | #N/A | #N/A | #N/A | #N/A | #N/A | #N/A | 0 | 0 | 0 | #DIV/0!
[19 empty] | 0 | 0 | 0 | 0% | 0 | 0 | 0 | 0 | 0 | 0 | 0 | 0 | #N/A | #N/A | #N/A | #N/A | #N/A | #N/A | #N/A | 0 | 0 | 0 | #DIV/0!
[19 empty] | 0 | 0 | 0 | 0% | 0 | 0 | 0 | 0 | 0 | 0 | 0 | 0 | #N/A | #N/A | #N/A | #N/A | #N/A | #N/A | #N/A | 0 | 0 | 0 | #DIV/0!
[19 empty] | 0 | 0 | 0 | 0% | 0 | 0 | 0 | 0 | 0 | 0 | 0 | 0 | #N/A | #N/A | #N/A | #N/A | #N/A | #N/A | #N/A | 0 | 0 | 0 | #DIV/0!
[19 empty] | 0 | 0 | 0 | 0% | 0 | 0 | 0 | 0 | 0 | 0 | 0 | 0 | #N/A | #N/A | #N/A | #N/A | #N/A | #N/A | #N/A | 0 | 0 | 0 | #DIV/0!
[19 empty] | 0 | 0 | 0 | 0% | 0 | 0 | 0 | 0 | 0 | 0 | 0 | 0 | #N/A | #N/A | #N/A | #N/A | #N/A | #N/A | #N/A | 0 | 0 | 0 | #DIV/0!
[19 empty] | 0 | 0 | 0 | 0% | 0 | 0 | 0 | 0 | 0 | 0 | 0 | 0 | #N/A | #N/A | #N/A | #N/A | #N/A | #N/A | #N/A | 0 | 0 | 0 | #DIV/0!
[19 empty] | 0 | 0 | 0 | 0% | 0 | 0 | 0 | 0 | 0 | 0 | 0 | 0 | #N/A | #N/A | #N/A | #N/A | #N/A | #N/A | #N/A | 0 | 0 | 0 | #DIV/0!
[19 empty] | 0 | 0 | 0 | 0% | 0 | 0 | 0 | 0 | 0 | 0 | 0 | 0 | #N/A | #N/A | #N/A | #N/A | #N/A | #N/A | #N/A | 0 | 0 | 0 | #DIV/0!
[19 empty] | 0 | 0 | 0 | 0% | 0 | 0 | 0 | 0 | 0 | 0 | 0 | 0 | #N/A | #N/A | #N/A | #N/A | #N/A | #N/A | #N/A | 0 | 0 | 0 | #DIV/0!
[19 empty] | 0 | 0 | 0 | 0% | 0 | 0 | 0 | 0 | 0 | 0 | 0 | 0 | #N/A | #N/A | #N/A | #N/A | #N/A | #N/A | #N/A | 0 | 0 | 0 | #DIV/0!
[19 empty] | 0 | 0 | 0 | 0% | 0 | 0 | 0 | 0 | 0 | 0 | 0 | 0 | #N/A | #N/A | #N/A | #N/A | #N/A | #N/A | #N/A | 0 | 0 | 0 | #DIV/0!
[19 empty] | 0 | 0 | 0 | 0% | 0 | 0 | 0 | 0 | 0 | 0 | 0 | 0 | #N/A | #N/A | #N/A | #N/A | #N/A | #N/A | #N/A | 0 | 0 | 0 | #DIV/0!
[19 empty] | 0 | 0 | 0 | 0% | 0 | 0 | 0 | 0 | 0 | 0 | 0 | 0 | #N/A | #N/A | #N/A | #N/A | #N/A | #N/A | #N/A | 0 | 0 | 0 | #DIV/0!
[19 empty] | 0 | 0 | 0 | 0% | 0 | 0 | 0 | 0 | 0 | 0 | 0 | 0 | #N/A | #N/A | #N/A | #N/A | #N/A | #N/A | #N/A | 0 | 0 | 0 | #DIV/0!
[19 empty] | 0 | 0 | 0 | 0% | 0 | 0 | 0 | 0 | 0 | 0 | 0 | 0 | #N/A | #N/A | #N/A | #N/A | #N/A | #N/A | #N/A | 0 | 0 | 0 | #DIV/0!
[19 empty] | 0 | 0 | 0 | 0% | 0 | 0 | 0 | 0 | 0 | 0 | 0 | 0 | #N/A | #N/A | #N/A | #N/A | #N/A | #N/A | #N/A | 0 | 0 | 0 | #DIV/0!
[19 empty] | 0 | 0 | 0 | 0% | 0 | 0 | 0 | 0 | 0 | 0 | 0 | 0 | #N/A | #N/A | #N/A | #N/A | #N/A | #N/A | #N/A | 0 | 0 | 0 | #DIV/0!
[19 empty] | 0 | 0 | 0 | 0% | 0 | 0 | 0 | 0 | 0 | 0 | 0 | 0 | #N/A | #N/A | #N/A | #N/A | #N/A | #N/A | #N/A | 0 | 0 | 0 | #DIV/0!
[19 empty] | 0 | 0 | 0 | 0% | 0 | 0 | 0 | 0 | 0 | 0 | 0 | 0 | #N/A | #N/A | #N/A | #N/A | #N/A | #N/A | #N/A | 0 | 0 | 0 | #DIV/0!
[19 empty] | 0 | 0 | 0 | 0% | 0 | 0 | 0 | 0 | 0 | 0 | 0 | 0 | #N/A | #N/A | #N/A | #N/A | #N/A | #N/A | #N/A | 0 | 0 | 0 | #DIV/0!
[19 empty] | 0 | 0 | 0 | 0% | 0 | 0 | 0 | 0 | 0 | 0 | 0 | 0 | #N/A | #N/A | #N/A | #N/A | #N/A | #N/A | #N/A | 0 | 0 | 0 | #DIV/0!
[19 empty] | 0 | 0 | 0 | 0% | 0 | 0 | 0 | 0 | 0 | 0 | 0 | 0 | #N/A | #N/A | #N/A | #N/A | #N/A | #N/A | #N/A | 0 | 0 | 0 | #DIV/0!
[19 empty] | 0 | 0 | 0 | 0% | 0 | 0 | 0 | 0 | 0 | 0 | 0 | 0 | #N/A | #N/A | #N/A | #N/A | #N/A | #N/A | #N/A | 0 | 0 | 0 | #DIV/0!
[19 empty] | 0 | 0 | 0 | 0% | 0 | 0 | 0 | 0 | 0 | 0 | 0 | 0 | #N/A | #N/A | #N/A | #N/A | #N/A | #N/A | #N/A | 0 | 0 | 0 | #DIV/0!
[19 empty] | 0 | 0 | 0 | 0% | 0 | 0 | 0 | 0 | 0 | 0 | 0 | 0 | #N/A | #N/A | #N/A | #N/A | #N/A | #N/A | #N/A | 0 | 0 | 0 | #DIV/0!
[19 empty] | 0 | 0 | 0 | 0% | 0 | 0 | 0 | 0 | 0 | 0 | 0 | 0 | #N/A | #N/A | #N/A | #N/A | #N/A | #N/A | #N/A | 0 | 0 | 0 | #DIV/0!
[19 empty] | 0 | 0 | 0 | 0% | 0 | 0 | 0 | 0 | 0 | 0 | 0 | 0 | #N/A | #N/A | #N/A | #N/A | #N/A | #N/A | #N/A | 0 | 0 | 0 | #DIV/0!
[19 empty] | 0 | 0 | 0 | 0% | 0 | 0 | 0 | 0 | 0 | 0 | 0 | 0 | #N/A | #N/A | #N/A | #N/A | #N/A | #N/A | #N/A | 0 | 0 | 0 | #DIV/0!
[19 empty] | 0 | 0 | 0 | 0% | 0 | 0 | 0 | 0 | 0 | 0 | 0 | 0 | #N/A | #N/A | #N/A | #N/A | #N/A | #N/A | #N/A | 0 | 0 | 0 | #DIV/0!
[19 empty] | 0 | 0 | 0 | 0% | 0 | 0 | 0 | 0 | 0 | 0 | 0 | 0 | #N/A | #N/A | #N/A | #N/A | #N/A | #N/A | #N/A | 0 | 0 | 0 | #DIV/0!
[19 empty] | 0 | 0 | 0 | 0% | 0 | 0 | 0 | 0 | 0 | 0 | 0 | 0 | #N/A | #N/A | #N/A | #N/A | #N/A | #N/A | #N/A | 0 | 0 | 0 | #DIV/0!
[19 empty] | 0 | 0 | 0 | 0% | 0 | 0 | 0 | 0 | 0 | 0 | 0 | 0 | #N/A | #N/A | #N/A | #N/A | #N/A | #N/A | #N/A | 0 | 0 | 0 | #DIV/0!
[19 empty] | 0 | 0 | 0 | 0% | 0 | 0 | 0 | 0 | 0 | 0 | 0 | 0 | #N/A | #N/A | #N/A | #N/A | #N/A | #N/A | #N/A | 0 | 0 | 0 | #DIV/0!
[19 empty] | 0 | 0 | 0 | 0% | 0 | 0 | 0 | 0 | 0 | 0 | 0 | 0 | #N/A | #N/A | #N/A | #N/A | #N/A | #N/A | #N/A | 0 | 0 | 0 | #DIV/0!
[19 empty] | 0 | 0 | 0 | 0% | 0 | 0 | 0 | 0 | 0 | 0 | 0 | 0 | #N/A | #N/A | #N/A | #N/A | #N/A | #N/A | #N/A | 0 | 0 | 0 | #DIV/0!
[19 empty] | 0 | 0 | 0 | 0% | 0 | 0 | 0 | 0 | 0 | 0 | 0 | 0 | #N/A | #N/A | #N/A | #N/A | #N/A | #N/A | #N/A | 0 | 0 | 0 | #DIV/0!
[19 empty] | 0 | 0 | 0 | 0% | 0 | 0 | 0 | 0 | 0 | 0 | 0 | 0 | #N/A | #N/A | #N/A | #N/A | #N/A | #N/A | #N/A | 0 | 0 | 0 | #DIV/0!
[19 empty] | 0 | 0 | 0 | 0% | 0 | 0 | 0 | 0 | 0 | 0 | 0 | 0 | #N/A | #N/A | #N/A | #N/A | #N/A | #N/A | #N/A | 0 | 0 | 0 | #DIV/0!
[19 empty] | 0 | 0 | 0 | 0% | 0 | 0 | 0 | 0 | 0 | 0 | 0 | 0 | #N/A | #N/A | #N/A | #N/A | #N/A | #N/A | #N/A | 0 | 0 | 0 | #DIV/0!
[19 empty] | 0 | 0 | 0 | 0% | 0 | 0 | 0 | 0 | 0 | 0 | 0 | 0 | #N/A | #N/A | #N/A | #N/A | #N/A | #N/A | #N/A | 0 | 0 | 0 | #DIV/0!
[19 empty] | 0 | 0 | 0 | 0% | 0 | 0 | 0 | 0 | 0 | 0 | 0 | 0 | #N/A | #N/A | #N/A | #N/A | #N/A | #N/A | #N/A | 0 | 0 | 0 | #DIV/0!
[19 empty] | 0 | 0 | 0 | 0% | 0 | 0 | 0 | 0 | 0 | 0 | 0 | 0 | #N/A | #N/A | #N/A | #N/A | #N/A | #N/A | #N/A | 0 | 0 | 0 | #DIV/0!
[19 empty] | 0 | 0 | 0 | 0% | 0 | 0 | 0 | 0 | 0 | 0 | 0 | 0 | #N/A | #N/A | #N/A | #N/A | #N/A | #N/A | #N/A | 0 | 0 | 0 | #DIV/0!
[19 empty] | 0 | 0 | 0 | 0% | 0 | 0 | 0 | 0 | 0 | 0 | 0 | 0 | #N/A | #N/A | #N/A | #N/A | #N/A | #N/A | #N/A | 0 | 0 | 0 | #DIV/0!
[19 empty] | 0 | 0 | 0 | 0% | 0 | 0 | 0 | 0 | 0 | 0 | 0 | 0 | #N/A | #N/A | #N/A | #N/A | #N/A | #N/A | #N/A | 0 | 0 | 0 | #DIV/0!
[19 empty] | 0 | 0 | 0 | 0% | 0 | 0 | 0 | 0 | 0 | 0 | 0 | 0 | #N/A | #N/A | #N/A | #N/A | #N/A | #N/A | #N/A | 0 | 0 | 0 | #DIV/0!
[19 empty] | 0 | 0 | 0 | 0% | 0 | 0 | 0 | 0 | 0 | 0 | 0 | 0 | #N/A | #N/A | #N/A | #N/A | #N/A | #N/A | #N/A | 0 | 0 | 0 | #DIV/0!
[19 empty] | 0 | 0 | 0 | 0% | 0 | 0 | 0 | 0 | 0 | 0 | 0 | 0 | #N/A | #N/A | #N/A | #N/A | #N/A | #N/A | #N/A | 0 | 0 | 0 | #DIV/0!
[19 empty] | 0 | 0 | 0 | 0% | 0 | 0 | 0 | 0 | 0 | 0 | 0 | 0 | #N/A | #N/A | #N/A | #N/A | #N/A | #N/A | #N/A | 0 | 0 | 0 | #DIV/0!
[19 empty] | 0 | 0 | 0 | 0% | 0 | 0 | 0 | 0 | 0 | 0 | 0 | 0 | #N/A | #N/A | #N/A | #N/A | #N/A | #N/A | #N/A | 0 | 0 | 0 | #DIV/0!
[19 empty] | 0 | 0 | 0 | 0% | 0 | 0 | 0 | 0 | 0 | 0 | 0 | 0 | #N/A | #N/A | #N/A | #N/A | #N/A | #N/A | #N/A | 0 | 0 | 0 | #DIV/0!
[19 empty] | 0 | 0 | 0 | 0% | 0 | 0 | 0 | 0 | 0 | 0 | 0 | 0 | #N/A | #N/A | #N/A | #N/A | #N/A | #N/A | #N/A | 0 | 0 | 0 | #DIV/0!
[19 empty] | 0 | 0 | 0 | 0% | 0 | 0 | 0 | 0 | 0 | 0 | 0 | 0 | #N/A | #N/A | #N/A | #N/A | #N/A | #N/A | #N/A | 0 | 0 | 0 | #DIV/0!
[19 empty] | 0 | 0 | 0 | 0% | 0 | 0 | 0 | 0 | 0 | 0 | 0 | 0 | #N/A | #N/A | #N/A | #N/A | #N/A | #N/A | #N/A | 0 | 0 | 0 | #DIV/0!
[19 empty] | 0 | 0 | 0 | 0% | 0 | 0 | 0 | 0 | 0 | 0 | 0 | 0 | #N/A | #N/A | #N/A | #N/A | #N/A | #N/A | #N/A | 0 | 0 | 0 | #DIV/0!
[19 empty] | 0 | 0 | 0 | 0% | 0 | 0 | 0 | 0 | 0 | 0 | 0 | 0 | #N/A | #N/A | #N/A | #N/A | #N/A | #N/A | #N/A | 0 | 0 | 0 | #DIV/0!
[19 empty] | 0 | 0 | 0 | 0% | 0 | 0 | 0 | 0 | 0 | 0 | 0 | 0 | #N/A | #N/A | #N/A | #N/A | #N/A | #N/A | #N/A | 0 | 0 | 0 | #DIV/0!
[19 empty] | 0 | 0 | 0 | 0% | 0 | 0 | 0 | 0 | 0 | 0 | 0 | 0 | #N/A | #N/A | #N/A | #N/A | #N/A | #N/A | #N/A | 0 | 0 | 0 | #DIV/0!
[19 empty] | 0 | 0 | 0 | 0% | 0 | 0 | 0 | 0 | 0 | 0 | 0 | 0 | #N/A | #N/A | #N/A | #N/A | #N/A | #N/A | #N/A | 0 | 0 | 0 | #DIV/0!
[19 empty] | 0 | 0 | 0 | 0% | 0 | 0 | 0 | 0 | 0 | 0 | 0 | 0 | #N/A | #N/A | #N/A | #N/A | #N/A | #N/A | #N/A | 0 | 0 | 0 | #DIV/0!
[19 empty] | 0 | 0 | 0 | 0% | 0 | 0 | 0 | 0 | 0 | 0 | 0 | 0 | #N/A | #N/A | #N/A | #N/A | #N/A | #N/A | #N/A | 0 | 0 | 0 | #DIV/0!
[19 empty] | 0 | 0 | 0 | 0% | 0 | 0 | 0 | 0 | 0 | 0 | 0 | 0 | #N/A | #N/A | #N/A | #N/A | #N/A | #N/A | #N/A | 0 | 0 | 0 | #DIV/0!
[19 empty] | 0 | 0 | 0 | 0% | 0 | 0 | 0 | 0 | 0 | 0 | 0 | 0 | #N/A | #N/A | #N/A | #N/A | #N/A | #N/A | #N/A | 0 | 0 | 0 | #DIV/0!
[19 empty] | 0 | 0 | 0 | 0% | 0 | 0 | 0 | 0 | 0 | 0 | 0 | 0 | #N/A | #N/A | #N/A | #N/A | #N/A | #N/A | #N/A | 0 | 0 | 0 | #DIV/0!
[19 empty] | 0 | 0 | 0 | 0% | 0 | 0 | 0 | 0 | 0 | 0 | 0 | 0 | #N/A | #N/A | #N/A | #N/A | #N/A | #N/A | #N/A | 0 | 0 | 0 | #DIV/0!
[19 empty] | 0 | 0 | 0 | 0% | 0 | 0 | 0 | 0 | 0 | 0 | 0 | 0 | #N/A | #N/A | #N/A | #N/A | #N/A | #N/A | #N/A | 0 | 0 | 0 | #DIV/0!
[19 empty] | 0 | 0 | 0 | 0% | 0 | 0 | 0 | 0 | 0 | 0 | 0 | 0 | #N/A | #N/A | #N/A | #N/A | #N/A | #N/A | #N/A | 0 | 0 | 0 | #DIV/0!
[19 empty] | 0 | 0 | 0 | 0% | 0 | 0 | 0 | 0 | 0 | 0 | 0 | 0 | #N/A | #N/A | #N/A | #N/A | #N/A | #N/A | #N/A | 0 | 0 | 0 | #DIV/0!
[19 empty] | 0 | 0 | 0 | 0% | 0 | 0 | 0 | 0 | 0 | 0 | 0 | 0 | #N/A | #N/A | #N/A | #N/A | #N/A | #N/A | #N/A | 0 | 0 | 0 | #DIV/0!
[19 empty] | 0 | 0 | 0 | 0% | 0 | 0 | 0 | 0 | 0 | 0 | 0 | 0 | #N/A | #N/A | #N/A | #N/A | #N/A | #N/A | #N/A | 0 | 0 | 0 | #DIV/0!
[19 empty] | 0 | 0 | 0 | 0% | 0 | 0 | 0 | 0 | 0 | 0 | 0 | 0 | #N/A | #N/A | #N/A | #N/A | #N/A | #N/A | #N/A | 0 | 0 | 0 | #DIV/0!
[19 empty] | 0 | 0 | 0 | 0% | 0 | 0 | 0 | 0 | 0 | 0 | 0 | 0 | #N/A | #N/A | #N/A | #N/A | #N/A | #N/A | #N/A | 0 | 0 | 0 | #DIV/0!
[19 empty] | 0 | 0 | 0 | 0% | 0 | 0 | 0 | 0 | 0 | 0 | 0 | 0 | #N/A | #N/A | #N/A | #N/A | #N/A | #N/A | #N/A | 0 | 0 | 0 | #DIV/0!
[19 empty] | 0 | 0 | 0 | 0% | 0 | 0 | 0 | 0 | 0 | 0 | 0 | 0 | #N/A | #N/A | #N/A | #N/A | #N/A | #N/A | #N/A | 0 | 0 | 0 | #DIV/0!
[19 empty] | 0 | 0 | 0 | 0% | 0 | 0 | 0 | 0 | 0 | 0 | 0 | 0 | #N/A | #N/A | #N/A | #N/A | #N/A | #N/A | #N/A | 0 | 0 | 0 | #DIV/0!
[19 empty] | 0 | 0 | 0 | 0% | 0 | 0 | 0 | 0 | 0 | 0 | 0 | 0 | #N/A | #N/A | #N/A | #N/A | #N/A | #N/A | #N/A | 0 | 0 | 0 | #DIV/0!
[19 empty] | 0 | 0 | 0 | 0% | 0 | 0 | 0 | 0 | 0 | 0 | 0 | 0 | #N/A | #N/A | #N/A | #N/A | #N/A | #N/A | #N/A | 0 | 0 | 0 | #DIV/0!
[19 empty] | 0 | 0 | 0 | 0% | 0 | 0 | 0 | 0 | 0 | 0 | 0 | 0 | #N/A | #N/A | #N/A | #N/A | #N/A | #N/A | #N/A | 0 | 0 | 0 | #DIV/0!
[19 empty] | 0 | 0 | 0 | 0% | 0 | 0 | 0 | 0 | 0 | 0 | 0 | 0 | #N/A | #N/A | #N/A | #N/A | #N/A | #N/A | #N/A | 0 | 0 | 0 | #DIV/0!
[19 empty] | 0 | 0 | 0 | 0% | 0 | 0 | 0 | 0 | 0 | 0 | 0 | 0 | #N/A | #N/A | #N/A | #N/A | #N/A | #N/A | #N/A | 0 | 0 | 0 | #DIV/0!
[19 empty] | 0 | 0 | 0 | 0% | 0 | 0 | 0 | 0 | 0 | 0 | 0 | 0 | #N/A | #N/A | #N/A | #N/A | #N/A | #N/A | #N/A | 0 | 0 | 0 | #DIV/0!
[19 empty] | 0 | 0 | 0 | 0% | 0 | 0 | 0 | 0 | 0 | 0 | 0 | 0 | #N/A | #N/A | #N/A | #N/A | #N/A | #N/A | #N/A | 0 | 0 | 0 | #DIV/0!
[19 empty] | 0 | 0 | 0 | 0% | 0 | 0 | 0 | 0 | 0 | 0 | 0 | 0 | #N/A | #N/A | #N/A | #N/A | #N/A | #N/A | #N/A | 0 | 0 | 0 | #DIV/0!
[19 empty] | 0 | 0 | 0 | 0% | 0 | 0 | 0 | 0 | 0 | 0 | 0 | 0 | #N/A | #N/A | #N/A | #N/A | #N/A | #N/A | #N/A | 0 | 0 | 0 | #DIV/0!
[19 empty] | 0 | 0 | 0 | 0% | 0 | 0 | 0 | 0 | 0 | 0 | 0 | 0 | #N/A | #N/A | #N/A | #N/A | #N/A | #N/A | #N/A | 0 | 0 | 0 | #DIV/0!
[19 empty] | 0 | 0 | 0 | 0% | 0 | 0 | 0 | 0 | 0 | 0 | 0 | 0 | #N/A | #N/A | #N/A | #N/A | #N/A | #N/A | #N/A | 0 | 0 | 0 | #DIV/0!
[19 empty] | 0 | 0 | 0 | 0% | 0 | 0 | 0 | 0 | 0 | 0 | 0 | 0 | #N/A | #N/A | #N/A | #N/A | #N/A | #N/A | #N/A | 0 | 0 | 0 | #DIV/0!
[19 empty] | 0 | 0 | 0 | 0% | 0 | 0 | 0 | 0 | 0 | 0 | 0 | 0 | #N/A | #N/A | #N/A | #N/A | #N/A | #N/A | #N/A | 0 | 0 | 0 | #DIV/0!
[19 empty] | 0 | 0 | 0 | 0% | 0 | 0 | 0 | 0 | 0 | 0 | 0 | 0 | #N/A | #N/A | #N/A | #N/A | #N/A | #N/A | #N/A | 0 | 0 | 0 | #DIV/0!
[19 empty] | 0 | 0 | 0 | 0% | 0 | 0 | 0 | 0 | 0 | 0 | 0 | 0 | #N/A | #N/A | #N/A | #N/A | #N/A | #N/A | #N/A | 0 | 0 | 0 | #DIV/0!
[19 empty] | 0 | 0 | 0 | 0% | 0 | 0 | 0 | 0 | 0 | 0 | 0 | 0 | #N/A | #N/A | #N/A | #N/A | #N/A | #N/A | #N/A | 0 | 0 | 0 | #DIV/0!
[19 empty] | 0 | 0 | 0 | 0% | 0 | 0 | 0 | 0 | 0 | 0 | 0 | 0 | #N/A | #N/A | #N/A | #N/A | #N/A | #N/A | #N/A | 0 | 0 | 0 | #DIV/0!
[19 empty] | 0 | 0 | 0 | 0% | 0 | 0 | 0 | 0 | 0 | 0 | 0 | 0 | #N/A | #N/A | #N/A | #N/A | #N/A | #N/A | #N/A | 0 | 0 | 0 | #DIV/0!
[19 empty] | 0 | 0 | 0 | 0% | 0 | 0 | 0 | 0 | 0 | 0 | 0 | 0 | #N/A | #N/A | #N/A | #N/A | #N/A | #N/A | #N/A | 0 | 0 | 0 | #DIV/0!
[19 empty] | 0 | 0 | 0 | 0% | 0 | 0 | 0 | 0 | 0 | 0 | 0 | 0 | #N/A | #N/A | #N/A | #N/A | #N/A | #N/A | #N/A | 0 | 0 | 0 | #DIV/0!
[19 empty] | 0 | 0 | 0 | 0% | 0 | 0 | 0 | 0 | 0 | 0 | 0 | 0 | #N/A | #N/A | #N/A | #N/A | #N/A | #N/A | #N/A | 0 | 0 | 0 | #DIV/0!
[19 empty] | 0 | 0 | 0 | 0% | 0 | 0 | 0 | 0 | 0 | 0 | 0 | 0 | #N/A | #N/A | #N/A | #N/A | #N/A | #N/A | #N/A | 0 | 0 | 0 | #DIV/0!
[19 empty] | 0 | 0 | 0 | 0% | 0 | 0 | 0 | 0 | 0 | 0 | 0 | 0 | #N/A | #N/A | #N/A | #N/A | #N/A | #N/A | #N/A | 0 | 0 | 0 | #DIV/0!
[19 empty] | 0 | 0 | 0 | 0% | 0 | 0 | 0 | 0 | 0 | 0 | 0 | 0 | #N/A | #N/A | #N/A | #N/A | #N/A | #N/A | #N/A | 0 | 0 | 0 | #DIV/0!
[19 empty] | 0 | 0 | 0 | 0% | 0 | 0 | 0 | 0 | 0 | 0 | 0 | 0 | #N/A | #N/A | #N/A | #N/A | #N/A | #N/A | #N/A | 0 | 0 | 0 | #DIV/0!
[19 empty] | 0 | 0 | 0 | 0% | 0 | 0 | 0 | 0 | 0 | 0 | 0 | 0 | #N/A | #N/A | #N/A | #N/A | #N/A | #N/A | #N/A | 0 | 0 | 0 | #DIV/0!
[19 empty] | 0 | 0 | 0 | 0% | 0 | 0 | 0 | 0 | 0 | 0 | 0 | 0 | #N/A | #N/A | #N/A | #N/A | #N/A | #N/A | #N/A | 0 | 0 | 0 | #DIV/0!
[19 empty] | 0 | 0 | 0 | 0% | 0 | 0 | 0 | 0 | 0 | 0 | 0 | 0 | #N/A | #N/A | #N/A | #N/A | #N/A | #N/A | #N/A | 0 | 0 | 0 | #DIV/0!
[19 empty] | 0 | 0 | 0 | 0% | 0 | 0 | 0 | 0 | 0 | 0 | 0 | 0 | #N/A | #N/A | #N/A | #N/A | #N/A | #N/A | #N/A | 0 | 0 | 0 | #DIV/0!
[19 empty] | 0 | 0 | 0 | 0% | 0 | 0 | 0 | 0 | 0 | 0 | 0 | 0 | #N/A | #N/A | #N/A | #N/A | #N/A | #N/A | #N/A | 0 | 0 | 0 | #DIV/0!
[19 empty] | 0 | 0 | 0 | 0% | 0 | 0 | 0 | 0 | 0 | 0 | 0 | 0 | #N/A | #N/A | #N/A | #N/A | #N/A | #N/A | #N/A | 0 | 0 | 0 | #DIV/0!
[19 empty] | 0 | 0 | 0 | 0% | 0 | 0 | 0 | 0 | 0 | 0 | 0 | 0 | #N/A | #N/A | #N/A | #N/A | #N/A | #N/A | #N/A | 0 | 0 | 0 | #DIV/0!
[19 empty] | 0 | 0 | 0 | 0% | 0 | 0 | 0 | 0 | 0 | 0 | 0 | 0 | #N/A | #N/A | #N/A | #N/A | #N/A | #N/A | #N/A | 0 | 0 | 0 | #DIV/0!
[19 empty] | 0 | 0 | 0 | 0% | 0 | 0 | 0 | 0 | 0 | 0 | 0 | 0 | #N/A | #N/A | #N/A | #N/A | #N/A | #N/A | #N/A | 0 | 0 | 0 | #DIV/0!
[19 empty] | 0 | 0 | 0 | 0% | 0 | 0 | 0 | 0 | 0 | 0 | 0 | 0 | #N/A | #N/A | #N/A | #N/A | #N/A | #N/A | #N/A | 0 | 0 | 0 | #DIV/0!
[19 empty] | 0 | 0 | 0 | 0% | 0 | 0 | 0 | 0 | 0 | 0 | 0 | 0 | #N/A | #N/A | #N/A | #N/A | #N/A | #N/A | #N/A | 0 | 0 | 0 | #DIV/0!
[19 empty] | 0 | 0 | 0 | 0% | 0 | 0 | 0 | 0 | 0 | 0 | 0 | 0 | #N/A | #N/A | #N/A | #N/A | #N/A | #N/A | #N/A | 0 | 0 | 0 | #DIV/0!
[19 empty] | 0 | 0 | 0 | 0% | 0 | 0 | 0 | 0 | 0 | 0 | 0 | 0 | #N/A | #N/A | #N/A | #N/A | #N/A | #N/A | #N/A | 0 | 0 | 0 | #DIV/0!
[19 empty] | 0 | 0 | 0 | 0% | 0 | 0 | 0 | 0 | 0 | 0 | 0 | 0 | #N/A | #N/A | #N/A | #N/A | #N/A | #N/A | #N/A | 0 | 0 | 0 | #DIV/0!
[19 empty] | 0 | 0 | 0 | 0% | 0 | 0 | 0 | 0 | 0 | 0 | 0 | 0 | #N/A | #N/A | #N/A | #N/A | #N/A | #N/A | #N/A | 0 | 0 | 0 | #DIV/0!
[19 empty] | 0 | 0 | 0 | 0% | 0 | 0 | 0 | 0 | 0 | 0 | 0 | 0 | #N/A | #N/A | #N/A | #N/A | #N/A | #N/A | #N/A | 0 | 0 | 0 | #DIV/0!
[19 empty] | 0 | 0 | 0 | 0% | 0 | 0 | 0 | 0 | 0 | 0 | 0 | 0 | #N/A | #N/A | #N/A | #N/A | #N/A | #N/A | #N/A | 0 | 0 | 0 | #DIV/0!
[19 empty] | 0 | 0 | 0 | 0% | 0 | 0 | 0 | 0 | 0 | 0 | 0 | 0 | #N/A | #N/A | #N/A | #N/A | #N/A | #N/A | #N/A | 0 | 0 | 0 | #DIV/0!
[19 empty] | 0 | 0 | 0 | 0% | 0 | 0 | 0 | 0 | 0 | 0 | 0 | 0 | #N/A | #N/A | #N/A | #N/A | #N/A | #N/A | #N/A | 0 | 0 | 0 | #DIV/0!
[19 empty] | 0 | 0 | 0 | 0% | 0 | 0 | 0 | 0 | 0 | 0 | 0 | 0 | #N/A | #N/A | #N/A | #N/A | #N/A | #N/A | #N/A | 0 | 0 | 0 | #DIV/0!
[19 empty] | 0 | 0 | 0 | 0% | 0 | 0 | 0 | 0 | 0 | 0 | 0 | 0 | #N/A | #N/A | #N/A | #N/A | #N/A | #N/A | #N/A | 0 | 0 | 0 | #DIV/0!
[19 empty] | 0 | 0 | 0 | 0% | 0 | 0 | 0 | 0 | 0 | 0 | 0 | 0 | #N/A | #N/A | #N/A | #N/A | #N/A | #N/A | #N/A | 0 | 0 | 0 | #DIV/0!
[19 empty] | 0 | 0 | 0 | 0% | 0 | 0 | 0 | 0 | 0 | 0 | 0 | 0 | #N/A | #N/A | #N/A | #N/A | #N/A | #N/A | #N/A | 0 | 0 | 0 | #DIV/0!
[19 empty] | 0 | 0 | 0 | 0% | 0 | 0 | 0 | 0 | 0 | 0 | 0 | 0 | #N/A | #N/A | #N/A | #N/A | #N/A | #N/A | #N/A | 0 | 0 | 0 | #DIV/0!
[19 empty] | 0 | 0 | 0 | 0% | 0 | 0 | 0 | 0 | 0 | 0 | 0 | 0 | #N/A | #N/A | #N/A | #N/A | #N/A | #N/A | #N/A | 0 | 0 | 0 | #DIV/0!
[19 empty] | 0 | 0 | 0 | 0% | 0 | 0 | 0 | 0 | 0 | 0 | 0 | 0 | #N/A | #N/A | #N/A | #N/A | #N/A | #N/A | #N/A | 0 | 0 | 0 | #DIV/0!
[19 empty] | 0 | 0 | 0 | 0% | 0 | 0 | 0 | 0 | 0 | 0 | 0 | 0 | #N/A | #N/A | #N/A | #N/A | #N/A | #N/A | #N/A | 0 | 0 | 0 | #DIV/0!

## Home Energy Reports {E}
Rtn to Summary |  | Order Number | Program Name | Discount Rate: | 6.8% | [9 empty] | Paste in incentives but use DBtC for Total
| Program: | 18230461 | Home Energy Reports {E}
| paste |  |  | paste | paste | paste | paste | paste | paste | paste | paste | paste | paste | Paste | paste | paste | paste | paste | Formula: G + H | Formula: (O/A10)*T | Formula: N - M | Formula: O/A10 | Formula: W*A8 | Formula: Q - P | Formula: X + DBtC | Formula: Q + X | Formula: Z/(1+ElecDiscountRate)^1 | Formula: AA/(1+ElecDiscountRate)^1 | Formula: -PV (ElecDiscount Rate,T,R)*J | Formula: - PV (ElecDiscount Rate, T, S)*J |  | AF*J*K |  | AH*J*L | AG + AI |  | AG +AI -AK | formula: Logic to lookup from AC tables and adjust by savings and quantity | Formula: Utility Savings (AM)*1.1+AD+AE | formula: AM/AB | formula: AN/AC
| Sch. No. | Order Number | Program Name | Measure Version | Measure Name | First Period Measure Life | Second period Measure Life | Electric End-Use Type | Number of units offered | Savings per Unit Period 1 | Savngs per Unit Period 2 | Incentives Per Unit | Incremental Measure Cost per Unit | Total First Year Savings | Total Incentive | Total Incremental Measure Cost | Unit First Year Non-Energy Benefits | Unit Annual Net Equipment O&M | Total Measure Life | Weighted Life | Agency or Customer Cost per Unit | Percent Unit overhead | Program Overhead Cost | Total Customer Cost | Total Utility Program Costs | Total Resource Cost | PV Total Utility Program Costs | PV Total Resource Costs | PV Total Non-Energy Benefits | PV Total Net Equipment O&M | Unit PV First period Savings for 1 kWh | Total First Period Savings | Unit PV Savings for Second Period for 1 kWh | Total Second period Savings | Unadjusted Total | Decrement | Final UC Total Savings | PV Total Savings UC | PV Total Savings TRC | UC B/C Ratio | TRC B/C Ratio
DBTC: | E214 | 18230461 | Home Energy Reports {E} | 13353-1 | Energy Report - E - Res | 2 | 0 | Res Lighting | 51795.45 | 23.75 |  | 0.46 | 0.46 | 1230142 | 0 | 0 | 0 | 0 | 2 | 0.079866 | 0 | 3.993% | 35920.4872 | 0 | 67090.5894 | 35920.4872 | 62818.9039 | 33633.415 | 0 | 0 | 0.17814 | 219135.2957 | 0.17814 | 0 | 219135.2957 | 0 | 219135.2957 | 219135.2957 | 241048.8253 | 3.4884 | 7.1669
780564.1 | E214 | 18230461 | Home Energy Reports {E} | 13353-2 | Energy Report - E - Res | 1 | 0 | Res Lighting | 194817 | 151.81 |  | 3.12 | 3.12 | 29575168.77 | 607829.04 | 607829.04 | 0 | 0 | 1 | 0.96007 | 0 | 96.01% | 863603.1228 | 0 | 1612997.1206 | 1471432.1628 | 1510296.9294 | 1377745.4707 | 0 | 0 | 0.090945 | 2689707.3172 | 0.090945 | 0 | 2689707.3172 | 0 | 2689707.3172 | 2689707.3172 | 2958678.0489 | 1.7809 | 2.1475
Program Costs: | E214 | 18230461 | Home Energy Reports {E} | [15 empty] | 0 | 0 | 0 | 0% | 0 | 0 | 0 | 0 | 0 | 0 | 0 | 0 | #N/A | #N/A | #N/A | #N/A | #N/A | #N/A | #N/A | 0 | 0 | 0 | #DIV/0!
899523.61 | E214 | 18230461 | Home Energy Reports {E} | [15 empty] | 0 | 0 | 0 | 0% | 0 | 0 | 0 | 0 | 0 | 0 | 0 | 0 | #N/A | #N/A | #N/A | #N/A | #N/A | #N/A | #N/A | 0 | 0 | 0 | #DIV/0!
Total Savings (kWh): | E214 | 18230461 | Home Energy Reports {E} | [15 empty] | 0 | 0 | 0 | 0% | 0 | 0 | 0 | 0 | 0 | 0 | 0 | 0 | #N/A | #N/A | #N/A | #N/A | #N/A | #N/A | #N/A | 0 | 0 | 0 | #DIV/0!
30805310.77 | [18 empty] | 0 | 0 | 0 | 0% | 0 | 0 | 0 | 0 | 0 | 0 | 0 | 0 | #N/A | #N/A | #N/A | #N/A | #N/A | #N/A | #N/A | 0 | 0 | 0 | #DIV/0!
Total Incentives: | [18 empty] | 0 | 0 | 0 | 0% | 0 | 0 | 0 | 0 | 0 | 0 | 0 | 0 | #N/A | #N/A | #N/A | #N/A | #N/A | #N/A | #N/A | 0 | 0 | 0 | #DIV/0!
607829.04 | [18 empty] | 0 | 0 | 0 | 0% | 0 | 0 | 0 | 0 | 0 | 0 | 0 | 0 | #N/A | #N/A | #N/A | #N/A | #N/A | #N/A | #N/A | 0 | 0 | 0 | #DIV/0!
Total Customer Costs: | [18 empty] | 0 | 0 | 0 | 0% | 0 | 0 | 0 | 0 | 0 | 0 | 0 | 0 | #N/A | #N/A | #N/A | #N/A | #N/A | #N/A | #N/A | 0 | 0 | 0 | #DIV/0!
0 | [18 empty] | 0 | 0 | 0 | 0% | 0 | 0 | 0 | 0 | 0 | 0 | 0 | 0 | #N/A | #N/A | #N/A | #N/A | #N/A | #N/A | #N/A | 0 | 0 | 0 | #DIV/0!
Weighted Avg Life | [18 empty] | 0 | 0 | 0 | 0% | 0 | 0 | 0 | 0 | 0 | 0 | 0 | 0 | #N/A | #N/A | #N/A | #N/A | #N/A | #N/A | #N/A | 0 | 0 | 0 | #DIV/0!
1.0399 | [18 empty] | 0 | 0 | 0 | 0% | 0 | 0 | 0 | 0 | 0 | 0 | 0 | 0 | #N/A | #N/A | #N/A | #N/A | #N/A | #N/A | #N/A | 0 | 0 | 0 | #DIV/0!
Total Utility Cost | [18 empty] | 0 | 0 | 0 | 0% | 0 | 0 | 0 | 0 | 0 | 0 | 0 | 0 | #N/A | #N/A | #N/A | #N/A | #N/A | #N/A | #N/A | 0 | 0 | 0 | #DIV/0!
1680087.71 | [18 empty] | 0 | 0 | 0 | 0% | 0 | 0 | 0 | 0 | 0 | 0 | 0 | 0 | #N/A | #N/A | #N/A | #N/A | #N/A | #N/A | #N/A | 0 | 0 | 0 | #DIV/0!
Total Resource Cost | [18 empty] | 0 | 0 | 0 | 0% | 0 | 0 | 0 | 0 | 0 | 0 | 0 | 0 | #N/A | #N/A | #N/A | #N/A | #N/A | #N/A | #N/A | 0 | 0 | 0 | #DIV/0!
1507352.65 | [18 empty] | 0 | 0 | 0 | 0% | 0 | 0 | 0 | 0 | 0 | 0 | 0 | 0 | #N/A | #N/A | #N/A | #N/A | #N/A | #N/A | #N/A | 0 | 0 | 0 | #DIV/0!
UC B/C Ratio | [18 empty] | 0 | 0 | 0 | 0% | 0 | 0 | 0 | 0 | 0 | 0 | 0 | 0 | #N/A | #N/A | #N/A | #N/A | #N/A | #N/A | #N/A | 0 | 0 | 0 | #DIV/0!
1.8491 | [18 empty] | 0 | 0 | 0 | 0% | 0 | 0 | 0 | 0 | 0 | 0 | 0 | 0 | #N/A | #N/A | #N/A | #N/A | #N/A | #N/A | #N/A | 0 | 0 | 0 | #DIV/0!
TRC B/C Ratio | [18 empty] | 0 | 0 | 0 | 0% | 0 | 0 | 0 | 0 | 0 | 0 | 0 | 0 | #N/A | #N/A | #N/A | #N/A | #N/A | #N/A | #N/A | 0 | 0 | 0 | #DIV/0!
2.2671 | [18 empty] | 0 | 0 | 0 | 0% | 0 | 0 | 0 | 0 | 0 | 0 | 0 | 0 | #N/A | #N/A | #N/A | #N/A | #N/A | #N/A | #N/A | 0 | 0 | 0 | #DIV/0!

## Res HVAC and WH {E}
Rtn to Summary |  | Order Number | Program Name | Discount Rate: | 6.8% | [9 empty] | Paste in incentives but use DBtC for Total
| Program: | 18230162 | Residential Midstream HVAC and Water Heat
| paste |  |  | paste | paste | paste | paste | paste | paste | paste | paste | paste | paste | Paste | paste | paste | paste | paste | Formula: G + H | Formula: (O/A10)*T | Formula: N - M | Formula: O/A10 | Formula: W*A8 | Formula: Q - P | Formula: X + DBtC | Formula: Q + X | Formula: AA/(1+ElecDiscountRate)^1 | Formula: AB/(1+ElecDiscountRate)^1 | Formula: -PV(ElecDiscount Rate,T,R)*J | Formula: -PV(ElecDiscount Rate, T, S)*J |  | AG*J*K |  | AI*J*L | AH + AJ |  | AH +AJ -AL | formula: Logic to lookup from AC tables and adjust by savings and quantity | Formula: Utility Savings (AN)*1.1+AE+AF | formula: AN/AC | formula: AO/AD
| Sch. No. | Order Number | Program Name | Measure Version | Measure Name | First Period Measure Life | Second period Measure Life | Electric End-Use Type | Number of units offered | Savings per Unit Period 1 | Savngs per Unit Period 2 | Incentives Per Unit | Incremental Measure Cost per Unit | Total First Year Savings | Total Incentive | Total Incremental Measure Cost | Unit First Year Non-Energy Benefits | Unit Annual Net Equipment O&M | Total Measure Life | Weighted Life | Agency or Customer Cost per Unit | Percent Unit overhead | Program Overhead Cost | Total Customer Cost | Total Utility Program Costs | Total Resource Cost | PV Total Utility Program Costs | PV Total Resource Costs | PV Total Non-Energy Benefits | PV Total Net Equipment O&M | Unit PV First period Savings for 1 kWh | Total First Period Savings | Unit PV Savings for Second Period for 1 kWh | Total Second period Savings | Unadjusted Total | Decrement | Final UC Total Savings | PV Total Savings UC | PV Total Savings TRC | UC B/C Ratio | TRC B/C Ratio
DBTC: | E214 | 18230162 | Residential Midstream HVAC and Water Heat | 12853-1 | Heat Pump - Ductless - Tier 1 - Less than 65 kBtuh - EH - Res - EX | 15 | 0 | SF Heat Pump | 1 |  |  | 400 | 500 | 0 | 400 | 500 | 0 | 0 | 15 | 0 | 100 | 0% | 0 | 100 | 0 | 500 | 0 | 468.1648 | 0 | 0 | 1.3072 | 0 | 1.3072 | 0 | 0 | 0 | 0 | 0 | 0 | 0 | 0
9606940.22 | E214 | 18230162 | Residential Midstream HVAC and Water Heat | 12853-2 | Heat Pump - Ductless - Tier 1 - Less than 65 kBtuh - EH - Res - EX | 15 | 0 | SF Heat Pump | 400 | 2218.375 |  | 400 | 500 | 887350 | 160000 | 200000 | 0 | 0 | 15 | 0.53582 | 100 | 3.572% | 61850.2112 | 40000 | 405024.5106 | 261850.2112 | 379236.4331 | 245178.1004 | 0 | 0 | 1.3072 | 1159939.1119 | 1.3072 | 0 | 1159939.1119 | 0 | 1159939.1119 | 1159939.1119 | 1275933.0231 | 3.0586 | 5.2041
Total Overhead: | E214 | 18230162 | Residential Midstream HVAC and Water Heat | 12854-2 | Heat Pump - Ductless - Tier 1 - Less than 65 kBtuh - EH - Res - NC | 15 | 0 | SF Heat Pump | 323 | 360.387 |  | 400 | 500 | 116405 | 129200 | 161500 | 0 | 0 | 15 | 0.070291 | 100 | 0.4686% | 8113.6799 | 32300 | 53132.2231 | 169613.6799 | 49749.2726 | 158814.307 | 0 | 0 | 1.3072 | 152163.9853 | 1.3072 | 0 | 152163.9853 | 0 |  | 152163.9853 | 167380.3838 | 3.0586 | 1.0539
1731456.24 | E214 | 18230162 | Residential Midstream HVAC and Water Heat | 12856-1 | Heat Pump - Ductless - Tier 2 - Less than 65 kBtuh - EH - Res - EX | 15 | 0 | SF Heat Pump | 5 |  |  | 600 | 840 | 0 | 3000 | 4200 | 0 | 0 | 15 | 0 | 240 | 0% | 0 | 1200 | 0 | 4200 | 0 | 3932.5843 | 0 | 0 | 1.3072 | 0 | 1.3072 | 0 | 0 | 0 |  | 0 | 0 | 0 | 0
Total Savings (kWh): | E214 | 18230162 | Residential Midstream HVAC and Water Heat | 12856-2 | Heat Pump - Ductless - Tier 2 - Less than 65 kBtuh - EH - Res - EX | 15 | 0 | SF Heat Pump | 846 | 2951.6147 |  | 600 | 840 | 2497066 | 507600 | 710640 | 0 | 0 | 15 | 1.5078 | 240 | 10.05% | 174050.8926 | 203040 | 1139767.7743 | 884690.8926 | 1067198.2906 | 828362.259 | 0 | 0 | 1.3072 | 3264151.1449 | 1.3072 | 0 | 3264151.1449 | 0 |  | 3264151.1449 | 3590566.2594 | 3.0586 | 4.3345
24840783.3 | E214 | 18230162 | Residential Midstream HVAC and Water Heat | 12857-1 | Heat Pump - Ductless - Tier 2 - Less than 65 kBtuh - EH - Res - NC | 15 | 0 | SF Heat Pump | 5 | 364.8 |  | 600 | 840 | 1824 | 3000 | 4200 | 0 | 0 | 15 | 0.0011014 | 240 | 0.007343% | 127.1367 | 1200 | 832.5517 | 4327.1367 | 779.5427 | 4051.6262 | 0 | 0 | 1.3072 | 2384.3229 | 1.3072 | 0 | 2384.3229 | 0 |  | 2384.3229 | 2622.7552 | 3.0586 | 0.64733
Total Incentives: | E214 | 18230162 | Residential Midstream HVAC and Water Heat | 12857-2 | Heat Pump - Ductless - Tier 2 - Less than 65 kBtuh - EH - Res - NC | 15 | 0 | SF Heat Pump | 931 | 1487.072 |  | 600 | 840 | 1384464 | 558600 | 782040 | 0 | 0 | 15 | 0.836 | 240 | 5.573% | 96500.1306 | 223440 | 631928.6122 | 878540.1306 | 591693.4571 | 822603.1185 | 0 | 0 | 1.3072 | 1809763.8391 | 1.3072 | 0 | 1809763.8391 | 0 |  | 1809763.8391 | 1990740.223 | 3.0586 | 2.42
6227350 | E214 | 18230162 | Residential Midstream HVAC and Water Heat | 12859-2 | Heat Pump - Packaged - Tier 1 - Less than 65 kBtuh - EH - Res - EX | 15 | 0 | SF Heat Pump | 1 | 3254 |  | 300 | 450 | 3254 | 300 | 450 | 0 | 0 | 15 | 0.0019649 | 150 | 0.0131% | 226.8108 | 150 | 1485.2648 | 676.8108 | 1390.6974 | 633.718 | 0 | 0 | 1.3072 | 4253.6112 | 1.3072 | 0 | 4253.6112 | 0 |  | 4253.6112 | 4678.9723 | 3.0586 | 7.3834
Total Customer Costs: | E214 | 18230162 | Residential Midstream HVAC and Water Heat | 12865-1 | Heat Pump - Split - Tier 1 - Less than 65 kBtuh - EH - Res - EX | 15 | 0 | SF Heat Pump | 2 |  |  | 300 | 450 | 0 | 600 | 900 | 0 | 0 | 15 | 0 | 150 | 0% | 0 | 300 | 0 | 900 | 0 | 842.6966 | 0 | 0 | 1.3072 | 0 | 1.3072 | 0 | 0 | 0 |  | 0 | 0 | 0 | 0
8062214.55 | E214 | 18230162 | Residential Midstream HVAC and Water Heat | 12865-2 | Heat Pump - Split - Tier 1 - Less than 65 kBtuh - EH - Res - EX | 15 | 0 | SF Heat Pump | 297 | 3224.9966 |  | 300 | 450 | 957824 | 88800 | 133650 | 0 | 0 | 15 | 0.57838 | 150 | 3.856% | 66762.4012 | 44850 | 437191.8598 | 200412.4012 | 409355.674 | 187652.0611 | 0 | 0 | 1.3072 | 1252062.3429 | 1.3072 | 0 | 1252062.3429 | 0 |  | 1252062.3429 | 1377268.5772 | 3.0586 | 7.3395
Weighted Avg Life | E214 | 18230162 | Residential Midstream HVAC and Water Heat | 12868-2 | Heat Pump - Split - Tier 2 - Less than 65 kBtuh - EH - Res - EX | 15 | 0 | SF Heat Pump | 251 | 4206.2869 |  | 500 | 732 | 1055778 | 125500 | 183732 | 0 | 0 | 15 | 0.63753 | 232 | 4.25% | 73590.0066 | 58232 | 481902.257 | 257322.0066 | 451219.3418 | 240938.2084 | 0 | 0 | 1.3072 | 1380107.2809 | 1.3072 | 0 | 1380107.2809 | 0 |  | 1380107.2809 | 1518118.009 | 3.0586 | 6.3009
14.9793 | E214 | 18230162 | Residential Midstream HVAC and Water Heat | 12869-2 | Heat Pump - Split - Tier 2 - Less than 65 kBtuh - EH - Res - NC | 15 | 0 | SF Heat Pump | 500 | 1101.11 |  | 500 | 732 | 550555 | 250000 | 366000 | 0 | 0 | 15 | 0.33245 | 232 | 2.216% | 38374.8724 | 116000 | 251296.8608 | 404374.8724 | 235296.6861 | 378628.1577 | 0 | 0 | 1.3072 | 719682.5128 | 1.3072 | 0 | 719682.5128 | 0 |  | 719682.5128 | 791650.7641 | 3.0586 | 2.0908
Total Utility Cost | E214 | 18230162 | Residential Midstream HVAC and Water Heat | 12871-1 | Water Heater - Heat Pump - EH - Res | 13 | 0 | Res Water Heat | 8 | 1598.125 |  | 500 | 751.56 | 12785 | 4000 | 6012.48 | 0 | 0 | 13 | 0.0066908 | 251.56 | 0.05147% | 891.1421 | 2012.48 | 5835.6211 | 6903.6221 | 5464.0647 | 6464.0656 | 0 | 0 | 0.99115 | 12671.871 | 0.99115 | 0 | 12671.871 | 0 |  | 12671.871 | 13939.0581 | 2.3191 | 2.1564
11338396.46 | E214 | 18230162 | Residential Midstream HVAC and Water Heat | 12894-1 | Incentive - Sales - Distributor - EH or EWH - Res | 1 | 0 |  | 2 | 0 |  | 50 | 50 | 0 | 100 | 100 | 0 | 0 | 1 | 0 | 0 | 0% | 0 | 0 | 0 | 100 | 0 | 93.633 | 0 | 0 | #N/A | #N/A | #N/A | #N/A | #N/A | #N/A |  | 0 | 0 | 0 | 0
Total Resource Cost | E214 | 18230162 | Residential Midstream HVAC and Water Heat | 12894-2 | Incentive - Sales - Distributor - EH or EWH - Res | 1 | 0 |  | 11322 | 0 |  | 50 | 0 | 0 | 566100 | 0 | 0 | 0 | 1 | 0 | -50 | 0% | 0 | -566100 | 0 | 0 | 0 | 0 | 0 | 0 | #N/A | #N/A | #N/A | #N/A | #N/A | #N/A |  | 0 | 0 | 0 | #DIV/0!
16021020.79 | E214 | 18230162 | Residential Midstream HVAC and Water Heat | 13283-1 | Water Heater - Heat Pump - NEEA Specs - Tier 3 or 4 - EH - Res - EX | 13 | 0 | Res Water Heat | 38 | 1246.6921 |  | 500 | 727.16 | 47374.3 | 19000 | 27632.08 | 0 | 0 | 13 | 0.024793 | 227.16 | 0.1907% | 3302.091 | 8632.08 | 21623.6577 | 30934.171 | 20246.8705 | 28964.5796 | 0 | 0 | 0.99115 | 46955.1052 | 0.99115 | 0 | 46955.1052 | 0 |  | 46955.1052 | 51650.6157 | 2.3191 | 1.7832
UC B/C Ratio | E214 | 18230162 | Residential Midstream HVAC and Water Heat | 13284-1 | Water Heater - Heat Pump - NEEA Specs - Tier 4 - EH - Res - NC | 13 | 0 | Res Water Heat | 198 | 219.5253 |  | 150 | 727.16 | 43466 | 29700 | 143977.68 | 0 | 0 | 13 | 0.022747 | 577.16 | 0.175% | 3029.6741 | 114277.68 | 19839.7424 | 147007.3541 | 18576.5378 | 137647.3353 | 0 | 0 | 0.99115 | 43081.3881 | 0.99115 | 0 | 43081.3881 | 0 |  | 43081.3881 | 47389.5269 | 2.3191 | 0.34428
3.051 | E214 | 18230162 | Residential Midstream HVAC and Water Heat | 13284-2 | Water Heater - Heat Pump - NEEA Specs - Tier 4 - EH - Res - NC | 13 | 0 | Res Water Heat | 283 | 254.1095 |  | 150 | 398.67 | 71913 | 42450 | 112823.61 | 0.0031 | 0 | 13 | 0.037634 | 248.67 | 0.2895% | 5012.4914 | 70373.61 | 32824.1704 | 117836.1014 | 30734.242 | 110333.4283 | 7.416 | 0 | 0.99115 | 71276.6728 | 0.99115 | 0 | 71276.6728 | 0 |  | 71276.6728 | 78411.7561 | 2.3191 | 0.71068
TRC B/C Ratio | E214 | 18230162 | Residential Midstream HVAC and Water Heat | 13292-1 | Incentive - Sales - Contractor - EH or EWH - Res | 1 | 0 |  | 106 | 0 |  | 100 | 0 | 0 | 10600 | 0 | 0 | 0 | 1 | 0 | -100 | 0% | 0 | -10600 | 0 | 0 | 0 | 0 | 0 | 0 | #N/A | #N/A | #N/A | #N/A | #N/A | #N/A |  | 0 | 0 | 0 | #DIV/0!
2.3752 | E214 | 18230162 | Residential Midstream HVAC and Water Heat | 13732-1 | Water Heater - Heat Pump - NEEA Specs - Tier 3 - EH - Res - EX | 13 | 0 | Res Water Heat | 24 | 1137.0833 |  | 500 | 775.88 | 27290 | 12000 | 18621.12 | 0.0019 | 0 | 13 | 0.014282 | 275.88 | 0.1099% | 1902.1719 | 6621.12 | 12456.3238 | 20523.2919 | 11663.2245 | 19216.5655 | 0.38547 | 0 | 0.99115 | 27048.5225 | 0.99115 | 0 | 27048.5225 | 0 |  | 27048.5225 | 29753.7602 | 2.3191 | 1.5483
| E214 | 18230162 | Residential Midstream HVAC and Water Heat | 13734-1 | Water Heater - Heat Pump - NEEA Specs - Tier 4 - EH - Res - EX | 13 | 0 | Res Water Heat | 44 | 1228.5 |  | 500 | 775.88 | 54054 | 22000 | 34138.72 | 0.0019 | 0 | 13 | 0.028288 | 275.88 | 0.2176% | 3767.6805 | 12138.72 | 24672.5586 | 37906.4005 | 23101.6467 | 35492.8844 | 0.70669 | 0 | 0.99115 | 53575.6994 | 0.99115 | 0 | 53575.6994 | 0 |  | 53575.6994 | 58933.976 | 2.3191 | 1.6604
| E214 | 18230162 | Residential Midstream HVAC and Water Heat | 13796-1 | Heat Pump - AC - Tier 1 - 65k Btuh or less - Res - EX | 15 | 0 | SF Heat Pump | 176 | 3019.0511 |  | 300 | 1915.68 | 531353 | 52800 | 337159.68 | 0 | 0 | 15 | 0.32086 | 1615.68 | 2.139% | 37036.4516 | 284359.68 | 242532.2463 | 374196.1316 | 227090.1183 | 350370.9097 | 0 | 0 | 1.3072 | 694581.7625 | 1.3072 | 0 | 694581.7625 | 0 |  | 694581.7625 | 764039.9387 | 3.0586 | 2.1807
| E214 | 18230162 | Residential Midstream HVAC and Water Heat | 13797-1 | Heat Pump - AC - Tier 1 - 65k Btuh or less - Res - NC | 15 | 0 | SF Heat Pump | 2 | 513.5 |  | 300 | 366.3 | 1027 | 600 | 732.6 | 0 | 0 | 15 | 0.00062015 | 66.3 | 0.004134% | 71.5841 | 132.6 | 468.7667 | 804.1841 | 438.9202 | 752.9814 | 0 | 0 | 1.3072 | 1342.4888 | 1.3072 | 0 | 1342.4888 | 0 |  | 1342.4888 | 1476.7377 | 3.0586 | 1.9612
| E214 | 18230162 | Residential Midstream HVAC and Water Heat | 13798-1 | Heat Pump - AC - Tier 2 - 65k Btuh or less - Res - EX | 15 | 0 | SF Heat Pump | 652 | 3358.2991 |  | 400 | 1762.72 | 2189611 | 260800 | 1149293.44 | 0 | 0 | 15 | 1.3222 | 1362.72 | 8.815% | 152620.6152 | 888493.44 | 999432.156 | 1301914.0552 | 935797.8989 | 1219020.6509 | 0 | 0 | 1.3072 | 2862247.6349 | 1.3072 | 0 | 2862247.6349 | 0 |  | 2862247.6349 | 3148472.3984 | 3.0586 | 2.5828
| E214 | 18230162 | Residential Midstream HVAC and Water Heat | 13799-1 | Heat Pump - AC - Tier 2 - 65k Btuh or less - Res - NC | 15 | 0 | SF Heat Pump | 69 | 1450.0725 |  | 400 | 460 | 100055 | 27600 | 31740 | 0 | 0 | 15 | 0.060418 | 60 | 0.4028% | 6974.0496 | 4140 | 45669.3835 | 38714.0496 | 42761.595 | 36249.1101 | 0 | 0 | 1.3072 | 130791.3539 | 1.3072 | 0 | 130791.3539 | 0 |  | 130791.3539 | 143870.4892 | 3.0586 | 3.9689
| E214 | 18230162 | Residential Midstream HVAC and Water Heat | 13800-1 | Heat Pump - AC - Tier 3 - 65k Btuh or less - Res - EX | 15 | 0 | SF Heat Pump | 1026 | 3370.6481 |  | 600 | 2176.72 | 3458285 | 615600 | 2233314.72 | 0 | 0 | 15 | 2.0883 | 1576.72 | 13.92% | 241049.9327 | 1617714.72 | 1578509.2575 | 2474364.6527 | 1478004.9227 | 2316820.8359 | 0 | 0 | 1.3072 | 4520651.4134 | 1.3072 | 0 | 4520651.4134 | 0 |  | 4520651.4134 | 4972716.5548 | 3.0586 | 2.1464
| E214 | 18230162 | Residential Midstream HVAC and Water Heat | 13801-1 | Heat Pump - AC - Tier 3 - 65k Btuh or less - Res - NC | 15 | 0 | SF Heat Pump | 390 | 1481.1769 |  | 600 | 874 | 577659 | 234000 | 340860 | 0 | 0 | 15 | 0.34882 | 274 | 2.325% | 40264.0798 | 106860 | 263668.2862 | 381124.0798 | 246880.4178 | 356857.7526 | 0 | 0 | 1.3072 | 755112.7148 | 1.3072 | 0 | 755112.7148 | 0 |  | 755112.7148 | 830623.9863 | 3.0586 | 2.3276
| E214 | 18230162 | Residential Midstream HVAC and Water Heat | 13816-1 | Heat Pump - Ductless - Tier 1 - 65k Btuh or less - Res - EX | 15 | 0 | SF Heat Pump | 539 | 2099.8905 |  | 400 | 1762.72 | 1131841 | 215600 | 950106.08 | 0 | 0 | 15 | 0.68346 | 1362.72 | 4.556% | 78891.7619 | 734506.08 | 516620.665 | 1028997.8419 | 483727.2144 | 963481.1254 | 0 | 0 | 1.3072 | 1479536.4224 | 1.3072 | 0 | 1479536.4224 | 0 |  | 1479536.4224 | 1627490.0646 | 3.0586 | 1.6892
| E214 | 18230162 | Residential Midstream HVAC and Water Heat | 13817-1 | Heat Pump - Ductless - Tier 1 - 65k Btuh or less - Res - NC | 15 | 0 | SF Heat Pump | 180 | 450.5 |  | 400 | 460 | 81090 | 72000 | 82800 | 0 | 0 | 15 | 0.048966 | 60 | 0.3264% | 5652.1481 | 10800 | 37012.9459 | 88452.1481 | 34656.3164 | 82820.3634 | 0 | 0 | 1.3072 | 106000.4086 | 1.3072 | 0 | 106000.4086 | 0 |  | 106000.4086 | 116600.4495 | 3.0586 | 1.4079
| E214 | 18230162 | Residential Midstream HVAC and Water Heat | 13818-1 | Heat Pump - Ductless - Tier 2 - 65k Btuh or less - Res - EX | 15 | 0 | SF Heat Pump | 1193 | 2841.5063 |  | 600 | 2176.72 | 3389917 | 715800 | 2596826.96 | 0 | 0 | 15 | 2.047 | 1576.72 | 13.65% | 236284.5355 | 1881026.96 | 1547303.1767 | 2833111.4955 | 1448785.746 | 2652726.1194 | 0 | 0 | 1.3072 | 4431281.1343 | 1.3072 | 0 | 4431281.1343 | 0 |  | 4431281.1343 | 4874409.2477 | 3.0586 | 1.8375
| E214 | 18230162 | Residential Midstream HVAC and Water Heat | 13819-1 | Heat Pump - Ductless - Tier 2 - 65k Btuh or less - Res - NC | 15 | 0 | SF Heat Pump | 1347 | 930.9154 |  | 600 | 874 | 1253943 | 808200 | 1177278 | 0 | 0 | 15 | 0.75719 | 274 | 5.048% | 87402.535 | 369078 | 572353.2427 | 1264680.535 | 535911.2759 | 1184157.8043 | 0 | 0 | 1.3072 | 1639147.4952 | 1.3072 | 0 | 1639147.4952 | 0 |  | 1639147.4952 | 1803062.2447 | 3.0586 | 1.5227
| E214 | 18230162 | Residential Midstream HVAC and Water Heat | 13830-1 | Heat Pump - Split - Tier 1 - 65k Btuh or less - Res - EX | 15 | 0 | SF Heat Pump | 523 | 3567.6233 |  | 300 | 1915.68 | 1865867 | 157000 | 1001900.64 | 0 | 0 | 15 | 1.1267 | 1615.68 | 7.511% | 130054.9593 | 844900.64 | 851661.5411 | 1131955.5993 | 797435.8999 | 1059883.5199 | 0 | 0 | 1.3072 | 2439051.2323 | 1.3072 | 0 | 2439051.2323 | 0 |  | 2439051.2323 | 2682956.3555 | 3.0586 | 2.5314
| E214 | 18230162 | Residential Midstream HVAC and Water Heat | 13831-1 | Heat Pump - Split - Tier 2 - 65k Btuh or less - Res - EX | 15 | 0 | SF Heat Pump | 437 | 4460.8192 |  | 500 | 2314.92 | 1949378 | 217900 | 1011620.04 | 0 | 0 | 15 | 1.1771 | 1814.92 | 7.847% | 135875.8563 | 793720.04 | 889779.535 | 1147495.8963 | 833126.9055 | 1074434.3598 | 0 | 0 | 1.3072 | 2548216.359 | 1.3072 | 0 | 2548216.359 | 0 |  | 2548216.359 | 2803037.9949 | 3.0586 | 2.6088
| E214 | 18230162 | Residential Midstream HVAC and Water Heat | 13832-1 | Heat Pump - Split - Tier 2 - 65k Btuh or less - Res - NC | 15 | 0 | SF Heat Pump | 633 | 946.8483 |  | 500 | 765.9 | 599355 | 316500 | 484814.7 | 0 | 0 | 15 | 0.36192 | 265.9 | 2.413% | 41776.3378 | 168314.7 | 273571.269 | 526591.0378 | 256152.8736 | 493062.7695 | 0 | 0 | 1.3072 | 783473.6084 | 1.3072 | 0 | 783473.6084 | 0 |  | 783473.6084 | 861820.9693 | 3.0586 | 1.7479
[19 empty] | 0 | 0 | 0 | 0% | 0 | 0 | 0 | 0 | 0 | 0 | 0 | 0 | #N/A | #N/A | #N/A | #N/A | #N/A | #N/A |  | 0 | 0 | 0 | #DIV/0!
[19 empty] | 0 | 0 | 0 | 0% | 0 | 0 | 0 | 0 | 0 | 0 | 0 | 0 | #N/A | #N/A | #N/A | #N/A | #N/A | #N/A |  | 0 | 0 | 0 | #DIV/0!
[19 empty] | 0 | 0 | 0 | 0% | 0 | 0 | 0 | 0 | 0 | 0 | 0 | 0 | #N/A | #N/A | #N/A | #N/A | #N/A | #N/A |  | 0 | 0 | 0 | #DIV/0!
[19 empty] | 0 | 0 | 0 | 0% | 0 | 0 | 0 | 0 | 0 | 0 | 0 | 0 | #N/A | #N/A | #N/A | #N/A | #N/A | #N/A |  | 0 | 0 | 0 | #DIV/0!
[19 empty] | 0 | 0 | 0 | 0% | 0 | 0 | 0 | 0 | 0 | 0 | 0 | 0 | #N/A | #N/A | #N/A | #N/A | #N/A | #N/A |  | 0 | 0 | 0 | #DIV/0!
[19 empty] | 0 | 0 | 0 | 0% | 0 | 0 | 0 | 0 | 0 | 0 | 0 | 0 | #N/A | #N/A | #N/A | #N/A | #N/A | #N/A |  | 0 | 0 | 0 | #DIV/0!
[19 empty] | 0 | 0 | 0 | 0% | 0 | 0 | 0 | 0 | 0 | 0 | 0 | 0 | #N/A | #N/A | #N/A | #N/A | #N/A | #N/A |  | 0 | 0 | 0 | #DIV/0!
[19 empty] | 0 | 0 | 0 | 0% | 0 | 0 | 0 | 0 | 0 | 0 | 0 | 0 | #N/A | #N/A | #N/A | #N/A | #N/A | #N/A |  | 0 | 0 | 0 | #DIV/0!
[19 empty] | 0 | 0 | 0 | 0% | 0 | 0 | 0 | 0 | 0 | 0 | 0 | 0 | #N/A | #N/A | #N/A | #N/A | #N/A | #N/A |  | 0 | 0 | 0 | #DIV/0!
[19 empty] | 0 | 0 | 0 | 0% | 0 | 0 | 0 | 0 | 0 | 0 | 0 | 0 | #N/A | #N/A | #N/A | #N/A | #N/A | #N/A |  | 0 | 0 | 0 | #DIV/0!
[19 empty] | 0 | 0 | 0 | 0% | 0 | 0 | 0 | 0 | 0 | 0 | 0 | 0 | #N/A | #N/A | #N/A | #N/A | #N/A | #N/A |  | 0 | 0 | 0 | #DIV/0!
[19 empty] | 0 | 0 | 0 | 0% | 0 | 0 | 0 | 0 | 0 | 0 | 0 | 0 | #N/A | #N/A | #N/A | #N/A | #N/A | #N/A |  | 0 | 0 | 0 | #DIV/0!
[19 empty] | 0 | 0 | 0 | 0% | 0 | 0 | 0 | 0 | 0 | 0 | 0 | 0 | #N/A | #N/A | #N/A | #N/A | #N/A | #N/A |  | 0 | 0 | 0 | #DIV/0!
[19 empty] | 0 | 0 | 0 | 0% | 0 | 0 | 0 | 0 | 0 | 0 | 0 | 0 | #N/A | #N/A | #N/A | #N/A | #N/A | #N/A |  | 0 | 0 | 0 | #DIV/0!
[19 empty] | 0 | 0 | 0 | 0% | 0 | 0 | 0 | 0 | 0 | 0 | 0 | 0 | #N/A | #N/A | #N/A | #N/A | #N/A | #N/A |  | 0 | 0 | 0 | #DIV/0!
[19 empty] | 0 | 0 | 0 | 0% | 0 | 0 | 0 | 0 | 0 | 0 | 0 | 0 | #N/A | #N/A | #N/A | #N/A | #N/A | #N/A |  | 0 | 0 | 0 | #DIV/0!
[19 empty] | 0 | 0 | 0 | 0% | 0 | 0 | 0 | 0 | 0 | 0 | 0 | 0 | #N/A | #N/A | #N/A | #N/A | #N/A | #N/A |  | 0 | 0 | 0 | #DIV/0!
[19 empty] | 0 | 0 | 0 | 0% | 0 | 0 | 0 | 0 | 0 | 0 | 0 | 0 | #N/A | #N/A | #N/A | #N/A | #N/A | #N/A |  | 0 | 0 | 0 | #DIV/0!
[19 empty] | 0 | 0 | 0 | 0% | 0 | 0 | 0 | 0 | 0 | 0 | 0 | 0 | #N/A | #N/A | #N/A | #N/A | #N/A | #N/A |  | 0 | 0 | 0 | #DIV/0!
[19 empty] | 0 | 0 | 0 | 0% | 0 | 0 | 0 | 0 | 0 | 0 | 0 | 0 | #N/A | #N/A | #N/A | #N/A | #N/A | #N/A |  | 0 | 0 | 0 | #DIV/0!
[19 empty] | 0 | 0 | 0 | 0% | 0 | 0 | 0 | 0 | 0 | 0 | 0 | 0 | #N/A | #N/A | #N/A | #N/A | #N/A | #N/A |  | 0 | 0 | 0 | #DIV/0!
[19 empty] | 0 | 0 | 0 | 0% | 0 | 0 | 0 | 0 | 0 | 0 | 0 | 0 | #N/A | #N/A | #N/A | #N/A | #N/A | #N/A |  | 0 | 0 | 0 | #DIV/0!
[19 empty] | 0 | 0 | 0 | 0% | 0 | 0 | 0 | 0 | 0 | 0 | 0 | 0 | #N/A | #N/A | #N/A | #N/A | #N/A | #N/A |  | 0 | 0 | 0 | #DIV/0!
[19 empty] | 0 | 0 | 0 | 0% | 0 | 0 | 0 | 0 | 0 | 0 | 0 | 0 | #N/A | #N/A | #N/A | #N/A | #N/A | #N/A |  | 0 | 0 | 0 | #DIV/0!
[19 empty] | 0 | 0 | 0 | 0% | 0 | 0 | 0 | 0 | 0 | 0 | 0 | 0 | #N/A | #N/A | #N/A | #N/A | #N/A | #N/A |  | 0 | 0 | 0 | #DIV/0!
[19 empty] | 0 | 0 | 0 | 0% | 0 | 0 | 0 | 0 | 0 | 0 | 0 | 0 | #N/A | #N/A | #N/A | #N/A | #N/A | #N/A |  | 0 | 0 | 0 | #DIV/0!
[19 empty] | 0 | 0 | 0 | 0% | 0 | 0 | 0 | 0 | 0 | 0 | 0 | 0 | #N/A | #N/A | #N/A | #N/A | #N/A | #N/A |  | 0 | 0 | 0 | #DIV/0!
[19 empty] | 0 | 0 | 0 | 0% | 0 | 0 | 0 | 0 | 0 | 0 | 0 | 0 | #N/A | #N/A | #N/A | #N/A | #N/A | #N/A |  | 0 | 0 | 0 | #DIV/0!
[19 empty] | 0 | 0 | 0 | 0% | 0 | 0 | 0 | 0 | 0 | 0 | 0 | 0 | #N/A | #N/A | #N/A | #N/A | #N/A | #N/A |  | 0 | 0 | 0 | #DIV/0!
[19 empty] | 0 | 0 | 0 | 0% | 0 | 0 | 0 | 0 | 0 | 0 | 0 | 0 | #N/A | #N/A | #N/A | #N/A | #N/A | #N/A |  | 0 | 0 | 0 | #DIV/0!
[19 empty] | 0 | 0 | 0 | 0% | 0 | 0 | 0 | 0 | 0 | 0 | 0 | 0 | #N/A | #N/A | #N/A | #N/A | #N/A | #N/A |  | 0 | 0 | 0 | #DIV/0!
[19 empty] | 0 | 0 | 0 | 0% | 0 | 0 | 0 | 0 | 0 | 0 | 0 | 0 | #N/A | #N/A | #N/A | #N/A | #N/A | #N/A |  | 0 | 0 | 0 | #DIV/0!
[19 empty] | 0 | 0 | 0 | 0% | 0 | 0 | 0 | 0 | 0 | 0 | 0 | 0 | #N/A | #N/A | #N/A | #N/A | #N/A | #N/A |  | 0 | 0 | 0 | #DIV/0!
[19 empty] | 0 | 0 | 0 | 0% | 0 | 0 | 0 | 0 | 0 | 0 | 0 | 0 | #N/A | #N/A | #N/A | #N/A | #N/A | #N/A |  | 0 | 0 | 0 | #DIV/0!
[19 empty] | 0 | 0 | 0 | 0% | 0 | 0 | 0 | 0 | 0 | 0 | 0 | 0 | #N/A | #N/A | #N/A | #N/A | #N/A | #N/A |  | 0 | 0 | 0 | #DIV/0!
[19 empty] | 0 | 0 | 0 | 0% | 0 | 0 | 0 | 0 | 0 | 0 | 0 | 0 | #N/A | #N/A | #N/A | #N/A | #N/A | #N/A |  | 0 | 0 | 0 | #DIV/0!
[19 empty] | 0 | 0 | 0 | 0% | 0 | 0 | 0 | 0 | 0 | 0 | 0 | 0 | #N/A | #N/A | #N/A | #N/A | #N/A | #N/A |  | 0 | 0 | 0 | #DIV/0!
[19 empty] | 0 | 0 | 0 | 0% | 0 | 0 | 0 | 0 | 0 | 0 | 0 | 0 | #N/A | #N/A | #N/A | #N/A | #N/A | #N/A |  | 0 | 0 | 0 | #DIV/0!
[19 empty] | 0 | 0 | 0 | 0% | 0 | 0 | 0 | 0 | 0 | 0 | 0 | 0 | #N/A | #N/A | #N/A | #N/A | #N/A | #N/A |  | 0 | 0 | 0 | #DIV/0!
[19 empty] | 0 | 0 | 0 | 0% | 0 | 0 | 0 | 0 | 0 | 0 | 0 | 0 | #N/A | #N/A | #N/A | #N/A | #N/A | #N/A |  | 0 | 0 | 0 | #DIV/0!
[19 empty] | 0 | 0 | 0 | 0% | 0 | 0 | 0 | 0 | 0 | 0 | 0 | 0 | #N/A | #N/A | #N/A | #N/A | #N/A | #N/A |  | 0 | 0 | 0 | #DIV/0!
[19 empty] | 0 | 0 | 0 | 0% | 0 | 0 | 0 | 0 | 0 | 0 | 0 | 0 | #N/A | #N/A | #N/A | #N/A | #N/A | #N/A |  | 0 | 0 | 0 | #DIV/0!
[19 empty] | 0 | 0 | 0 | 0% | 0 | 0 | 0 | 0 | 0 | 0 | 0 | 0 | #N/A | #N/A | #N/A | #N/A | #N/A | #N/A |  | 0 | 0 | 0 | #DIV/0!
[19 empty] | 0 | 0 | 0 | 0% | 0 | 0 | 0 | 0 | 0 | 0 | 0 | 0 | #N/A | #N/A | #N/A | #N/A | #N/A | #N/A |  | 0 | 0 | 0 | #DIV/0!
[19 empty] | 0 | 0 | 0 | 0% | 0 | 0 | 0 | 0 | 0 | 0 | 0 | 0 | #N/A | #N/A | #N/A | #N/A | #N/A | #N/A |  | 0 | 0 | 0 | #DIV/0!
[19 empty] | 0 | 0 | 0 | 0% | 0 | 0 | 0 | 0 | 0 | 0 | 0 | 0 | #N/A | #N/A | #N/A | #N/A | #N/A | #N/A |  | 0 | 0 | 0 | #DIV/0!
[19 empty] | 0 | 0 | 0 | 0% | 0 | 0 | 0 | 0 | 0 | 0 | 0 | 0 | #N/A | #N/A | #N/A | #N/A | #N/A | #N/A |  | 0 | 0 | 0 | #DIV/0!
[19 empty] | 0 | 0 | 0 | 0% | 0 | 0 | 0 | 0 | 0 | 0 | 0 | 0 | #N/A | #N/A | #N/A | #N/A | #N/A | #N/A |  | 0 | 0 | 0 | #DIV/0!
[19 empty] | 0 | 0 | 0 | 0% | 0 | 0 | 0 | 0 | 0 | 0 | 0 | 0 | #N/A | #N/A | #N/A | #N/A | #N/A | #N/A |  | 0 | 0 | 0 | #DIV/0!
[19 empty] | 0 | 0 | 0 | 0% | 0 | 0 | 0 | 0 | 0 | 0 | 0 | 0 | #N/A | #N/A | #N/A | #N/A | #N/A | #N/A |  | 0 | 0 | 0 | #DIV/0!
[19 empty] | 0 | 0 | 0 | 0% | 0 | 0 | 0 | 0 | 0 | 0 | 0 | 0 | #N/A | #N/A | #N/A | #N/A | #N/A | #N/A |  | 0 | 0 | 0 | #DIV/0!
[19 empty] | 0 | 0 | 0 | 0% | 0 | 0 | 0 | 0 | 0 | 0 | 0 | 0 | #N/A | #N/A | #N/A | #N/A | #N/A | #N/A |  | 0 | 0 | 0 | #DIV/0!
[19 empty] | 0 | 0 | 0 | 0% | 0 | 0 | 0 | 0 | 0 | 0 | 0 | 0 | #N/A | #N/A | #N/A | #N/A | #N/A | #N/A |  | 0 | 0 | 0 | #DIV/0!
[19 empty] | 0 | 0 | 0 | 0% | 0 | 0 | 0 | 0 | 0 | 0 | 0 | 0 | #N/A | #N/A | #N/A | #N/A | #N/A | #N/A |  | 0 | 0 | 0 | #DIV/0!
[19 empty] | 0 | 0 | 0 | 0% | 0 | 0 | 0 | 0 | 0 | 0 | 0 | 0 | #N/A | #N/A | #N/A | #N/A | #N/A | #N/A |  | 0 | 0 | 0 | #DIV/0!
[19 empty] | 0 | 0 | 0 | 0% | 0 | 0 | 0 | 0 | 0 | 0 | 0 | 0 | #N/A | #N/A | #N/A | #N/A | #N/A | #N/A |  | 0 | 0 | 0 | #DIV/0!
[19 empty] | 0 | 0 | 0 | 0% | 0 | 0 | 0 | 0 | 0 | 0 | 0 | 0 | #N/A | #N/A | #N/A | #N/A | #N/A | #N/A |  | 0 | 0 | 0 | #DIV/0!
[19 empty] | 0 | 0 | 0 | 0% | 0 | 0 | 0 | 0 | 0 | 0 | 0 | 0 | #N/A | #N/A | #N/A | #N/A | #N/A | #N/A |  | 0 | 0 | 0 | #DIV/0!
[19 empty] | 0 | 0 | 0 | 0% | 0 | 0 | 0 | 0 | 0 | 0 | 0 | 0 | #N/A | #N/A | #N/A | #N/A | #N/A | #N/A |  | 0 | 0 | 0 | #DIV/0!
[19 empty] | 0 | 0 | 0 | 0% | 0 | 0 | 0 | 0 | 0 | 0 | 0 | 0 | #N/A | #N/A | #N/A | #N/A | #N/A | #N/A |  | 0 | 0 | 0 | #DIV/0!
[19 empty] | 0 | 0 | 0 | 0% | 0 | 0 | 0 | 0 | 0 | 0 | 0 | 0 | #N/A | #N/A | #N/A | #N/A | #N/A | #N/A |  | 0 | 0 | 0 | #DIV/0!
[19 empty] | 0 | 0 | 0 | 0% | 0 | 0 | 0 | 0 | 0 | 0 | 0 | 0 | #N/A | #N/A | #N/A | #N/A | #N/A | #N/A |  | 0 | 0 | 0 | #DIV/0!
[19 empty] | 0 | 0 | 0 | 0% | 0 | 0 | 0 | 0 | 0 | 0 | 0 | 0 | #N/A | #N/A | #N/A | #N/A | #N/A | #N/A |  | 0 | 0 | 0 | #DIV/0!
[19 empty] | 0 | 0 | 0 | 0% | 0 | 0 | 0 | 0 | 0 | 0 | 0 | 0 | #N/A | #N/A | #N/A | #N/A | #N/A | #N/A |  | 0 | 0 | 0 | #DIV/0!
[19 empty] | 0 | 0 | 0 | 0% | 0 | 0 | 0 | 0 | 0 | 0 | 0 | 0 | #N/A | #N/A | #N/A | #N/A | #N/A | #N/A |  | 0 | 0 | 0 | #DIV/0!
[19 empty] | 0 | 0 | 0 | 0% | 0 | 0 | 0 | 0 | 0 | 0 | 0 | 0 | #N/A | #N/A | #N/A | #N/A | #N/A | #N/A |  | 0 | 0 | 0 | #DIV/0!
[19 empty] | 0 | 0 | 0 | 0% | 0 | 0 | 0 | 0 | 0 | 0 | 0 | 0 | #N/A | #N/A | #N/A | #N/A | #N/A | #N/A |  | 0 | 0 | 0 | #DIV/0!
[19 empty] | 0 | 0 | 0 | 0% | 0 | 0 | 0 | 0 | 0 | 0 | 0 | 0 | #N/A | #N/A | #N/A | #N/A | #N/A | #N/A |  | 0 | 0 | 0 | #DIV/0!
[19 empty] | 0 | 0 | 0 | 0% | 0 | 0 | 0 | 0 | 0 | 0 | 0 | 0 | #N/A | #N/A | #N/A | #N/A | #N/A | #N/A |  | 0 | 0 | 0 | #DIV/0!
[19 empty] | 0 | 0 | 0 | 0% | 0 | 0 | 0 | 0 | 0 | 0 | 0 | 0 | #N/A | #N/A | #N/A | #N/A | #N/A | #N/A |  | 0 | 0 | 0 | #DIV/0!
[19 empty] | 0 | 0 | 0 | 0% | 0 | 0 | 0 | 0 | 0 | 0 | 0 | 0 | #N/A | #N/A | #N/A | #N/A | #N/A | #N/A |  | 0 | 0 | 0 | #DIV/0!
[19 empty] | 0 | 0 | 0 | 0% | 0 | 0 | 0 | 0 | 0 | 0 | 0 | 0 | #N/A | #N/A | #N/A | #N/A | #N/A | #N/A |  | 0 | 0 | 0 | #DIV/0!

## Efficiency Boost {E}
Rtn to Summary |  | Order Number | Program Name | Discount Rate: | 6.8% | [9 empty] | Paste in incentives but use DBtC for Total
| Program: | 18230751 | Efficiency Boost {E}
| paste |  |  | paste | paste | paste | paste | paste | paste | paste | paste | paste | paste | Paste | paste | paste | paste | paste | Formula: G + H | Formula: (O/A10)*T | Formula: N - M | Formula: O/A10 | Formula: W*A8 | Formula: Q - P | Formula: X + DBtC | Formula: Q + X | Formula: Z/(1+ElecDiscountRate)^1 | Formula: AA/(1+ElecDiscountRate)^1 | Formula: -PV (ElecDiscount Rate,T,R)*J | Formula: - PV (ElecDiscount Rate, T, S)*J |  | AF*J*K |  | AH*J*L | AG + AI |  | AG +AI -AK | formula: Logic to lookup from AC tables and adjust by savings and quantity | Formula: Utility Savings (AM)*1.1+AD+AE | formula: AM/AB | formula: AN/AC
| Sch. No. | Order Number | Program Name | Measure Version | Measure Name | First Period Measure Life | Second period Measure Life | Electric End-Use Type | Number of units offered | Savings per Unit Period 1 | Savngs per Unit Period 2 | Incentives Per Unit | Incremental Measure Cost per Unit | Total First Year Savings | Total Incentive | Total Incremental Measure Cost | Unit First Year Non-Energy Benefits | Unit Annual Net Equipment O&M | Total Measure Life | Weighted Life | Agency or Customer Cost per Unit | Percent Unit overhead | Program Overhead Cost | Total Customer Cost | Total Utility Program Costs | Total Resource Cost | PV Total Utility Program Costs | PV Total Resource Costs | PV Total Non-Energy Benefits | PV Total Net Equipment O&M | Unit PV First period Savings for 1 kWh | Total First Period Savings | Unit PV Savings for Second Period for 1 kWh | Total Second period Savings | Unadjusted Total | Decrement | Final UC Total Savings | PV Total Savings UC | PV Total Savings TRC | UC B/C Ratio | TRC B/C Ratio
DBTC: | E214 | 18230751 | Efficiency Boost {E} | [15 empty] | 0 | #DIV/0! | 0 | #DIV/0! | #DIV/0! | 0 | #DIV/0! | #DIV/0! | #DIV/0! | #DIV/0! | 0 | 0 | #N/A | #N/A | #N/A | #N/A | #N/A | #N/A | #N/A | 0 | 0 | 0 | #DIV/0!
0 | [18 empty] | 0 | #DIV/0! | 0 | #DIV/0! | #DIV/0! | 0 | #DIV/0! | #DIV/0! | #DIV/0! | #DIV/0! | 0 | 0 | #N/A | #N/A | #N/A | #N/A | #N/A | #N/A | #N/A | 0 | 0 | 0 | #DIV/0!
Program Costs: | [18 empty] | 0 | #DIV/0! | 0 | #DIV/0! | #DIV/0! | 0 | #DIV/0! | #DIV/0! | #DIV/0! | #DIV/0! | 0 | 0 | #N/A | #N/A | #N/A | #N/A | #N/A | #N/A | #N/A | 0 | 0 | 0 | #DIV/0!
77977.52 | [18 empty] | 0 | #DIV/0! | 0 | #DIV/0! | #DIV/0! | 0 | #DIV/0! | #DIV/0! | #DIV/0! | #DIV/0! | 0 | 0 | #N/A | #N/A | #N/A | #N/A | #N/A | #N/A | #N/A | 0 | 0 | 0 | #DIV/0!
Total Savings (kWh): | [18 empty] | 0 | #DIV/0! | 0 | #DIV/0! | #DIV/0! | 0 | #DIV/0! | #DIV/0! | #DIV/0! | #DIV/0! | 0 | 0 | #N/A | #N/A | #N/A | #N/A | #N/A | #N/A | #N/A | 0 | 0 | 0 | #DIV/0!
0 | [18 empty] | 0 | #DIV/0! | 0 | #DIV/0! | #DIV/0! | 0 | #DIV/0! | #DIV/0! | #DIV/0! | #DIV/0! | 0 | 0 | #N/A | #N/A | #N/A | #N/A | #N/A | #N/A | #N/A | 0 | 0 | 0 | #DIV/0!
Total Incentives: | [18 empty] | 0 | #DIV/0! | 0 | #DIV/0! | #DIV/0! | 0 | #DIV/0! | #DIV/0! | #DIV/0! | #DIV/0! | 0 | 0 | #N/A | #N/A | #N/A | #N/A | #N/A | #N/A | #N/A | 0 | 0 | 0 | #DIV/0!
0 | [18 empty] | 0 | #DIV/0! | 0 | #DIV/0! | #DIV/0! | 0 | #DIV/0! | #DIV/0! | #DIV/0! | #DIV/0! | 0 | 0 | #N/A | #N/A | #N/A | #N/A | #N/A | #N/A | #N/A | 0 | 0 | 0 | #DIV/0!
Total Customer Costs: | [18 empty] | 0 | #DIV/0! | 0 | #DIV/0! | #DIV/0! | 0 | #DIV/0! | #DIV/0! | #DIV/0! | #DIV/0! | 0 | 0 | #N/A | #N/A | #N/A | #N/A | #N/A | #N/A | #N/A | 0 | 0 | 0 | #DIV/0!
0 | [18 empty] | 0 | #DIV/0! | 0 | #DIV/0! | #DIV/0! | 0 | #DIV/0! | #DIV/0! | #DIV/0! | #DIV/0! | 0 | 0 | #N/A | #N/A | #N/A | #N/A | #N/A | #N/A | #N/A | 0 | 0 | 0 | #DIV/0!
Weighted Avg Life | [18 empty] | 0 | #DIV/0! | 0 | #DIV/0! | #DIV/0! | 0 | #DIV/0! | #DIV/0! | #DIV/0! | #DIV/0! | 0 | 0 | #N/A | #N/A | #N/A | #N/A | #N/A | #N/A | #N/A | 0 | 0 | 0 | #DIV/0!
#DIV/0! | [18 empty] | 0 | #DIV/0! | 0 | #DIV/0! | #DIV/0! | 0 | #DIV/0! | #DIV/0! | #DIV/0! | #DIV/0! | 0 | 0 | #N/A | #N/A | #N/A | #N/A | #N/A | #N/A | #N/A | 0 | 0 | 0 | #DIV/0!
Total Utility Cost | [18 empty] | 0 | #DIV/0! | 0 | #DIV/0! | #DIV/0! | 0 | #DIV/0! | #DIV/0! | #DIV/0! | #DIV/0! | 0 | 0 | #N/A | #N/A | #N/A | #N/A | #N/A | #N/A | #N/A | 0 | 0 | 0 | #DIV/0!
77977.52 | [18 empty] | 0 | #DIV/0! | 0 | #DIV/0! | #DIV/0! | 0 | #DIV/0! | #DIV/0! | #DIV/0! | #DIV/0! | 0 | 0 | #N/A | #N/A | #N/A | #N/A | #N/A | #N/A | #N/A | 0 | 0 | 0 | #DIV/0!
Total Resource Cost | [18 empty] | 0 | #DIV/0! | 0 | #DIV/0! | #DIV/0! | 0 | #DIV/0! | #DIV/0! | #DIV/0! | #DIV/0! | 0 | 0 | #N/A | #N/A | #N/A | #N/A | #N/A | #N/A | #N/A | 0 | 0 | 0 | #DIV/0!
77977.52 | [18 empty] | 0 | #DIV/0! | 0 | #DIV/0! | #DIV/0! | 0 | #DIV/0! | #DIV/0! | #DIV/0! | #DIV/0! | 0 | 0 | #N/A | #N/A | #N/A | #N/A | #N/A | #N/A | #N/A | 0 | 0 | 0 | #DIV/0!
UC B/C Ratio | [18 empty] | 0 | #DIV/0! | 0 | #DIV/0! | #DIV/0! | 0 | #DIV/0! | #DIV/0! | #DIV/0! | #DIV/0! | 0 | 0 | #N/A | #N/A | #N/A | #N/A | #N/A | #N/A | #N/A | 0 | 0 | 0 | #DIV/0!
#DIV/0! | [18 empty] | 0 | #DIV/0! | 0 | #DIV/0! | #DIV/0! | 0 | #DIV/0! | #DIV/0! | #DIV/0! | #DIV/0! | 0 | 0 | #N/A | #N/A | #N/A | #N/A | #N/A | #N/A | #N/A | 0 | 0 | 0 | #DIV/0!
TRC B/C Ratio | [18 empty] | 0 | #DIV/0! | 0 | #DIV/0! | #DIV/0! | 0 | #DIV/0! | #DIV/0! | #DIV/0! | #DIV/0! | 0 | 0 | #N/A | #N/A | #N/A | #N/A | #N/A | #N/A | #N/A | 0 | 0 | 0 | #DIV/0!
#DIV/0! | [18 empty] | 0 | #DIV/0! | 0 | #DIV/0! | #DIV/0! | 0 | #DIV/0! | #DIV/0! | #DIV/0! | #DIV/0! | 0 | 0 | #N/A | #N/A | #N/A | #N/A | #N/A | #N/A | #N/A | 0 | 0 | 0 | #DIV/0!

## SF New Construction {E}
Rtn to Summary |  | Order Number | Program Name | Discount Rate: | 6.8% | [9 empty] | Paste in incentives but use DBtC for Total
| Program: | 18230405 | Single Family New Construction {E}
| paste |  |  | paste | paste | paste | paste | paste | paste | paste | paste | paste | paste | Paste | paste | paste | paste | paste | Formula: G + H | Formula: (O/A10)*T | Formula: N - M | Formula: O/A10 | Formula: W*A8 | Formula: Q - P | Formula: X + DBtC | Formula: Q + X | Formula: Z/(1+ElecDiscountRate)^1 | Formula: AA/(1+ElecDiscountRate)^1 | Formula: -PV (ElecDiscount Rate,T,R)*J | Formula: - PV (ElecDiscount Rate, T, S)*J |  | AF*J*K |  | AH*J*L | AG + AI |  | AG +AI -AK | formula: Logic to lookup from AC tables and adjust by savings and quantity | Formula: Utility Savings (AM)*1.1+AD+AE | formula: AM/AB | formula: AN/AC
| Sch. No. | Order Number | Program Name | Measure Version | Measure Name | First Period Measure Life | Second period Measure Life | Electric End-Use Type | Number of units offered | Savings per Unit Period 1 | Savngs per Unit Period 2 | Incentives Per Unit | Incremental Measure Cost per Unit | Total First Year Savings | Total Incentive | Total Incremental Measure Cost | Unit First Year Non-Energy Benefits | Unit Annual Net Equipment O&M | Total Measure Life | Weighted Life | Agency or Customer Cost per Unit | Percent Unit overhead | Program Overhead Cost | Total Customer Cost | Total Utility Program Costs | Total Resource Cost | PV Total Utility Program Costs | PV Total Resource Costs | PV Total Non-Energy Benefits | PV Total Net Equipment O&M | Unit PV First period Savings for 1 kWh | Total First Period Savings | Unit PV Savings for Second Period for 1 kWh | Total Second period Savings | Unadjusted Total | Decrement | Final UC Total Savings | PV Total Savings UC | PV Total Savings TRC | UC B/C Ratio | TRC B/C Ratio
DBTC: | E215 | 18230405 | Single Family New Construction {E} | 12986-2 | SFNC: Built Green - 3 Star or Eqv - 10pc above WSEC - NGSH - NGWH - C | 27 | 0 | Res Lighting | 40 | 724.025 |  | 500 | 2364.5 | 28961 | 30000 | 94580 |  | 0 | 27 | 21.1366 | 1864.5 | 78.28% | 84314.7124 | 64580 | 109496.4095 | 178894.7124 | 102524.728 | 167504.4123 | 0 | 0 | 1.7007 | 49253.4405 | 1.7007 | 0 | 49253.4405 | 0 | 49253.4405 | 49253.4405 | 54178.7846 | 0.48041 | 0.32345
32167.29 | E215 | 18230405 | Single Family New Construction {E} | 13328-1 | Performance Path - EH or EWH - SF - NC | 28 | 0 | SF Heat Pump | 6 | 1339 |  | 0.35 | 0.35 | 8034 | 2167.29 | 2.1 | 0 | 0 | 28 | 6.0806 | 0 | 21.72% | 23389.5376 | -2165.19 | 30375.1305 | 23391.6376 | 28441.1334 | 21902.2824 | 0 | 0 | 1.979 | 15899.5025 | 1.979 | 0 | 15899.5025 | 0 | 15899.5025 | 15899.5025 | 17489.4528 | 0.55903 | 0.79852
Program Costs: | E215 | 18230405 | Single Family New Construction {E} | [15 empty] | 0 | 0 | 0 | 0% | 0 | 0 | 0 | 0 | 0 | 0 | 0 | 0 | #N/A | #N/A | #N/A | #N/A | #N/A | #N/A | #N/A | 0 | 0 | 0 | #DIV/0!
107704.25 | E215 | 18230405 | Single Family New Construction {E} | [15 empty] | 0 | 0 | 0 | 0% | 0 | 0 | 0 | 0 | 0 | 0 | 0 | 0 | #N/A | #N/A | #N/A | #N/A | #N/A | #N/A | #N/A | 0 | 0 | 0 | #DIV/0!
Total Savings (kWh): | E215 | 18230405 | Single Family New Construction {E} | [15 empty] | 0 | 0 | 0 | 0% | 0 | 0 | 0 | 0 | 0 | 0 | 0 | 0 | #N/A | #N/A | #N/A | #N/A | #N/A | #N/A | #N/A | 0 | 0 | 0 | #DIV/0!
36995 | E215 | 18230405 | Single Family New Construction {E} | [15 empty] | 0 | 0 | 0 | 0% | 0 | 0 | 0 | 0 | 0 | 0 | 0 | 0 | #N/A | #N/A | #N/A | #N/A | #N/A | #N/A | #N/A | 0 | 0 | 0 | #DIV/0!
Total Incentives: | [18 empty] | 0 | 0 | 0 | 0% | 0 | 0 | 0 | 0 | 0 | 0 | 0 | 0 | #N/A | #N/A | #N/A | #N/A | #N/A | #N/A | #N/A | 0 | 0 | 0 | #DIV/0!
32167.29 | [18 empty] | 0 | 0 | 0 | 0% | 0 | 0 | 0 | 0 | 0 | 0 | 0 | 0 | #N/A | #N/A | #N/A | #N/A | #N/A | #N/A | #N/A | 0 | 0 | 0 | #DIV/0!
Total Customer Costs: | [18 empty] | 0 | 0 | 0 | 0% | 0 | 0 | 0 | 0 | 0 | 0 | 0 | 0 | #N/A | #N/A | #N/A | #N/A | #N/A | #N/A | #N/A | 0 | 0 | 0 | #DIV/0!
62414.81 | [18 empty] | 0 | 0 | 0 | 0% | 0 | 0 | 0 | 0 | 0 | 0 | 0 | 0 | #N/A | #N/A | #N/A | #N/A | #N/A | #N/A | #N/A | 0 | 0 | 0 | #DIV/0!
Weighted Avg Life | [18 empty] | 0 | 0 | 0 | 0% | 0 | 0 | 0 | 0 | 0 | 0 | 0 | 0 | #N/A | #N/A | #N/A | #N/A | #N/A | #N/A | #N/A | 0 | 0 | 0 | #DIV/0!
27.2172 | [18 empty] | 0 | 0 | 0 | 0% | 0 | 0 | 0 | 0 | 0 | 0 | 0 | 0 | #N/A | #N/A | #N/A | #N/A | #N/A | #N/A | #N/A | 0 | 0 | 0 | #DIV/0!
Total Utility Cost | [18 empty] | 0 | 0 | 0 | 0% | 0 | 0 | 0 | 0 | 0 | 0 | 0 | 0 | #N/A | #N/A | #N/A | #N/A | #N/A | #N/A | #N/A | 0 | 0 | 0 | #DIV/0!
139871.54 | [18 empty] | 0 | 0 | 0 | 0% | 0 | 0 | 0 | 0 | 0 | 0 | 0 | 0 | #N/A | #N/A | #N/A | #N/A | #N/A | #N/A | #N/A | 0 | 0 | 0 | #DIV/0!
Total Resource Cost | [18 empty] | 0 | 0 | 0 | 0% | 0 | 0 | 0 | 0 | 0 | 0 | 0 | 0 | #N/A | #N/A | #N/A | #N/A | #N/A | #N/A | #N/A | 0 | 0 | 0 | #DIV/0!
202286.35 | [18 empty] | 0 | 0 | 0 | 0% | 0 | 0 | 0 | 0 | 0 | 0 | 0 | 0 | #N/A | #N/A | #N/A | #N/A | #N/A | #N/A | #N/A | 0 | 0 | 0 | #DIV/0!
UC B/C Ratio | [18 empty] | 0 | 0 | 0 | 0% | 0 | 0 | 0 | 0 | 0 | 0 | 0 | 0 | #N/A | #N/A | #N/A | #N/A | #N/A | #N/A | #N/A | 0 | 0 | 0 | #DIV/0!
0.49748 | [18 empty] | 0 | 0 | 0 | 0% | 0 | 0 | 0 | 0 | 0 | 0 | 0 | 0 | #N/A | #N/A | #N/A | #N/A | #N/A | #N/A | #N/A | 0 | 0 | 0 | #DIV/0!
TRC B/C Ratio | [18 empty] | 0 | 0 | 0 | 0% | 0 | 0 | 0 | 0 | 0 | 0 | 0 | 0 | #N/A | #N/A | #N/A | #N/A | #N/A | #N/A | #N/A | 0 | 0 | 0 | #DIV/0!
0.37838 | [18 empty] | 0 | 0 | 0 | 0% | 0 | 0 | 0 | 0 | 0 | 0 | 0 | 0 | #N/A | #N/A | #N/A | #N/A | #N/A | #N/A | #N/A | 0 | 0 | 0 | #DIV/0!

## MH New Construction {E}
Rtn to Summary |  | Order Number | Program Name | Discount Rate: | 6.8% | [9 empty] | Paste in incentives but use DBtC for Total
| Program: | 18230071 | Manufactured Home New Construction {E}
| paste |  |  | paste | paste | paste | paste | paste | paste | paste | paste | paste | paste | Paste | paste | paste | paste | paste | Formula: G + H | Formula: (O/A10)*T | Formula: N - M | Formula: O/A10 | Formula: W*A8 | Formula: Q - P | Formula: X + DBtC | Formula: Q + X | Formula: Z/(1+ElecDiscountRate)^1 | Formula: AA/(1+ElecDiscountRate)^1 | Formula: -PV (ElecDiscount Rate,T,R)*J | Formula: - PV (ElecDiscount Rate, T, S)*J |  | AF*J*K |  | AH*J*L | AG + AI |  | AG +AI -AK | formula: Logic to lookup from AC tables and adjust by savings and quantity | Formula: Utility Savings (AM)*1.1+AD+AE | formula: AM/AB | formula: AN/AC
| Sch. No. | Order Number | Program Name | Measure Version | Measure Name | First Period Measure Life | Second period Measure Life | Electric End-Use Type | Number of units offered | Savings per Unit Period 1 | Savngs per Unit Period 2 | Incentives Per Unit | Incremental Measure Cost per Unit | Total First Year Savings | Total Incentive | Total Incremental Measure Cost | Unit First Year Non-Energy Benefits | Unit Annual Net Equipment O&M | Total Measure Life | Weighted Life | Agency or Customer Cost per Unit | Percent Unit overhead | Program Overhead Cost | Total Customer Cost | Total Utility Program Costs | Total Resource Cost | PV Total Utility Program Costs | PV Total Resource Costs | PV Total Non-Energy Benefits | PV Total Net Equipment O&M | Unit PV First period Savings for 1 kWh | Total First Period Savings | Unit PV Savings for Second Period for 1 kWh | Total Second period Savings | Unadjusted Total | Decrement | Final UC Total Savings | PV Total Savings UC | PV Total Savings TRC | UC B/C Ratio | TRC B/C Ratio
DBTC: | E215 | 18230071 | Manufactured Home New Construction {E} | 12213-3 | MHNC: NEEM 1.1 Rated - EnergyStar | 45 | 0 | SF Space Heat | 1 | 2066 |  | 1000 | 2514.08 | 2066 | 1000 | 2514.08 | 0 | 0 | 45 | 0.50095 | 1514.08 | 1.113% | 816.1312 | 1514.08 | 2654.2685 | 3330.2112 | 2485.2702 | 3118.1753 | 0 | 0 | 3.2695 | 6754.8495 | 3.2695 | 0 | 6754.8495 | 0 | 6754.8495 | 6754.8495 | 7430.3344 | 2.718 | 2.3829
165119.18 | E215 | 18230071 | Manufactured Home New Construction {E} | 12891-2 | Incentive - Sales - NEEM 1.1 | 1 | 0 |  | 32 | 0 |  | 200 | 0 | 0 | 6400 | 0 | 0 | 0 | 1 | 0 | -200 | 0% | 0 | -6400 | 0 | 0 | 0 | 0 | 0 | 0 | #N/A | #N/A | #N/A | #N/A | #N/A | #N/A | #N/A | 0 | 0 | 0 | #DIV/0!
Program Costs: | E215 | 18230071 | Manufactured Home New Construction {E} | 12892-3 | Incentive - Sales - NEEM 2.0 | 1 | 0 |  | 2 | 0 |  | 400 | 0 | 0 | 800 | 0 | 0 | 0 | 1 | 0 | -400 | 0% | 0 | -800 | 0 | 0 | 0 | 0 | 0 | 0 | #N/A | #N/A | #N/A | #N/A | #N/A | #N/A | #N/A | 0 | 0 | 0 | #DIV/0!
73312.76 | E215 | 18230071 | Manufactured Home New Construction {E} | 13324-1 | NEEM 1.1 - Energy Star Rated - EH | 45 | 0 | SF Space Heat | 51 | 2066 |  | 1000 | 2514.08 | 105366 | 51000 | 128218.08 | 72.558 | 0 | 45 | 25.5484 | 1514.08 | 56.77% | 41622.6926 | 77218.08 | 135367.6951 | 169840.7726 | 126748.7781 | 159026.9406 | 51599.8562 | 0 | 3.2695 | 344497.3224 | 3.2695 | 0 | 344497.3224 | 0 | 344497.3224 | 344497.3224 | 430546.9108 | 2.718 | 2.7074
Total Savings (kWh): | E215 | 18230071 | Manufactured Home New Construction {E} | 13324-2 | NEEM 1.1 - Energy Star Rated - EH | 45 | 0 | SF Space Heat | 29 | 2066 |  | 2200 | 2675.93 | 59914 | 63800 | 77601.97 | 72.558 | 0 | 45 | 14.5275 | 475.93 | 32.28% | 23667.8056 | 13801.97 | 76973.7874 | 101269.7756 | 72072.8346 | 94821.8873 | 29341.0947 | 0 | 3.2695 | 195890.6343 | 3.2695 | 0 | 195890.6343 | 0 | 195890.6343 | 195890.6343 | 244820.7924 | 2.718 | 2.5819
185588 | E215 | 18230071 | Manufactured Home New Construction {E} | 13326-1 | NEEM 2.0 - Energy Star with NEEM Plus Rated - EH | 43 | 0 | SF Space Heat | 4 | 2606 |  | 2000 | 4110.8 | 10424 | 8000 | 16443.2 | 77.716 | 0 | 43 | 2.4152 | 2110.8 | 5.617% | 4117.7889 | 8443.2 | 13392.108 | 20560.9889 | 12539.427 | 19251.8623 | 4301.4462 | 0 | 3.112 | 32439.3415 | 3.112 | 0 | 32439.3415 | 0 | 32439.3415 | 32439.3415 | 39984.7218 | 2.587 | 2.0769
Total Incentives: | E215 | 18230071 | Manufactured Home New Construction {E} | 13326-2 | NEEM 2.0 - Energy Star with NEEM Plus Rated - EH | 43 | 0 | SF Space Heat | 3 | 2606 |  | 4400 | 4428.42 | 7818 | 13200 | 13285.26 | 77.716 | 0 | 43 | 1.8114 | 28.42 | 4.213% | 3088.3417 | 85.26 | 10044.081 | 16373.6017 | 9404.5702 | 15331.0877 | 3226.0846 | 0 | 3.112 | 24329.5061 | 3.112 | 0 | 24329.5061 | 0 | 24329.5061 | 24329.5061 | 29988.5413 | 2.587 | 1.9561
144200 | E215 | 18230071 | Manufactured Home New Construction {E} | [15 empty] | 0 | 0 | 0 | 0% | 0 | 0 | 0 | 0 | 0 | 0 | 0 | 0 | #N/A | #N/A | #N/A | #N/A | #N/A | #N/A | #N/A | 0 | 0 | 0 | #DIV/0!
Total Customer Costs: | E215 | 18230071 | Manufactured Home New Construction {E} | [15 empty] | 0 | 0 | 0 | 0% | 0 | 0 | 0 | 0 | 0 | 0 | 0 | 0 | #N/A | #N/A | #N/A | #N/A | #N/A | #N/A | #N/A | 0 | 0 | 0 | #DIV/0!
93862.59 | E215 | 18230071 | Manufactured Home New Construction {E} | [15 empty] | 0 | 0 | 0 | 0% | 0 | 0 | 0 | 0 | 0 | 0 | 0 | 0 | #N/A | #N/A | #N/A | #N/A | #N/A | #N/A | #N/A | 0 | 0 | 0 | #DIV/0!
Weighted Avg Life | [18 empty] | 0 | 0 | 0 | 0% | 0 | 0 | 0 | 0 | 0 | 0 | 0 | 0 | #N/A | #N/A | #N/A | #N/A | #N/A | #N/A | #N/A | 0 | 0 | 0 | #DIV/0!
44.8034 | [18 empty] | 0 | 0 | 0 | 0% | 0 | 0 | 0 | 0 | 0 | 0 | 0 | 0 | #N/A | #N/A | #N/A | #N/A | #N/A | #N/A | #N/A | 0 | 0 | 0 | #DIV/0!
Total Utility Cost | [18 empty] | 0 | 0 | 0 | 0% | 0 | 0 | 0 | 0 | 0 | 0 | 0 | 0 | #N/A | #N/A | #N/A | #N/A | #N/A | #N/A | #N/A | 0 | 0 | 0 | #DIV/0!
238431.94 | [18 empty] | 0 | 0 | 0 | 0% | 0 | 0 | 0 | 0 | 0 | 0 | 0 | 0 | #N/A | #N/A | #N/A | #N/A | #N/A | #N/A | #N/A | 0 | 0 | 0 | #DIV/0!
Total Resource Cost | [18 empty] | 0 | 0 | 0 | 0% | 0 | 0 | 0 | 0 | 0 | 0 | 0 | 0 | #N/A | #N/A | #N/A | #N/A | #N/A | #N/A | #N/A | 0 | 0 | 0 | #DIV/0!
311375.35 | [18 empty] | 0 | 0 | 0 | 0% | 0 | 0 | 0 | 0 | 0 | 0 | 0 | 0 | #N/A | #N/A | #N/A | #N/A | #N/A | #N/A | #N/A | 0 | 0 | 0 | #DIV/0!
UC B/C Ratio | [18 empty] | 0 | 0 | 0 | 0% | 0 | 0 | 0 | 0 | 0 | 0 | 0 | 0 | #N/A | #N/A | #N/A | #N/A | #N/A | #N/A | #N/A | 0 | 0 | 0 | #DIV/0!
2.7051 | [18 empty] | 0 | 0 | 0 | 0% | 0 | 0 | 0 | 0 | 0 | 0 | 0 | 0 | #N/A | #N/A | #N/A | #N/A | #N/A | #N/A | #N/A | 0 | 0 | 0 | #DIV/0!
TRC B/C Ratio | [18 empty] | 0 | 0 | 0 | 0% | 0 | 0 | 0 | 0 | 0 | 0 | 0 | 0 | #N/A | #N/A | #N/A | #N/A | #N/A | #N/A | #N/A | 0 | 0 | 0 | #DIV/0!
2.582 | [18 empty] | 0 | 0 | 0 | 0% | 0 | 0 | 0 | 0 | 0 | 0 | 0 | 0 | #N/A | #N/A | #N/A | #N/A | #N/A | #N/A | #N/A | 0 | 0 | 0 | #DIV/0!

## Multi Family Retrofit {E}
Rtn to Summary |  | Order Number | Program Name | Discount Rate: | 6.8% | [9 empty] | Paste in incentives but use DBtC for Total
| Program: | 18230407 | Multi Family Retrofit {E}
| paste |  |  | paste | paste | paste | paste | paste | paste | paste | paste | paste | paste | Paste | paste | paste | paste | paste | Formula: G + H | Formula: (O/A10)*T | Formula: N - M | Formula: O/A10 | Formula: W*A8 | Formula: Q - P | Formula: X + DBtC | Formula: Q + X | Formula: Z/(1+ElecDiscountRate)^1 | Formula: AA/(1+ElecDiscountRate)^1 | Formula: -PV (ElecDiscount Rate,T,R)*J | Formula: - PV (ElecDiscount Rate, T, S)*J |  | AF*J*K |  | AH*J*L | AG + AI |  | AG +AI -AK | formula: Logic to lookup from AC tables and adjust by savings and quantity | Formula: Utility Savings (AM)*1.1+AD+AE | formula: AM/AB | formula: AN/AC
| Sch. No. | Order Number | Program Name | Measure Version | Measure Name | First Period Measure Life | Second period Measure Life | Electric End-Use Type | Number of units offered | Savings per Unit Period 1 | Savngs per Unit Period 2 | Incentives Per Unit | Incremental Measure Cost per Unit | Total First Year Savings | Total Incentive | Total Incremental Measure Cost | Unit First Year Non-Energy Benefits | Unit Annual Net Equipment O&M | Total Measure Life | Weighted Life | Agency or Customer Cost per Unit | Percent Unit overhead | Program Overhead Cost | Total Customer Cost | Total Utility Program Costs | Total Resource Cost | PV Total Utility Program Costs | PV Total Resource Costs | PV Total Non-Energy Benefits | PV Total Net Equipment O&M | Unit PV First period Savings for 1 kWh | Total First Period Savings | Unit PV Savings for Second Period for 1 kWh | Total Second period Savings | Unadjusted Total | Decrement | Final UC Total Savings | PV Total Savings UC | PV Total Savings TRC | UC B/C Ratio | TRC B/C Ratio
DBTC: | E217 | 18230407 | Multi Family Retrofit {E} | 11263-6 | MFRFT: Insulation - Floor - R0 to R30 - E | 45 | 0 | MF Space Heat | 8324 | 1.4 |  | 1.5 | 1.59 | 11653.6 | 12486 | 13235.16 | 0.014039 | 0 | 45 | 0.076641 | 0.09 | 0.1703% | 2084.3324 | 749.16 | 14838.4856 | 15319.4924 | 13893.7131 | 14344.094 | 1629.4829 | 0 | 2.9503 | 34381.1527 | 2.9503 | 0 | 34381.1527 | 0 | 34381.1527 | 34381.1527 | 39448.7509 | 2.4746 | 2.7502
7488602.64 | E217 | 18230407 | Multi Family Retrofit {E} | 11302-6 | MFRFT: Sealing - Air | 45 | 0 | MF Space Heat | 1 | 4251 |  | 7245 | 7245 | 4251 | 7245 | 7245 | 0 | 0 | 45 | 0.027957 | 0 | 0.06213% | 760.3227 | 0 | 5412.7825 | 8005.3227 | 5068.1484 | 7495.6205 | 0 | 0 | 2.9503 | 12541.5563 | 2.9503 | 0 | 12541.5563 | 0 | 12541.5563 | 12541.5563 | 13795.7119 | 2.4746 | 1.8405
Program Costs: | E217 | 18230407 | Multi Family Retrofit {E} | 11307-4 | MFRFT: Lighting - Common Area | 15 | 0 | Comm Lighting | 1 | 240289 |  | 42701 | 135028.13 | 240289 | 42701 | 135028.13 | 709.3555 | 0 | 15 | 0.52676 | 92327.13 | 3.512% | 42977.4612 | 92327.13 | 305959.0916 | 178005.5912 | 286478.5502 | 166671.9019 | 6543.1615 | 0 | 1.0915 | 262274.0989 | 1.0915 | 0 | 262274.0989 | 0 | 262274.0989 | 262274.0989 | 295044.6703 | 0.91551 | 1.7702
1223816.01 | E217 | 18230407 | Multi Family Retrofit {E} | 12530-3 | Heat Pump - Ductless - from Zonal - 9.0 or greater HSPF - HZ1CZ1 - MF | 15 | 0 | MF Space Heat | 3 | 1300 |  | 800 | 3758.92 | 3900 | 2400 | 11276.76 | 26.21 | 0 | 15 | 0.0085496 | 2958.92 | 0.057% | 697.5438 | 8876.76 | 4965.8555 | 11974.3038 | 4649.6775 | 11211.8949 | 725.2905 | 0 | 1.3032 | 5082.339 | 1.3032 | 0 | 5082.339 | 0 | 5082.339 | 5082.339 | 6315.8634 | 1.0931 | 0.56332
Total Savings (kWh): | E217 | 18230407 | Multi Family Retrofit {E} | 12530-4 | Heat Pump - Ductless - from Zonal - 9.0 or greater HSPF - HZ1CZ1 - MF | 15 | 0 | MF Heat Pump | 90 | 1300 |  | 800 | 4000 | 117000 | 72000 | 360000 | 26.2098 | 0 | 15 | 0.25649 | 3200 | 1.71% | 20926.3136 | 288000 | 148975.6656 | 380926.3136 | 139490.3236 | 356672.5783 | 21758.5483 | 0 | 1.3072 | 152941.766 | 1.3072 | 0 | 152941.766 | 0 | 152941.766 | 152941.766 | 189994.491 | 1.0964 | 0.53269
6842412.67 | E217 | 18230407 | Multi Family Retrofit {E} | 12532-3 | Heat Pump - with AC - from E FAF - MF | 6 | 12 | MF Heat Pump | 2 | 2237 | 1119 | 1500 | 6886.89 | 4474 | 3000 | 13773.78 | 45.101 | 0 | 18 | 0.01177 | 5386.89 | 0.06539% | 800.2079 | 10773.78 | 5696.7276 | 14573.9879 | 5334.0146 | 13646.0561 | 920.5947 | 0 | 0.58812 | 2631.2658 | 1.5099 | 3379.2565 | 6010.5223 | 1316.221 | 4694.3012 | 4694.3012 | 6084.3261 | 0.88007 | 0.44587
Total Incentives: | E217 | 18230407 | Multi Family Retrofit {E} | 12603-2 | Fan - Ventilation - Energy Star - Res | 10 | 0 | Res Plug Load | 367 | 129 |  | 50 | 60.87 | 47343 | 18350 | 22339.29 | 9.933 | 0 | 10 | 0.069191 | 10.87 | 0.6919% | 8467.645 | 3989.29 | 60281.6661 | 30806.935 | 56443.5076 | 28845.4447 | 25842.2347 | 0 | 0.78039 | 36946.0674 | 0.78039 | 0 | 36946.0674 | 0 | 36946.0674 | 36946.0674 | 66482.9088 | 0.65457 | 2.3048
7267631.05 | E217 | 18230407 | Multi Family Retrofit {E} | 12603-3 | Fan - Ventilation - Energy Star - Res | 19 | 0 | Res Plug Load | 206 | 127 |  | 50 | 60.87 | 26162 | 10300 | 12539.22 | 10.2753 | 0 | 19 | 0.072647 | 10.87 | 0.3824% | 4679.2668 | 2239.22 | 33311.9775 | 17218.4868 | 31190.9901 | 16122.1787 | 22209.4668 | 0 | 1.3335 | 34886.7155 | 1.3335 | 0 | 34886.7155 | 0 | 34886.7155 | 34886.7155 | 60584.8539 | 1.1185 | 3.7579
Total Customer Costs: | E217 | 18230407 | Multi Family Retrofit {E} | 12604-3 | Fan - Ventilation - Energy Star - with AS - Res | 19 | 0 | Res Plug Load | 34 | 127 |  | 200 | 250 | 4318 | 6800 | 8500 | 10.2753 | 0 | 19 | 0.01199 | 50 | 0.06311% | 772.3062 | 1700 | 5498.0934 | 9272.3062 | 5148.0275 | 8681.9346 | 3665.6402 | 0 | 1.3335 | 5758.0016 | 1.3335 | 0 | 5758.0016 | 0 | 5758.0016 | 5758.0016 | 9999.4419 | 1.1185 | 1.1518
3246215.32 | E217 | 18230407 | Multi Family Retrofit {E} | 12649-2 | Windows - Double Pane - from U60 to U30 - EH - MF | 45 | 0 | MF Space Heat | 12843 | 13 |  | 5 | 23.3 | 166959 | 64215 | 299241.9 | 0 | 0 | 45 | 1.098 | 18.3 | 2.44% | 29861.8495 | 235026.9 | 212588.2749 | 329103.7495 | 199052.6918 | 308149.5782 | 0 | 0 | 2.9503 | 492572.4992 | 2.9503 | 0 | 492572.4992 | 0 | 492572.4992 | 492572.4992 | 541829.7491 | 2.4746 | 1.7583
Weighted Avg Life | E217 | 18230407 | Multi Family Retrofit {E} | 12649-3 | Windows - Double Pane - from U60 to U30 - EH - MF | 45 | 0 | MF Space Heat | 2141 | 13 |  | 10 | 24.7 | 27833 | 21410 | 52882.7 | 0.18 | 0 | 45 | 0.18305 | 14.7 | 0.4068% | 4978.1375 | 31472.7 | 35439.6556 | 57860.8375 | 33183.1981 | 54176.8141 | 5373.8085 | 0 | 2.9503 | 82114.5932 | 2.9503 | 0 | 82114.5932 | 0 | 82114.5932 | 82114.5932 | 95699.861 | 2.4746 | 1.7664
29.298 | E217 | 18230407 | Multi Family Retrofit {E} | 12650-3 | Windows - Double Pane - U30 - from SP U120 - EH - MF | 45 | 0 | MF Space Heat | 409 | 24 |  | 20 | 24.7 | 9816 | 8180 | 10102.3 | 0.33 | 0 | 45 | 0.064556 | 4.7 | 0.1435% | 1755.6641 | 1922.3 | 12498.6764 | 11857.9641 | 11702.8805 | 11102.9626 | 1882.0461 | 0 | 2.9503 | 28959.7545 | 2.9503 | 0 | 28959.7545 | 0 | 28959.7545 | 28959.7545 | 33737.7761 | 2.4746 | 3.0386
Total Utility Cost | E217 | 18230407 | Multi Family Retrofit {E} | 12685-4 | Water Heater - Storage - Energy Star - 0.67 EF - GH - Res - MI | 13 | 0 | Res Water Heat | 1 | 3.19 |  | 0 | 0 | 3.19 | 0 | 0 |  | 0 | 13 | 6.0607e-06 | 0 | 4.662e-05% | 0.57056 | 0 | 4.0618 | 0.57056 | 3.8032 | 0.53423 | 0 | 0 | 0.99115 | 3.1618 | 0.99115 | 0 | 3.1618 | 0 | 3.1618 | 3.1618 | 3.478 | 0.83135 | 6.5102
8712418.65 | E217 | 18230407 | Multi Family Retrofit {E} | 12687-4 | Water Heater - Tankless - Energy Star - 0.9 EF - GH - Res - MI | 20 | 0 | Res Water Heat | 8 | -22.54 |  | 0 | 0 | -180.32 | 0 | 0 |  | 0 | 20 | -0.00052707 | 0 | -0.002635% | -32.2516 | 0 | -229.6008 | -32.2516 | -214.982 | -30.1981 | 0 | 0 | 1.3943 | -251.4248 | 1.3943 | 0 | -251.4248 | 0 | -251.4248 | -251.4248 | -276.5673 | 1.1695 | 9.1584
Total Resource Cost | E217 | 18230407 | Multi Family Retrofit {E} | 12733-3 | Thermostat - ELV - Smart - Zonal - MF | 15 | 0 | MF Space Heat | 45 | 71 |  | 75 | 100 | 3195 | 3375 | 4500 | 2.46 | 0 | 15 | 0.0070041 | 25 | 0.04669% | 571.4493 | 1125 | 4068.1816 | 5071.4493 | 3809.1588 | 4748.5481 | 1021.1072 | 0 | 1.3032 | 4163.6085 | 1.3032 | 0 | 4163.6085 | 0 | 4163.6085 | 4163.6085 | 5601.0765 | 1.0931 | 1.1795
11737662.38 | E217 | 18230407 | Multi Family Retrofit {E} | 12734-2 | Thermostat - ELV - Smart - Zonal - MF - MI | 15 | 0 | MF Space Heat | 944 | 71 |  | 120 | 120 | 67024 | 113280 | 113280 | 2.46 | 0 | 15 | 0.14693 | 0 | 0.9795% | 11987.7371 | 0 | 85341.4104 | 125267.7371 | 79907.6876 | 117291.8887 | 21420.5591 | 0 | 1.3032 | 87343.2533 | 1.3032 | 0 | 87343.2533 | 0 | 87343.2533 | 87343.2533 | 117498.1377 | 1.0931 | 1.0018
UC B/C Ratio | E217 | 18230407 | Multi Family Retrofit {E} | 12734-3 | Thermostat - ELV - Smart - Zonal - MF - MI | 5 | 10 | MF Space Heat | 9156 | 59 | 53 | 130 | 130 | 540204 | 1190280 | 1190280 | 2.044 | 0 | 15 | 1.1842 | 0 | 7.895% | 96619.4727 | 0 | 687839.7477 | 1286899.4727 | 644044.7076 | 1204962.053 | 172627.6569 | 0 | 0.49676 | 268349.6084 | 1.3032 | 632383.7112 | 900733.3196 | 241059.8177 | 659673.5019 | 659673.5019 | 898268.509 | 1.0243 | 0.74547
1.6926 | E217 | 18230407 | Multi Family Retrofit {E} | 12736-4 | Thermostat - Smart - EH - Res | 7 | 0 | SF Space Heat | 159 | 245 |  | 75 | 165.03 | 38955 | 11925 | 26239.77 | 10.6281 | 0 | 7 | 0.039852 | 90.03 | 0.5693% | 6967.3893 | 14314.77 | 49601.2569 | 33207.1593 | 46443.1244 | 31092.8458 | 9171.034 | 0 | 0.67292 | 26213.5838 | 0.67292 | 0 | 26213.5838 | 0 | 26213.5838 | 26213.5838 | 38005.9762 | 0.56442 | 1.2223
TRC B/C Ratio | E217 | 18230407 | Multi Family Retrofit {E} | 12802-3 | Lamp - TLED - 4 ft - 2x - from 4 ft T8 32w 2x - DI - MF | 15 | 0 | Res Lighting | 503 | 61 |  | 70 | 70 | 30683 | 35210 | 35210 | 5.607 | 0 | 15 | 0.067264 | 0 | 0.4484% | 5487.881 | 0 | 39068.55 | 40697.881 | 36581.0393 | 38106.6302 | 26014.9048 | 0 | 1.128 | 34611.5891 | 1.128 | 0 | 34611.5891 | 0 | 34611.5891 | 34611.5891 | 64087.6529 | 0.94616 | 1.6818
1.465 | E217 | 18230407 | Multi Family Retrofit {E} | 12984-2 | Power Strip - Advanced - Load Sensing - Tier 1 - Res | 5 | 0 | Res Plug Load | 468 | 45 |  | 18 | 18 | 21060 | 8424 | 8424 | 0 | 0 | 5 | 0.015389 | 0 | 0.3078% | 3766.7364 | 0 | 26815.6198 | 12190.7364 | 25108.2583 | 11414.5472 | 0 | 0 | 0.40872 | 8607.7079 | 0.40872 | 0 | 8607.7079 | 0 | 8607.7079 | 8607.7079 | 9468.4786 | 0.34282 | 0.82951
| E217 | 18230407 | Multi Family Retrofit {E} | 12989-3 | Insulation - Attic - R0 to R49 - EH - MF | 45 | 0 | MF Space Heat | 203960 | 1 |  | 1.5 | 1.82 | 203960 | 240552 | 371207.2 | 0.01 | 0 | 45 | 1.3414 | 0.32 | 2.981% | 36479.7514 | 130655.2 | 259701.5108 | 407686.9514 | 243166.2086 | 381729.3553 | 28440.5516 | 0 | 2.9503 | 601735.0783 | 2.9503 | 0 | 601735.0783 | 0 | 601735.0783 | 601735.0783 | 690349.1377 | 2.4746 | 1.8085
| E217 | 18230407 | Multi Family Retrofit {E} | 12991-3 | Insulation - Attic - R11 to R49 - EH - MF | 45 | 0 | MF Space Heat | 408943 | 0.6 |  | 1 | 1.56 | 245365.8 | 408943 | 637951.08 | 0.006 | 0 | 45 | 1.6137 | 0.56 | 3.586% | 43885.4844 | 229008.08 | 312423.3622 | 681836.5644 | 292531.238 | 638423.7494 | 34214.2513 | 0 | 2.9503 | 723892.9637 | 2.9503 | 0 | 723892.9637 | 0 | 723892.9637 | 723892.9637 | 830496.5114 | 2.4746 | 1.3009
| E217 | 18230407 | Multi Family Retrofit {E} | 12993-3 | Clothes Washer - Front Load - Energy Star - Any WH - Any Dryer - Res - C | 14 | 0 | Res Water Heat | 1 | 120 |  | 75 | 133.95 | 120 | 0 | 133.95 | 18.9814 | 0 | 14 | 0.00024553 | 58.95 | 0.001754% | 21.4629 | 133.95 | 152.7956 | 155.4129 | 143.067 | 145.5177 | 168.0107 | 0 | 1.0523 | 126.2729 | 1.0523 | 0 | 126.2729 | 0 | 126.2729 | 126.2729 | 306.9109 | 0.88261 | 2.1091
| E217 | 18230407 | Multi Family Retrofit {E} | 12995-3 | Clothes Washer - Front Load - Energy Star - Any WH - Any Dryer - Res - EO | 14 | 0 | Res Water Heat | 12 | 120 |  | 75 | 133.95 | 1440 | 900 | 1607.4 | 18.9814 | 0 | 14 | 0.0029463 | 58.95 | 0.02105% | 257.5546 | 707.4 | 1833.5467 | 1864.9546 | 1716.804 | 1746.2122 | 2016.1281 | 0 | 1.0523 | 1515.275 | 1.0523 | 0 | 1515.275 | 0 | 1515.275 | 1515.275 | 3682.9306 | 0.88261 | 2.1091
| E217 | 18230407 | Multi Family Retrofit {E} | 13185-1 | Lamp - TLED - 4 ft - 3x - w Ext Driver - from 4 ft T8 90w 3x - MFIU | 12 | 0 | Res Lighting | 552 | 102 |  | 90 | 90 | 56304 | 49680 | 49680 | 2.16 | 0 | 12 | 0.098744 | 0 | 0.8229% | 10070.386 | 0 | 71691.6742 | 59750.386 | 67127.0357 | 55946.0543 | 9571.9946 | 0 | 0.94161 | 53016.1697 | 0.94161 | 0 | 53016.1697 | 0 | 53016.1697 | 53016.1697 | 67889.7813 | 0.78979 | 1.2135
| E217 | 18230407 | Multi Family Retrofit {E} | 13213-2 | Clothes Washer - Front Load - Energy Star - Any WH - Any Dryer - Res - MI - C | 14 | 0 | Res Water Heat | 1 | 120 |  | 125 | 133.95 | 120 | 125 | 133.95 | 18.9814 | 0 | 14 | 0.00024553 | 8.95 | 0.001754% | 21.4629 | 8.95 | 152.7956 | 155.4129 | 143.067 | 145.5177 | 168.0107 | 0 | 1.0523 | 126.2729 | 1.0523 | 0 | 126.2729 | 0 | 126.2729 | 126.2729 | 306.9109 | 0.88261 | 2.1091
| E217 | 18230407 | Multi Family Retrofit {E} | 13214-2 | Clothes Washer - Front Load - Energy Star - Any WH - Any Dryer - Res - MI - EO | 14 | 0 | Res Water Heat | 1 | 120 |  | 125 | 133.95 | 120 | 125 | 133.95 | 18.9814 | 0 | 14 | 0.00024553 | 8.95 | 0.001754% | 21.4629 | 8.95 | 152.7956 | 155.4129 | 143.067 | 145.5177 | 168.0107 | 0 | 1.0523 | 126.2729 | 1.0523 | 0 | 126.2729 | 0 | 126.2729 | 126.2729 | 306.9109 | 0.88261 | 2.1091
| E217 | 18230407 | Multi Family Retrofit {E} | 13234-1 | Windows - Double Pane - from U60 to U30 - EH - MF - MI | 45 | 0 | MF Space Heat | 30908 | 13 |  | 10 | 23.3 | 401804 | 310575 | 720156.4 | 0 | 0 | 45 | 2.6425 | 13.3 | 5.872% | 71865.6111 | 409581.4 | 511615.5415 | 792022.0111 | 479040.7692 | 741593.6434 | 0 | 0 | 2.9503 | 1185426.365 | 2.9503 | 0 | 1185426.365 | 0 | 1185426.365 | 1185426.365 | 1303969.0015 | 2.4746 | 1.7583
| E217 | 18230407 | Multi Family Retrofit {E} | 13234-2 | Windows - Double Pane - from U60 to U30 - EH - MF - MI | 45 | 0 | MF Space Heat | 43094 | 13 |  | 15 | 24.7 | 560222 | 646410 | 1064421.8 | 0.18 | 0 | 45 | 3.6844 | 9.7 | 8.187% | 100199.8397 | 418011.8 | 713328.5928 | 1164621.6397 | 667910.6674 | 1090469.7001 | 108163.8966 | 0 | 2.9503 | 1652800.6915 | 2.9503 | 0 | 1652800.6915 | 0 | 1652800.6915 | 1652800.6915 | 1926244.6572 | 2.4746 | 1.7664
| E217 | 18230407 | Multi Family Retrofit {E} | 13244-1 | Windows - Double Pane - U30 - from SP U120 - EH - MF - MI | 45 | 0 | MF Space Heat | 9561 | 24 |  | 14 | 23.3 | 229464 | 133854 | 222771.3 | 0 | 0 | 45 | 1.5091 | 9.3 | 3.354% | 41041.3301 | 88917.3 | 292175.6593 | 263812.6301 | 273572.7147 | 247015.5712 | 0 | 0 | 2.9503 | 676978.5154 | 2.9503 | 0 | 676978.5154 | 0 | 676978.5154 | 676978.5154 | 744676.367 | 2.4746 | 3.0147
| E217 | 18230407 | Multi Family Retrofit {E} | 13244-2 | Windows - Double Pane - U30 - from SP U120 - EH - MF - MI | 45 | 0 | MF Space Heat | 16192 | 24 |  | 25 | 24.7 | 388608 | 404800 | 399942.4 | 0.33 | 0 | 45 | 2.5557 | -0.3 | 5.679% | 69505.4091 | -4857.6 | 494813.1237 | 469447.8091 | 463308.1682 | 439557.8737 | 74508.7791 | 0 | 2.9503 | 1146494.7308 | 2.9503 | 0 | 1146494.7308 | 0 | 1146494.7308 | 1146494.7308 | 1335652.983 | 2.4746 | 3.0386
| E217 | 18230407 | Multi Family Retrofit {E} | 13258-2 | Windows - Triple Pane - U22 - from SP U120 - EH - MF - MI | 45 | 0 | MF Space Heat | 613 | 27 |  | 35 | 28.6 | 16551 | 21455 | 17531.8 | 0.37 | 0 | 45 | 0.10885 | -6.4 | 0.2419% | 2960.2685 | -3923.2 | 21074.3269 | 20492.0685 | 19732.5158 | 19187.3301 | 3162.6797 | 0 | 2.9503 | 48829.7572 | 2.9503 | 0 | 48829.7572 | 0 | 48829.7572 | 48829.7572 | 56875.4126 | 2.4746 | 2.9642
| E217 | 18230407 | Multi Family Retrofit {E} | 13265-2 | Thermostat - ELV - Zonal - MF - MI | 5 | 10 | MF Space Heat | 11444 | 59 | 53 | 70 | 70 | 675196 | 801080 | 801080 | 2.044 | 0 | 15 | 1.4802 | 0 | 9.868% | 120763.7882 | 0 | 859724.5601 | 921843.7882 | 804985.5432 | 863149.6145 | 215765.7171 | 0 | 0.49676 | 335407.7018 | 1.3032 | 790410.5713 | 1125818.2732 | 301298.444 | 824519.8291 | 824519.8291 | 1122737.5291 | 1.0243 | 1.3007
| E217 | 18230407 | Multi Family Retrofit {E} | 13285-1 | Water Heater - Storage - Energy Star - 0.67 EF - GH - MF | 13 | 0 | Res Water Heat | 1 | 3.19 |  | 0 | 0 | 3.19 | 0 | 0 |  | 0 | 13 | 6.0607e-06 | 0 | 4.662e-05% | 0.57056 | 0 | 4.0618 | 0.57056 | 3.8032 | 0.53423 | 0 | 0 | 0.99115 | 3.1618 | 0.99115 | 0 | 3.1618 | 0 | 3.1618 | 3.1618 | 3.478 | 0.83135 | 6.5102
| E217 | 18230407 | Multi Family Retrofit {E} | 13285-2 | Water Heater - Storage - Energy Star - 0.67 EF - GH - MF | 13 | 0 | Res Water Heat | 1 | 3.19 |  | 0 | 0 | 3.19 | 0 | 0 |  | 0 | 13 | 6.0607e-06 | 0 | 4.662e-05% | 0.57056 | 0 | 4.0618 | 0.57056 | 3.8032 | 0.53423 | 0 | 0 | 0.99115 | 3.1618 | 0.99115 | 0 | 3.1618 | 0 | 3.1618 | 3.1618 | 3.478 | 0.83135 | 6.5102
| E217 | 18230407 | Multi Family Retrofit {E} | 13288-2 | Water Heater - Tankless - Energy Star - 0.9 EF - GH - MF | 20 | 0 | Res Water Heat | 2 | -22.54 |  | 0 | 0 | -45.08 | 0 | 0 |  | 0 | 20 | -0.00013177 | 0 | -0.0006588% | -8.0629 | 0 | -57.4002 | -8.0629 | -53.7455 | -7.5495 | 0 | 0 | 1.3943 | -62.8562 | 1.3943 | 0 | -62.8562 | 0 | -62.8562 | -62.8562 | -69.1418 | 1.1695 | 9.1584
| E217 | 18230407 | Multi Family Retrofit {E} | 13301-1 | Lighting - MFCA - MI | 15 | 0 | Comm Lighting | 1 | 110794 |  | 26062 | 76969.94 | 110794 | 26062 | 76969.94 | 0.003 | 0 | 15 | 0.24288 | 50907.94 | 1.619% | 19816.3247 | 50907.94 | 141073.5889 | 96786.2647 | 132091.3753 | 90623.8433 | 0.027672 | 0 | 1.0915 | 120931.031 | 1.0915 | 0 | 120931.031 | 0 | 120931.031 | 120931.031 | 133024.1618 | 0.91551 | 1.4679
| E217 | 18230407 | Multi Family Retrofit {E} | 13563-1 | Insulation - Attic - R11 to R49 - EH - MF - TDSM - Bainbridge | 45 | 0 | MF Space Heat | 18044 | 0.6 |  | 2.5 | 1.56 | 10826.4 | 18044 | 28148.64 | 0 | 0 | 45 | 0.071201 | -0.94 | 0.1582% | 1936.3815 | 10104.64 | 13785.2149 | 30085.0215 | 12907.5046 | 28169.4958 | 0 | 0 | 2.9503 | 31940.6974 | 2.9503 | 0 | 31940.6974 | 0 | 31940.6974 | 31940.6974 | 35134.7672 | 2.4746 | 1.2473
| E217 | 18230407 | Multi Family Retrofit {E} | 13668-2 | Heat Pump - Ductless - from Zonal - 9.0 or greater HSPF - HZ1CZ1 - MF - TDSM - Bainbridge | 15 | 0 | MF Heat Pump | 14 | 1300 |  | 2450 | 5120 | 18200 | 38100 | 71680 | 125.13 | 0 | 15 | 0.039898 | 2670 | 0.266% | 3255.2043 | 33580 | 23173.9924 | 74935.2043 | 21698.4948 | 70164.049 | 16158.9516 | 0 | 1.3072 | 23790.9414 | 1.3072 | 0 | 23790.9414 | 0 | 23790.9414 | 23790.9414 | 42328.9871 | 1.0964 | 0.60329
| E217 | 18230407 | Multi Family Retrofit {E} | 13749-1 | Clothes Dryer - Vented - Energy Star - EH - SF or DX | 12 | 0 | Res Plug Load | 12 | 52.5 |  | 50 | 103.49 | 630 | 600 | 1241.88 | -0.0718 | 0 | 12 | 0.0011049 | 53.49 | 0.009207% | 112.6802 | 641.88 | 802.1767 | 1354.5602 | 751.1017 | 1268.3147 | -6.917 | 0 | 0.91874 | 578.8081 | 0.91874 | 0 | 578.8081 | 0 | 578.8081 | 578.8081 | 629.7719 | 0.77061 | 0.49654
| E217 | 18230407 | Multi Family Retrofit {E} | 13751-1 | Clothes Dryer - Vented - Energy Star - EH - Res - MI | 12 | 0 | Res Plug Load | 3 | 52.5 |  | 100 | 103.49 | 157.5 | 300 | 310.47 | -0.0718 | 0 | 12 | 0.00027622 | 3.49 | 0.002302% | 28.17 | 10.47 | 200.5442 | 338.64 | 187.7754 | 317.0787 | -1.7292 | 0 | 0.91874 | 144.702 | 0.91874 | 0 | 144.702 | 0 | 144.702 | 144.702 | 157.443 | 0.77061 | 0.49654
| E217 | 18230407 | Multi Family Retrofit {E} | 13794-1 | Lighting - MFCA | 15 | 0 | Comm Lighting | 1 | 1052897 |  | 255897 | 969085.02 | 1052897 | 255897 | 969085.02 | 0.003 | 0 | 15 | 2.3082 | 713188.02 | 15.39% | 188318.3999 | 713188.02 | 1340649.8412 | 1157403.4199 | 1255290.1135 | 1083711.0673 | 0.027672 | 0 | 1.0915 | 1149231.1836 | 1.0915 | 0 | 1149231.1836 | 0 | 1149231.1836 | 1149231.1836 | 1264154.3296 | 0.91551 | 1.1665
| E217 | 18230407 | Multi Family Retrofit {E} | 13802-1 | Heat Pump - Ductless - from E FAF - HZ1 - MF | 15 | 0 | MF Heat Pump | 3 | 1250 |  | 800 | 4452.41 | 3750 | 2900 | 13357.23 | 25.2017 | 0 | 15 | 0.0082208 | 3652.41 | 0.05481% | 670.7152 | 10457.23 | 4774.8611 | 14027.9452 | 4470.8437 | 13134.7801 | 697.3885 | 0 | 1.3072 | 4901.9797 | 1.3072 | 0 | 4901.9797 | 0 | 4901.9797 | 4901.9797 | 6089.5662 | 1.0964 | 0.46362
| E217 | 18230407 | Multi Family Retrofit {E} | 13804-1 | Heat Pump - Ductless - from E FAF - HZ1 - MF - MI | 15 | 0 | MF Heat Pump | 1 | 1250 |  | 2400 | 4452.41 | 1250 | 2400 | 4452.41 | 25.2017 | 0 | 15 | 0.0027403 | 2052.41 | 0.01827% | 223.5717 | 2052.41 | 1591.6204 | 4675.9817 | 1490.2812 | 4378.26 | 232.4628 | 0 | 1.3072 | 1633.9932 | 1.3072 | 0 | 1633.9932 | 0 | 1633.9932 | 1633.9932 | 2029.8554 | 1.0964 | 0.46362
| E217 | 18230407 | Multi Family Retrofit {E} | 13805-1 | Heat Pump - Ductless - from E FAF - HZ1 - MF - MI - LTO | 15 | 0 | MF Heat Pump | 6 | 1250 |  | 2900 | 4452.41 | 7500 | 17400 | 26714.46 | 25.2017 | 0 | 15 | 0.016442 | 1552.41 | 0.1096% | 1341.4304 | 9314.46 | 9549.7222 | 28055.8904 | 8941.6874 | 26269.5603 | 1394.777 | 0 | 1.3072 | 9803.9594 | 1.3072 | 0 | 9803.9594 | 0 | 9803.9594 | 9803.9594 | 12179.1323 | 1.0964 | 0.46362
| E217 | 18230407 | Multi Family Retrofit {E} | 13809-1 | Heat Pump - Ductless - from Zonal - 9.0 or greater HSPF - HZ1CZ1 - MF - LTO | 15 | 0 | MF Heat Pump | 7 | 1300 |  | 1300 | 4000 | 9100 | 9100 | 28000 | 26.2098 | 0 | 15 | 0.019949 | 2700 | 0.133% | 1627.6022 | 18900 | 11586.9962 | 29627.6022 | 10849.2474 | 27741.2005 | 1692.3315 | 0 | 1.3072 | 11895.4707 | 1.3072 | 0 | 11895.4707 | 0 | 11895.4707 | 11895.4707 | 14777.3493 | 1.0964 | 0.53269
| E217 | 18230407 | Multi Family Retrofit {E} | 13810-1 | Heat Pump - Ductless - from Zonal - 9.0 or greater HSPF - HZ1CZ1 - MF - MI | 15 | 0 | MF Heat Pump | 231 | 1300 |  | 2400 | 4000 | 300300 | 554400 | 924000 | 26.2098 | 0 | 15 | 0.65832 | 1600 | 4.389% | 53710.8715 | 369600 | 382370.8751 | 977710.8715 | 358025.164 | 915459.6175 | 55846.9407 | 0 | 1.3072 | 392550.5328 | 1.3072 | 0 | 392550.5328 | 0 | 392550.5328 | 392550.5328 | 487652.5268 | 1.0964 | 0.53269
| E217 | 18230407 | Multi Family Retrofit {E} | 13811-1 | Heat Pump - Ductless - from Zonal - 9.0 or greater HSPF - HZ1CZ1 - MF - MI - LTO | 15 | 0 | MF Heat Pump | 25 | 1300 |  | 2900 | 4000 | 32500 | 72212.05 | 100000 | 26.2098 | 0 | 15 | 0.071247 | 1100 | 0.475% | 5812.8649 | 27787.95 | 41382.1293 | 105812.8649 | 38747.3121 | 99075.7162 | 6044.0412 | 0 | 1.3072 | 42483.8239 | 1.3072 | 0 | 42483.8239 | 0 | 42483.8239 | 42483.8239 | 52776.2475 | 1.0964 | 0.53269
| E217 | 18230407 | Multi Family Retrofit {E} | 13820-1 | Heat Pump - from E FAF - MF | 10 | 8 | MF Heat Pump | 1 | 2091 | 1568 | 1500 | 5020.6 | 2091 | 1500 | 5020.6 | 42.1574 | 0 | 18 | 0.0055007 | 3520.6 | 0.03056% | 373.9908 | 3520.6 | 2662.4625 | 5394.5908 | 2492.9425 | 5051.115 | 430.2552 | 0 | 0.93611 | 1957.4164 | 1.5099 | 2367.5935 | 4325.0099 | 1467.8283 | 2857.1816 | 2857.1816 | 3573.155 | 1.1461 | 0.7074
| E217 | 18230407 | Multi Family Retrofit {E} | 13821-1 | Heat Pump - from E FAF - MF - LTO | 10 | 8 | MF Heat Pump | 3 | 2091 | 1568 | 2000 | 5020.6 | 6273 | 6000 | 15061.8 | 42.1574 | 0 | 18 | 0.016502 | 3020.6 | 0.09168% | 1121.9724 | 9061.8 | 7987.3876 | 16183.7724 | 7478.8274 | 15153.3449 | 1290.7656 | 0 | 0.93611 | 5872.2492 | 1.5099 | 7102.7804 | 12975.0296 | 4403.4848 | 8571.5448 | 8571.5448 | 10719.4649 | 1.1461 | 0.7074
| E217 | 18230407 | Multi Family Retrofit {E} | 13822-1 | Heat Pump - from E FAF - MF - MI | 10 | 8 | MF Heat Pump | 1 | 2091 | 1568 | 2400 | 5020.6 | 2091 | 2400 | 5020.6 | 42.1574 | 0 | 18 | 0.0055007 | 2620.6 | 0.03056% | 373.9908 | 2620.6 | 2662.4625 | 5394.5908 | 2492.9425 | 5051.115 | 430.2552 | 0 | 0.93611 | 1957.4164 | 1.5099 | 2367.5935 | 4325.0099 | 1467.8283 | 2857.1816 | 2857.1816 | 3573.155 | 1.1461 | 0.7074
| E217 | 18230407 | Multi Family Retrofit {E} | 13823-1 | Heat Pump - from E FAF - MF - MI - LTO | 10 | 8 | MF Heat Pump | 1 | 2091 | 1568 | 2900 | 5020.6 | 2091 | 2900 | 5020.6 | 42.1574 | 0 | 18 | 0.0055007 | 2120.6 | 0.03056% | 373.9908 | 2120.6 | 2662.4625 | 5394.5908 | 2492.9425 | 5051.115 | 430.2552 | 0 | 0.93611 | 1957.4164 | 1.5099 | 2367.5935 | 4325.0099 | 1467.8283 | 2857.1816 | 2857.1816 | 3573.155 | 1.1461 | 0.7074
| E217 | 18230407 | Multi Family Retrofit {E} | 13834-1 | Heat Pump - with AC - from E FAF - MF - LTO | 6 | 12 | MF Heat Pump | 1 | 2237 | 1119 | 2000 | 6886.89 | 2237 | 2000 | 6886.89 | 45.101 | 0 | 18 | 0.0058848 | 4886.89 | 0.03269% | 400.104 | 4886.89 | 2848.3638 | 7286.994 | 2667.0073 | 6823.0281 | 460.2974 | 0 | 0.58812 | 1315.6329 | 1.5099 | 1689.6282 | 3005.2611 | 658.1105 | 2347.1506 | 2347.1506 | 3042.163 | 0.88007 | 0.44587
| E217 | 18230407 | Multi Family Retrofit {E} | 13836-1 | Heat Pump - with AC - from E FAF - MF - MI - LTO | 6 | 12 | MF Heat Pump | 4 | 2237 | 1119 | 2900 | 6886.89 | 8948 | 11600 | 27547.56 | 45.101 | 0 | 18 | 0.023539 | 3986.89 | 0.1308% | 1600.4158 | 15947.56 | 11393.4552 | 29147.9758 | 10668.0292 | 27292.1122 | 1841.1894 | 0 | 0.58812 | 5262.5315 | 1.5099 | 6758.513 | 12021.0445 | 2632.442 | 9388.6025 | 9388.6025 | 12168.6522 | 0.88007 | 0.44587
| E217 | 18230407 | Multi Family Retrofit {E} | 13855-1 | Thermostat - Smart - w Optimized HP - MFIU | 7 | 0 | MF Heat Pump | 3 | 416 |  | 300 | 165.03 | 1248 | 900 | 495.09 | 0 | 0 | 7 | 0.0012767 | -134.97 | 0.01824% | 223.214 | -404.91 | 1589.0738 | 718.304 | 1487.8968 | 672.5693 | 0 | 0 | 0.67488 | 842.2444 | 0.67488 | 0 | 842.2444 | 0 | 842.2444 | 842.2444 | 926.4688 | 0.56606 | 1.3775
| E217 | 18230407 | Multi Family Retrofit {E} | 13876-1 | Sealing - Air - EH - MF | 45 | 0 | MF Space Heat | 1 | 838878.6 |  | 1396394 | 1389594 | 838878.6 | 1396394 | 1389594 | 0 | 0 | 45 | 5.517 | -6800 | 12.26% | 150039.6294 | -6800 | 1068141.007 | 1539633.6294 | 1000132.029 | 1441604.5219 | 0 | 0 | 2.9503 | 2474910.1787 | 2.9503 | 0 | 2474910.1787 | 0 | 2474910.1787 | 2474910.1787 | 2722401.1966 | 2.4746 | 1.8885
| E217 | 18230407 | Multi Family Retrofit {E} | 13901-1 | Insulation - Floor - R0 to R30 - EH - MF | 45 | 0 | MF Space Heat | 84688 | 1.4 |  | 1.5 | 1.59 | 118563.2 | 127032 | 134653.92 | 0.014 | 0 | 45 | 0.77975 | 0.09 | 1.733% | 21205.9034 | 7621.92 | 150966.0824 | 155859.8234 | 141354.0097 | 145936.1643 | 16532.6672 | 0 | 2.9503 | 349792.2947 | 2.9503 | 0 | 349792.2947 | 0 | 349792.2947 | 349792.2947 | 401304.1914 | 2.4746 | 2.7499
| E217 | 18230407 | Multi Family Retrofit {E} | 13906-1 | Insulation - Floor - R11 to R30 - EH - MF | 45 | 0 | MF Space Heat | 3348 | 0.7 |  | 1 | 1.59 | 2343.6 | 3348 | 5323.32 | 0.007 | 0 | 45 | 0.015413 | 0.59 | 0.03425% | 419.1702 | 1975.32 | 2984.0972 | 5742.4902 | 2794.0985 | 5376.8634 | 326.7958 | 0 | 2.9503 | 6914.2299 | 2.9503 | 0 | 6914.2299 | 0 | 6914.2299 | 6914.2299 | 7932.4487 | 2.4746 | 1.4753
| E217 | 18230407 | Multi Family Retrofit {E} | 13907-1 | Insulation - Wall - R0 to R11 - EH - MF | 45 | 0 | MF Space Heat | 39038 | 2.1 |  | 1.5 | 1.65 | 81979.8 | 58557 | 64412.7 | 0.0211 | 0 | 45 | 0.53915 | 0.15 | 1.198% | 14662.6923 | 5855.7 | 104384.575 | 79075.3923 | 97738.3661 | 74040.6295 | 11485.847 | 0 | 2.9503 | 241861.7443 | 2.9503 | 0 | 241861.7443 | 0 | 241861.7443 | 241861.7443 | 277533.7658 | 2.4746 | 3.7484
| E217 | 18230407 | Multi Family Retrofit {E} | 13915-1 | Strategic Energy Management - MF | 3 | 0 | MF Space Heat | 1 | 83585 |  | 7505 | 0 | 83585 | 7505 | 0 | 0 | 0 | 3 | 0.036647 | -7505 | 1.222% | 14949.7942 | -7505 | 106428.4702 | 14949.7942 | 99652.1256 | 13997.9346 | 0 | 0 | 0.31049 | 25952.1909 | 0.31049 | 0 | 25952.1909 | 0 | 25952.1909 | 25952.1909 | 28547.41 | 0.26043 | 2.0394
| E217 | 18230407 | Multi Family Retrofit {E} | [15 empty] | 0 | 0 | 0 | 0% | 0 | 0 | 0 | 0 | 0 | 0 | 0 | 0 | #N/A | #N/A | #N/A | #N/A | #N/A | #N/A | #N/A | 0 | 0 | 0 | #DIV/0!
| E217 | 18230407 | Multi Family Retrofit {E} | [15 empty] | 0 | 0 | 0 | 0% | 0 | 0 | 0 | 0 | 0 | 0 | 0 | 0 | #N/A | #N/A | #N/A | #N/A | #N/A | #N/A | #N/A | 0 | 0 | 0 | #DIV/0!
| E217 | 18230407 | Multi Family Retrofit {E} | [15 empty] | 0 | 0 | 0 | 0% | 0 | 0 | 0 | 0 | 0 | 0 | 0 | 0 | #N/A | #N/A | #N/A | #N/A | #N/A | #N/A | #N/A | 0 | 0 | 0 | #DIV/0!
| E217 | 18230407 | Multi Family Retrofit {E} | [15 empty] | 0 | 0 | 0 | 0% | 0 | 0 | 0 | 0 | 0 | 0 | 0 | 0 | #N/A | #N/A | #N/A | #N/A | #N/A | #N/A | #N/A | 0 | 0 | 0 | #DIV/0!
| E217 | 18230407 | Multi Family Retrofit {E} | [15 empty] | 0 | 0 | 0 | 0% | 0 | 0 | 0 | 0 | 0 | 0 | 0 | 0 | #N/A | #N/A | #N/A | #N/A | #N/A | #N/A | #N/A | 0 | 0 | 0 | #DIV/0!
| E217 | 18230407 | Multi Family Retrofit {E} | [15 empty] | 0 | 0 | 0 | 0% | 0 | 0 | 0 | 0 | 0 | 0 | 0 | 0 | #N/A | #N/A | #N/A | #N/A | #N/A | #N/A | #N/A | 0 | 0 | 0 | #DIV/0!
| E217 | 18230407 | Multi Family Retrofit {E} | [15 empty] | 0 | 0 | 0 | 0% | 0 | 0 | 0 | 0 | 0 | 0 | 0 | 0 | #N/A | #N/A | #N/A | #N/A | #N/A | #N/A | #N/A | 0 | 0 | 0 | #DIV/0!
| E217 | 18230407 | Multi Family Retrofit {E} | [15 empty] | 0 | 0 | 0 | 0% | 0 | 0 | 0 | 0 | 0 | 0 | 0 | 0 | #N/A | #N/A | #N/A | #N/A | #N/A | #N/A | #N/A | 0 | 0 | 0 | #DIV/0!
| E217 | 18230407 | Multi Family Retrofit {E} | [15 empty] | 0 | 0 | 0 | 0% | 0 | 0 | 0 | 0 | 0 | 0 | 0 | 0 | #N/A | #N/A | #N/A | #N/A | #N/A | #N/A | #N/A | 0 | 0 | 0 | #DIV/0!
| E217 | 18230407 | Multi Family Retrofit {E} | [15 empty] | 0 | 0 | 0 | 0% | 0 | 0 | 0 | 0 | 0 | 0 | 0 | 0 | #N/A | #N/A | #N/A | #N/A | #N/A | #N/A | #N/A | 0 | 0 | 0 | #DIV/0!
| E217 | 18230407 | Multi Family Retrofit {E} | [15 empty] | 0 | 0 | 0 | 0% | 0 | 0 | 0 | 0 | 0 | 0 | 0 | 0 | #N/A | #N/A | #N/A | #N/A | #N/A | #N/A | #N/A | 0 | 0 | 0 | #DIV/0!
| E217 | 18230407 | Multi Family Retrofit {E} | [15 empty] | 0 | 0 | 0 | 0% | 0 | 0 | 0 | 0 | 0 | 0 | 0 | 0 | #N/A | #N/A | #N/A | #N/A | #N/A | #N/A | #N/A | 0 | 0 | 0 | #DIV/0!
| E217 | 18230407 | Multi Family Retrofit {E} | [15 empty] | 0 | 0 | 0 | 0% | 0 | 0 | 0 | 0 | 0 | 0 | 0 | 0 | #N/A | #N/A | #N/A | #N/A | #N/A | #N/A | #N/A | 0 | 0 | 0 | #DIV/0!
| E217 | 18230407 | Multi Family Retrofit {E} | [15 empty] | 0 | 0 | 0 | 0% | 0 | 0 | 0 | 0 | 0 | 0 | 0 | 0 | #N/A | #N/A | #N/A | #N/A | #N/A | #N/A | #N/A | 0 | 0 | 0 | #DIV/0!
| E217 | 18230407 | Multi Family Retrofit {E} | [15 empty] | 0 | 0 | 0 | 0% | 0 | 0 | 0 | 0 | 0 | 0 | 0 | 0 | #N/A | #N/A | #N/A | #N/A | #N/A | #N/A | #N/A | 0 | 0 | 0 | #DIV/0!
| E217 | 18230407 | Multi Family Retrofit {E} | [15 empty] | 0 | 0 | 0 | 0% | 0 | 0 | 0 | 0 | 0 | 0 | 0 | 0 | #N/A | #N/A | #N/A | #N/A | #N/A | #N/A | #N/A | 0 | 0 | 0 | #DIV/0!
| E217 | 18230407 | Multi Family Retrofit {E} | [15 empty] | 0 | 0 | 0 | 0% | 0 | 0 | 0 | 0 | 0 | 0 | 0 | 0 | #N/A | #N/A | #N/A | #N/A | #N/A | #N/A | #N/A | 0 | 0 | 0 | #DIV/0!
| E217 | 18230407 | Multi Family Retrofit {E} | [15 empty] | 0 | 0 | 0 | 0% | 0 | 0 | 0 | 0 | 0 | 0 | 0 | 0 | #N/A | #N/A | #N/A | #N/A | #N/A | #N/A | #N/A | 0 | 0 | 0 | #DIV/0!
| E217 | 18230407 | Multi Family Retrofit {E} | [15 empty] | 0 | 0 | 0 | 0% | 0 | 0 | 0 | 0 | 0 | 0 | 0 | 0 | #N/A | #N/A | #N/A | #N/A | #N/A | #N/A | #N/A | 0 | 0 | 0 | #DIV/0!
| E217 | 18230407 | Multi Family Retrofit {E} | [15 empty] | 0 | 0 | 0 | 0% | 0 | 0 | 0 | 0 | 0 | 0 | 0 | 0 | #N/A | #N/A | #N/A | #N/A | #N/A | #N/A | #N/A | 0 | 0 | 0 | #DIV/0!
| E217 | 18230407 | Multi Family Retrofit {E} | [15 empty] | 0 | 0 | 0 | 0% | 0 | 0 | 0 | 0 | 0 | 0 | 0 | 0 | #N/A | #N/A | #N/A | #N/A | #N/A | #N/A | #N/A | 0 | 0 | 0 | #DIV/0!
| E217 | 18230407 | Multi Family Retrofit {E} | [15 empty] | 0 | 0 | 0 | 0% | 0 | 0 | 0 | 0 | 0 | 0 | 0 | 0 | #N/A | #N/A | #N/A | #N/A | #N/A | #N/A | #N/A | 0 | 0 | 0 | #DIV/0!
| E217 | 18230407 | Multi Family Retrofit {E} | [15 empty] | 0 | 0 | 0 | 0% | 0 | 0 | 0 | 0 | 0 | 0 | 0 | 0 | #N/A | #N/A | #N/A | #N/A | #N/A | #N/A | #N/A | 0 | 0 | 0 | #DIV/0!
| E217 | 18230407 | Multi Family Retrofit {E} | [15 empty] | 0 | 0 | 0 | 0% | 0 | 0 | 0 | 0 | 0 | 0 | 0 | 0 | #N/A | #N/A | #N/A | #N/A | #N/A | #N/A | #N/A | 0 | 0 | 0 | #DIV/0!
| E217 | 18230407 | Multi Family Retrofit {E} | [15 empty] | 0 | 0 | 0 | 0% | 0 | 0 | 0 | 0 | 0 | 0 | 0 | 0 | #N/A | #N/A | #N/A | #N/A | #N/A | #N/A | #N/A | 0 | 0 | 0 | #DIV/0!
| E217 | 18230407 | Multi Family Retrofit {E} | [15 empty] | 0 | 0 | 0 | 0% | 0 | 0 | 0 | 0 | 0 | 0 | 0 | 0 | #N/A | #N/A | #N/A | #N/A | #N/A | #N/A | #N/A | 0 | 0 | 0 | #DIV/0!
| E217 | 18230407 | Multi Family Retrofit {E} | [15 empty] | 0 | 0 | 0 | 0% | 0 | 0 | 0 | 0 | 0 | 0 | 0 | 0 | #N/A | #N/A | #N/A | #N/A | #N/A | #N/A | #N/A | 0 | 0 | 0 | #DIV/0!
| E217 | 18230407 | Multi Family Retrofit {E} | [15 empty] | 0 | 0 | 0 | 0% | 0 | 0 | 0 | 0 | 0 | 0 | 0 | 0 | #N/A | #N/A | #N/A | #N/A | #N/A | #N/A | #N/A | 0 | 0 | 0 | #DIV/0!
| E217 | 18230407 | Multi Family Retrofit {E} | [15 empty] | 0 | 0 | 0 | 0% | 0 | 0 | 0 | 0 | 0 | 0 | 0 | 0 | #N/A | #N/A | #N/A | #N/A | #N/A | #N/A | #N/A | 0 | 0 | 0 | #DIV/0!
| E217 | 18230407 | Multi Family Retrofit {E} | [15 empty] | 0 | 0 | 0 | 0% | 0 | 0 | 0 | 0 | 0 | 0 | 0 | 0 | #N/A | #N/A | #N/A | #N/A | #N/A | #N/A | #N/A | 0 | 0 | 0 | #DIV/0!
| E217 | 18230407 | Multi Family Retrofit {E} | [15 empty] | 0 | 0 | 0 | 0% | 0 | 0 | 0 | 0 | 0 | 0 | 0 | 0 | #N/A | #N/A | #N/A | #N/A | #N/A | #N/A | #N/A | 0 | 0 | 0 | #DIV/0!
| E217 | 18230407 | Multi Family Retrofit {E} | [15 empty] | 0 | 0 | 0 | 0% | 0 | 0 | 0 | 0 | 0 | 0 | 0 | 0 | #N/A | #N/A | #N/A | #N/A | #N/A | #N/A | #N/A | 0 | 0 | 0 | #DIV/0!
| E217 | 18230407 | Multi Family Retrofit {E} | [15 empty] | 0 | 0 | 0 | 0% | 0 | 0 | 0 | 0 | 0 | 0 | 0 | 0 | #N/A | #N/A | #N/A | #N/A | #N/A | #N/A | #N/A | 0 | 0 | 0 | #DIV/0!
| E217 | 18230407 | Multi Family Retrofit {E} | [15 empty] | 0 | 0 | 0 | 0% | 0 | 0 | 0 | 0 | 0 | 0 | 0 | 0 | #N/A | #N/A | #N/A | #N/A | #N/A | #N/A | #N/A | 0 | 0 | 0 | #DIV/0!
| E217 | 18230407 | Multi Family Retrofit {E} | [15 empty] | 0 | 0 | 0 | 0% | 0 | 0 | 0 | 0 | 0 | 0 | 0 | 0 | #N/A | #N/A | #N/A | #N/A | #N/A | #N/A | #N/A | 0 | 0 | 0 | #DIV/0!
| E217 | 18230407 | Multi Family Retrofit {E} | [15 empty] | 0 | 0 | 0 | 0% | 0 | 0 | 0 | 0 | 0 | 0 | 0 | 0 | #N/A | #N/A | #N/A | #N/A | #N/A | #N/A | #N/A | 0 | 0 | 0 | #DIV/0!
| E217 | 18230407 | Multi Family Retrofit {E} | [15 empty] | 0 | 0 | 0 | 0% | 0 | 0 | 0 | 0 | 0 | 0 | 0 | 0 | #N/A | #N/A | #N/A | #N/A | #N/A | #N/A | #N/A | 0 | 0 | 0 | #DIV/0!
| E217 | 18230407 | Multi Family Retrofit {E} | [15 empty] | 0 | 0 | 0 | 0% | 0 | 0 | 0 | 0 | 0 | 0 | 0 | 0 | #N/A | #N/A | #N/A | #N/A | #N/A | #N/A | #N/A | 0 | 0 | 0 | #DIV/0!
| E217 | 18230407 | Multi Family Retrofit {E} | [15 empty] | 0 | 0 | 0 | 0% | 0 | 0 | 0 | 0 | 0 | 0 | 0 | 0 | #N/A | #N/A | #N/A | #N/A | #N/A | #N/A | #N/A | 0 | 0 | 0 | #DIV/0!
| E217 | 18230407 | Multi Family Retrofit {E} | [15 empty] | 0 | 0 | 0 | 0% | 0 | 0 | 0 | 0 | 0 | 0 | 0 | 0 | #N/A | #N/A | #N/A | #N/A | #N/A | #N/A | #N/A | 0 | 0 | 0 | #DIV/0!
| E217 | 18230407 | Multi Family Retrofit {E} | [15 empty] | 0 | 0 | 0 | 0% | 0 | 0 | 0 | 0 | 0 | 0 | 0 | 0 | #N/A | #N/A | #N/A | #N/A | #N/A | #N/A | #N/A | 0 | 0 | 0 | #DIV/0!
| E217 | 18230407 | Multi Family Retrofit {E} | [15 empty] | 0 | 0 | 0 | 0% | 0 | 0 | 0 | 0 | 0 | 0 | 0 | 0 | #N/A | #N/A | #N/A | #N/A | #N/A | #N/A | #N/A | 0 | 0 | 0 | #DIV/0!
| E217 | 18230407 | Multi Family Retrofit {E} | [15 empty] | 0 | 0 | 0 | 0% | 0 | 0 | 0 | 0 | 0 | 0 | 0 | 0 | #N/A | #N/A | #N/A | #N/A | #N/A | #N/A | #N/A | 0 | 0 | 0 | #DIV/0!
| E217 | 18230407 | Multi Family Retrofit {E} | [15 empty] | 0 | 0 | 0 | 0% | 0 | 0 | 0 | 0 | 0 | 0 | 0 | 0 | #N/A | #N/A | #N/A | #N/A | #N/A | #N/A | #N/A | 0 | 0 | 0 | #DIV/0!
| E217 | 18230407 | Multi Family Retrofit {E} | [15 empty] | 0 | 0 | 0 | 0% | 0 | 0 | 0 | 0 | 0 | 0 | 0 | 0 | #N/A | #N/A | #N/A | #N/A | #N/A | #N/A | #N/A | 0 | 0 | 0 | #DIV/0!
| E217 | 18230407 | Multi Family Retrofit {E} | [15 empty] | 0 | 0 | 0 | 0% | 0 | 0 | 0 | 0 | 0 | 0 | 0 | 0 | #N/A | #N/A | #N/A | #N/A | #N/A | #N/A | #N/A | 0 | 0 | 0 | #DIV/0!
| E217 | 18230407 | Multi Family Retrofit {E} | [15 empty] | 0 | 0 | 0 | 0% | 0 | 0 | 0 | 0 | 0 | 0 | 0 | 0 | #N/A | #N/A | #N/A | #N/A | #N/A | #N/A | #N/A | 0 | 0 | 0 | #DIV/0!
| E217 | 18230407 | Multi Family Retrofit {E} | [15 empty] | 0 | 0 | 0 | 0% | 0 | 0 | 0 | 0 | 0 | 0 | 0 | 0 | #N/A | #N/A | #N/A | #N/A | #N/A | #N/A | #N/A | 0 | 0 | 0 | #DIV/0!
| E217 | 18230407 | Multi Family Retrofit {E} | [15 empty] | 0 | 0 | 0 | 0% | 0 | 0 | 0 | 0 | 0 | 0 | 0 | 0 | #N/A | #N/A | #N/A | #N/A | #N/A | #N/A | #N/A | 0 | 0 | 0 | #DIV/0!
| E217 | 18230407 | Multi Family Retrofit {E} | [15 empty] | 0 | 0 | 0 | 0% | 0 | 0 | 0 | 0 | 0 | 0 | 0 | 0 | #N/A | #N/A | #N/A | #N/A | #N/A | #N/A | #N/A | 0 | 0 | 0 | #DIV/0!
| E217 | 18230407 | Multi Family Retrofit {E} | [15 empty] | 0 | 0 | 0 | 0% | 0 | 0 | 0 | 0 | 0 | 0 | 0 | 0 | #N/A | #N/A | #N/A | #N/A | #N/A | #N/A | #N/A | 0 | 0 | 0 | #DIV/0!
| E217 | 18230407 | Multi Family Retrofit {E} | [15 empty] | 0 | 0 | 0 | 0% | 0 | 0 | 0 | 0 | 0 | 0 | 0 | 0 | #N/A | #N/A | #N/A | #N/A | #N/A | #N/A | #N/A | 0 | 0 | 0 | #DIV/0!
| E217 | 18230407 | Multi Family Retrofit {E} | [15 empty] | 0 | 0 | 0 | 0% | 0 | 0 | 0 | 0 | 0 | 0 | 0 | 0 | #N/A | #N/A | #N/A | #N/A | #N/A | #N/A | #N/A | 0 | 0 | 0 | #DIV/0!
| E217 | 18230407 | Multi Family Retrofit {E} | [15 empty] | 0 | 0 | 0 | 0% | 0 | 0 | 0 | 0 | 0 | 0 | 0 | 0 | #N/A | #N/A | #N/A | #N/A | #N/A | #N/A | #N/A | 0 | 0 | 0 | #DIV/0!
| E217 | 18230407 | Multi Family Retrofit {E} | [15 empty] | 0 | 0 | 0 | 0% | 0 | 0 | 0 | 0 | 0 | 0 | 0 | 0 | #N/A | #N/A | #N/A | #N/A | #N/A | #N/A | #N/A | 0 | 0 | 0 | #DIV/0!
| E217 | 18230407 | Multi Family Retrofit {E} | [15 empty] | 0 | 0 | 0 | 0% | 0 | 0 | 0 | 0 | 0 | 0 | 0 | 0 | #N/A | #N/A | #N/A | #N/A | #N/A | #N/A | #N/A | 0 | 0 | 0 | #DIV/0!
| E217 | 18230407 | Multi Family Retrofit {E} | [15 empty] | 0 | 0 | 0 | 0% | 0 | 0 | 0 | 0 | 0 | 0 | 0 | 0 | #N/A | #N/A | #N/A | #N/A | #N/A | #N/A | #N/A | 0 | 0 | 0 | #DIV/0!
| E217 | 18230407 | Multi Family Retrofit {E} | [15 empty] | 0 | 0 | 0 | 0% | 0 | 0 | 0 | 0 | 0 | 0 | 0 | 0 | #N/A | #N/A | #N/A | #N/A | #N/A | #N/A | #N/A | 0 | 0 | 0 | #DIV/0!
| E217 | 18230407 | Multi Family Retrofit {E} | [15 empty] | 0 | 0 | 0 | 0% | 0 | 0 | 0 | 0 | 0 | 0 | 0 | 0 | #N/A | #N/A | #N/A | #N/A | #N/A | #N/A | #N/A | 0 | 0 | 0 | #DIV/0!
| E217 | 18230407 | Multi Family Retrofit {E} | [15 empty] | 0 | 0 | 0 | 0% | 0 | 0 | 0 | 0 | 0 | 0 | 0 | 0 | #N/A | #N/A | #N/A | #N/A | #N/A | #N/A | #N/A | 0 | 0 | 0 | #DIV/0!
| E217 | 18230407 | Multi Family Retrofit {E} | [15 empty] | 0 | 0 | 0 | 0% | 0 | 0 | 0 | 0 | 0 | 0 | 0 | 0 | #N/A | #N/A | #N/A | #N/A | #N/A | #N/A | #N/A | 0 | 0 | 0 | #DIV/0!
| E217 | 18230407 | Multi Family Retrofit {E} | [15 empty] | 0 | 0 | 0 | 0% | 0 | 0 | 0 | 0 | 0 | 0 | 0 | 0 | #N/A | #N/A | #N/A | #N/A | #N/A | #N/A | #N/A | 0 | 0 | 0 | #DIV/0!
| E217 | 18230407 | Multi Family Retrofit {E} | [15 empty] | 0 | 0 | 0 | 0% | 0 | 0 | 0 | 0 | 0 | 0 | 0 | 0 | #N/A | #N/A | #N/A | #N/A | #N/A | #N/A | #N/A | 0 | 0 | 0 | #DIV/0!
| E217 | 18230407 | Multi Family Retrofit {E} | [15 empty] | 0 | 0 | 0 | 0% | 0 | 0 | 0 | 0 | 0 | 0 | 0 | 0 | #N/A | #N/A | #N/A | #N/A | #N/A | #N/A | #N/A | 0 | 0 | 0 | #DIV/0!
| E217 | 18230407 | Multi Family Retrofit {E} | [15 empty] | 0 | 0 | 0 | 0% | 0 | 0 | 0 | 0 | 0 | 0 | 0 | 0 | #N/A | #N/A | #N/A | #N/A | #N/A | #N/A | #N/A | 0 | 0 | 0 | #DIV/0!
| E217 | 18230407 | Multi Family Retrofit {E} | [15 empty] | 0 | 0 | 0 | 0% | 0 | 0 | 0 | 0 | 0 | 0 | 0 | 0 | #N/A | #N/A | #N/A | #N/A | #N/A | #N/A | #N/A | 0 | 0 | 0 | #DIV/0!
| E217 | 18230407 | Multi Family Retrofit {E} | [15 empty] | 0 | 0 | 0 | 0% | 0 | 0 | 0 | 0 | 0 | 0 | 0 | 0 | #N/A | #N/A | #N/A | #N/A | #N/A | #N/A | #N/A | 0 | 0 | 0 | #DIV/0!
| E217 | 18230407 | Multi Family Retrofit {E} | [15 empty] | 0 | 0 | 0 | 0% | 0 | 0 | 0 | 0 | 0 | 0 | 0 | 0 | #N/A | #N/A | #N/A | #N/A | #N/A | #N/A | #N/A | 0 | 0 | 0 | #DIV/0!
| E217 | 18230407 | Multi Family Retrofit {E} | [15 empty] | 0 | 0 | 0 | 0% | 0 | 0 | 0 | 0 | 0 | 0 | 0 | 0 | #N/A | #N/A | #N/A | #N/A | #N/A | #N/A | #N/A | 0 | 0 | 0 | #DIV/0!
| E217 | 18230407 | Multi Family Retrofit {E} | [15 empty] | 0 | 0 | 0 | 0% | 0 | 0 | 0 | 0 | 0 | 0 | 0 | 0 | #N/A | #N/A | #N/A | #N/A | #N/A | #N/A | #N/A | 0 | 0 | 0 | #DIV/0!
| E217 | 18230407 | Multi Family Retrofit {E} | [15 empty] | 0 | 0 | 0 | 0% | 0 | 0 | 0 | 0 | 0 | 0 | 0 | 0 | #N/A | #N/A | #N/A | #N/A | #N/A | #N/A | #N/A | 0 | 0 | 0 | #DIV/0!
| E217 | 18230407 | Multi Family Retrofit {E} | [15 empty] | 0 | 0 | 0 | 0% | 0 | 0 | 0 | 0 | 0 | 0 | 0 | 0 | #N/A | #N/A | #N/A | #N/A | #N/A | #N/A | #N/A | 0 | 0 | 0 | #DIV/0!
| E217 | 18230407 | Multi Family Retrofit {E} | [15 empty] | 0 | 0 | 0 | 0% | 0 | 0 | 0 | 0 | 0 | 0 | 0 | 0 | #N/A | #N/A | #N/A | #N/A | #N/A | #N/A | #N/A | 0 | 0 | 0 | #DIV/0!
| E217 | 18230407 | Multi Family Retrofit {E} | [15 empty] | 0 | 0 | 0 | 0% | 0 | 0 | 0 | 0 | 0 | 0 | 0 | 0 | #N/A | #N/A | #N/A | #N/A | #N/A | #N/A | #N/A | 0 | 0 | 0 | #DIV/0!
| E217 | 18230407 | Multi Family Retrofit {E} | [15 empty] | 0 | 0 | 0 | 0% | 0 | 0 | 0 | 0 | 0 | 0 | 0 | 0 | #N/A | #N/A | #N/A | #N/A | #N/A | #N/A | #N/A | 0 | 0 | 0 | #DIV/0!
| E217 | 18230407 | Multi Family Retrofit {E} | [15 empty] | 0 | 0 | 0 | 0% | 0 | 0 | 0 | 0 | 0 | 0 | 0 | 0 | #N/A | #N/A | #N/A | #N/A | #N/A | #N/A | #N/A | 0 | 0 | 0 | #DIV/0!
| E217 | 18230407 | Multi Family Retrofit {E} | [15 empty] | 0 | 0 | 0 | 0% | 0 | 0 | 0 | 0 | 0 | 0 | 0 | 0 | #N/A | #N/A | #N/A | #N/A | #N/A | #N/A | #N/A | 0 | 0 | 0 | #DIV/0!
| E217 | 18230407 | Multi Family Retrofit {E} | [15 empty] | 0 | 0 | 0 | 0% | 0 | 0 | 0 | 0 | 0 | 0 | 0 | 0 | #N/A | #N/A | #N/A | #N/A | #N/A | #N/A | #N/A | 0 | 0 | 0 | #DIV/0!
| E217 | 18230407 | Multi Family Retrofit {E} | [15 empty] | 0 | 0 | 0 | 0% | 0 | 0 | 0 | 0 | 0 | 0 | 0 | 0 | #N/A | #N/A | #N/A | #N/A | #N/A | #N/A | #N/A | 0 | 0 | 0 | #DIV/0!
| E217 | 18230407 | Multi Family Retrofit {E} | [15 empty] | 0 | 0 | 0 | 0% | 0 | 0 | 0 | 0 | 0 | 0 | 0 | 0 | #N/A | #N/A | #N/A | #N/A | #N/A | #N/A | #N/A | 0 | 0 | 0 | #DIV/0!
| E217 | 18230407 | Multi Family Retrofit {E} | [15 empty] | 0 | 0 | 0 | 0% | 0 | 0 | 0 | 0 | 0 | 0 | 0 | 0 | #N/A | #N/A | #N/A | #N/A | #N/A | #N/A | #N/A | 0 | 0 | 0 | #DIV/0!
| E217 | 18230407 | Multi Family Retrofit {E} | [15 empty] | 0 | 0 | 0 | 0% | 0 | 0 | 0 | 0 | 0 | 0 | 0 | 0 | #N/A | #N/A | #N/A | #N/A | #N/A | #N/A | #N/A | 0 | 0 | 0 | #DIV/0!
| E217 | 18230407 | Multi Family Retrofit {E} | [15 empty] | 0 | 0 | 0 | 0% | 0 | 0 | 0 | 0 | 0 | 0 | 0 | 0 | #N/A | #N/A | #N/A | #N/A | #N/A | #N/A | #N/A | 0 | 0 | 0 | #DIV/0!
| E217 | 18230407 | Multi Family Retrofit {E} | [15 empty] | 0 | 0 | 0 | 0% | 0 | 0 | 0 | 0 | 0 | 0 | 0 | 0 | #N/A | #N/A | #N/A | #N/A | #N/A | #N/A | #N/A | 0 | 0 | 0 | #DIV/0!
| E217 | 18230407 | Multi Family Retrofit {E} | [15 empty] | 0 | 0 | 0 | 0% | 0 | 0 | 0 | 0 | 0 | 0 | 0 | 0 | #N/A | #N/A | #N/A | #N/A | #N/A | #N/A | #N/A | 0 | 0 | 0 | #DIV/0!
| E217 | 18230407 | Multi Family Retrofit {E} | [15 empty] | 0 | 0 | 0 | 0% | 0 | 0 | 0 | 0 | 0 | 0 | 0 | 0 | #N/A | #N/A | #N/A | #N/A | #N/A | #N/A | #N/A | 0 | 0 | 0 | #DIV/0!
| E217 | 18230407 | Multi Family Retrofit {E} | [15 empty] | 0 | 0 | 0 | 0% | 0 | 0 | 0 | 0 | 0 | 0 | 0 | 0 | #N/A | #N/A | #N/A | #N/A | #N/A | #N/A | #N/A | 0 | 0 | 0 | #DIV/0!
| E217 | 18230407 | Multi Family Retrofit {E} | [15 empty] | 0 | 0 | 0 | 0% | 0 | 0 | 0 | 0 | 0 | 0 | 0 | 0 | #N/A | #N/A | #N/A | #N/A | #N/A | #N/A | #N/A | 0 | 0 | 0 | #DIV/0!
| E217 | 18230407 | Multi Family Retrofit {E} | [15 empty] | 0 | 0 | 0 | 0% | 0 | 0 | 0 | 0 | 0 | 0 | 0 | 0 | #N/A | #N/A | #N/A | #N/A | #N/A | #N/A | #N/A | 0 | 0 | 0 | #DIV/0!
| E217 | 18230407 | Multi Family Retrofit {E} | [15 empty] | 0 | 0 | 0 | 0% | 0 | 0 | 0 | 0 | 0 | 0 | 0 | 0 | #N/A | #N/A | #N/A | #N/A | #N/A | #N/A | #N/A | 0 | 0 | 0 | #DIV/0!
| E217 | 18230407 | Multi Family Retrofit {E} | [15 empty] | 0 | 0 | 0 | 0% | 0 | 0 | 0 | 0 | 0 | 0 | 0 | 0 | #N/A | #N/A | #N/A | #N/A | #N/A | #N/A | #N/A | 0 | 0 | 0 | #DIV/0!
| E217 | 18230407 | Multi Family Retrofit {E} | [15 empty] | 0 | 0 | 0 | 0% | 0 | 0 | 0 | 0 | 0 | 0 | 0 | 0 | #N/A | #N/A | #N/A | #N/A | #N/A | #N/A | #N/A | 0 | 0 | 0 | #DIV/0!
| E217 | 18230407 | Multi Family Retrofit {E} | [15 empty] | 0 | 0 | 0 | 0% | 0 | 0 | 0 | 0 | 0 | 0 | 0 | 0 | #N/A | #N/A | #N/A | #N/A | #N/A | #N/A | #N/A | 0 | 0 | 0 | #DIV/0!
| E217 | 18230407 | Multi Family Retrofit {E} | [15 empty] | 0 | 0 | 0 | 0% | 0 | 0 | 0 | 0 | 0 | 0 | 0 | 0 | #N/A | #N/A | #N/A | #N/A | #N/A | #N/A | #N/A | 0 | 0 | 0 | #DIV/0!
| E217 | 18230407 | Multi Family Retrofit {E} | [15 empty] | 0 | 0 | 0 | 0% | 0 | 0 | 0 | 0 | 0 | 0 | 0 | 0 | #N/A | #N/A | #N/A | #N/A | #N/A | #N/A | #N/A | 0 | 0 | 0 | #DIV/0!
| E217 | 18230407 | Multi Family Retrofit {E} | [15 empty] | 0 | 0 | 0 | 0% | 0 | 0 | 0 | 0 | 0 | 0 | 0 | 0 | #N/A | #N/A | #N/A | #N/A | #N/A | #N/A | #N/A | 0 | 0 | 0 | #DIV/0!
| E217 | 18230407 | Multi Family Retrofit {E} | [15 empty] | 0 | 0 | 0 | 0% | 0 | 0 | 0 | 0 | 0 | 0 | 0 | 0 | #N/A | #N/A | #N/A | #N/A | #N/A | #N/A | #N/A | 0 | 0 | 0 | #DIV/0!
| E217 | 18230407 | Multi Family Retrofit {E} | [15 empty] | 0 | 0 | 0 | 0% | 0 | 0 | 0 | 0 | 0 | 0 | 0 | 0 | #N/A | #N/A | #N/A | #N/A | #N/A | #N/A | #N/A | 0 | 0 | 0 | #DIV/0!
| E217 | 18230407 | Multi Family Retrofit {E} | [15 empty] | 0 | 0 | 0 | 0% | 0 | 0 | 0 | 0 | 0 | 0 | 0 | 0 | #N/A | #N/A | #N/A | #N/A | #N/A | #N/A | #N/A | 0 | 0 | 0 | #DIV/0!
| E217 | 18230407 | Multi Family Retrofit {E} | [15 empty] | 0 | 0 | 0 | 0% | 0 | 0 | 0 | 0 | 0 | 0 | 0 | 0 | #N/A | #N/A | #N/A | #N/A | #N/A | #N/A | #N/A | 0 | 0 | 0 | #DIV/0!
| E217 | 18230407 | Multi Family Retrofit {E} | [15 empty] | 0 | 0 | 0 | 0% | 0 | 0 | 0 | 0 | 0 | 0 | 0 | 0 | #N/A | #N/A | #N/A | #N/A | #N/A | #N/A | #N/A | 0 | 0 | 0 | #DIV/0!
| E217 | 18230407 | Multi Family Retrofit {E} | [15 empty] | 0 | 0 | 0 | 0% | 0 | 0 | 0 | 0 | 0 | 0 | 0 | 0 | #N/A | #N/A | #N/A | #N/A | #N/A | #N/A | #N/A | 0 | 0 | 0 | #DIV/0!
| E217 | 18230407 | Multi Family Retrofit {E} | [15 empty] | 0 | 0 | 0 | 0% | 0 | 0 | 0 | 0 | 0 | 0 | 0 | 0 | #N/A | #N/A | #N/A | #N/A | #N/A | #N/A | #N/A | 0 | 0 | 0 | #DIV/0!
| E217 | 18230407 | Multi Family Retrofit {E} | [15 empty] | 0 | 0 | 0 | 0% | 0 | 0 | 0 | 0 | 0 | 0 | 0 | 0 | #N/A | #N/A | #N/A | #N/A | #N/A | #N/A | #N/A | 0 | 0 | 0 | #DIV/0!
| E217 | 18230407 | Multi Family Retrofit {E} | [15 empty] | 0 | 0 | 0 | 0% | 0 | 0 | 0 | 0 | 0 | 0 | 0 | 0 | #N/A | #N/A | #N/A | #N/A | #N/A | #N/A | #N/A | 0 | 0 | 0 | #DIV/0!
| E217 | 18230407 | Multi Family Retrofit {E} | [15 empty] | 0 | 0 | 0 | 0% | 0 | 0 | 0 | 0 | 0 | 0 | 0 | 0 | #N/A | #N/A | #N/A | #N/A | #N/A | #N/A | #N/A | 0 | 0 | 0 | #DIV/0!
| E217 | 18230407 | Multi Family Retrofit {E} | [15 empty] | 0 | 0 | 0 | 0% | 0 | 0 | 0 | 0 | 0 | 0 | 0 | 0 | #N/A | #N/A | #N/A | #N/A | #N/A | #N/A | #N/A | 0 | 0 | 0 | #DIV/0!
| E217 | 18230407 | Multi Family Retrofit {E} | [15 empty] | 0 | 0 | 0 | 0% | 0 | 0 | 0 | 0 | 0 | 0 | 0 | 0 | #N/A | #N/A | #N/A | #N/A | #N/A | #N/A | #N/A | 0 | 0 | 0 | #DIV/0!
| E217 | 18230407 | Multi Family Retrofit {E} | [15 empty] | 0 | 0 | 0 | 0% | 0 | 0 | 0 | 0 | 0 | 0 | 0 | 0 | #N/A | #N/A | #N/A | #N/A | #N/A | #N/A | #N/A | 0 | 0 | 0 | #DIV/0!
| E217 | 18230407 | Multi Family Retrofit {E} | [15 empty] | 0 | 0 | 0 | 0% | 0 | 0 | 0 | 0 | 0 | 0 | 0 | 0 | #N/A | #N/A | #N/A | #N/A | #N/A | #N/A | #N/A | 0 | 0 | 0 | #DIV/0!
| E217 | 18230407 | Multi Family Retrofit {E} | [15 empty] | 0 | 0 | 0 | 0% | 0 | 0 | 0 | 0 | 0 | 0 | 0 | 0 | #N/A | #N/A | #N/A | #N/A | #N/A | #N/A | #N/A | 0 | 0 | 0 | #DIV/0!
| E217 | 18230407 | Multi Family Retrofit {E} | [15 empty] | 0 | 0 | 0 | 0% | 0 | 0 | 0 | 0 | 0 | 0 | 0 | 0 | #N/A | #N/A | #N/A | #N/A | #N/A | #N/A | #N/A | 0 | 0 | 0 | #DIV/0!
| E217 | 18230407 | Multi Family Retrofit {E} | [15 empty] | 0 | 0 | 0 | 0% | 0 | 0 | 0 | 0 | 0 | 0 | 0 | 0 | #N/A | #N/A | #N/A | #N/A | #N/A | #N/A | #N/A | 0 | 0 | 0 | #DIV/0!
| E217 | 18230407 | Multi Family Retrofit {E} | [15 empty] | 0 | 0 | 0 | 0% | 0 | 0 | 0 | 0 | 0 | 0 | 0 | 0 | #N/A | #N/A | #N/A | #N/A | #N/A | #N/A | #N/A | 0 | 0 | 0 | #DIV/0!
| E217 | 18230407 | Multi Family Retrofit {E} | [15 empty] | 0 | 0 | 0 | 0% | 0 | 0 | 0 | 0 | 0 | 0 | 0 | 0 | #N/A | #N/A | #N/A | #N/A | #N/A | #N/A | #N/A | 0 | 0 | 0 | #DIV/0!
| E217 | 18230407 | Multi Family Retrofit {E} | [15 empty] | 0 | 0 | 0 | 0% | 0 | 0 | 0 | 0 | 0 | 0 | 0 | 0 | #N/A | #N/A | #N/A | #N/A | #N/A | #N/A | #N/A | 0 | 0 | 0 | #DIV/0!
| E217 | 18230407 | Multi Family Retrofit {E} | [15 empty] | 0 | 0 | 0 | 0% | 0 | 0 | 0 | 0 | 0 | 0 | 0 | 0 | #N/A | #N/A | #N/A | #N/A | #N/A | #N/A | #N/A | 0 | 0 | 0 | #DIV/0!
| E217 | 18230407 | Multi Family Retrofit {E} | [15 empty] | 0 | 0 | 0 | 0% | 0 | 0 | 0 | 0 | 0 | 0 | 0 | 0 | #N/A | #N/A | #N/A | #N/A | #N/A | #N/A | #N/A | 0 | 0 | 0 | #DIV/0!
| E217 | 18230407 | Multi Family Retrofit {E} | [15 empty] | 0 | 0 | 0 | 0% | 0 | 0 | 0 | 0 | 0 | 0 | 0 | 0 | #N/A | #N/A | #N/A | #N/A | #N/A | #N/A | #N/A | 0 | 0 | 0 | #DIV/0!
| E217 | 18230407 | Multi Family Retrofit {E} | [15 empty] | 0 | 0 | 0 | 0% | 0 | 0 | 0 | 0 | 0 | 0 | 0 | 0 | #N/A | #N/A | #N/A | #N/A | #N/A | #N/A | #N/A | 0 | 0 | 0 | #DIV/0!
| E217 | 18230407 | Multi Family Retrofit {E} | [15 empty] | 0 | 0 | 0 | 0% | 0 | 0 | 0 | 0 | 0 | 0 | 0 | 0 | #N/A | #N/A | #N/A | #N/A | #N/A | #N/A | #N/A | 0 | 0 | 0 | #DIV/0!
| E217 | 18230407 | Multi Family Retrofit {E} | [15 empty] | 0 | 0 | 0 | 0% | 0 | 0 | 0 | 0 | 0 | 0 | 0 | 0 | #N/A | #N/A | #N/A | #N/A | #N/A | #N/A | #N/A | 0 | 0 | 0 | #DIV/0!
| E217 | 18230407 | Multi Family Retrofit {E} | [15 empty] | 0 | 0 | 0 | 0% | 0 | 0 | 0 | 0 | 0 | 0 | 0 | 0 | #N/A | #N/A | #N/A | #N/A | #N/A | #N/A | #N/A | 0 | 0 | 0 | #DIV/0!
| E217 | 18230407 | Multi Family Retrofit {E} | [15 empty] | 0 | 0 | 0 | 0% | 0 | 0 | 0 | 0 | 0 | 0 | 0 | 0 | #N/A | #N/A | #N/A | #N/A | #N/A | #N/A | #N/A | 0 | 0 | 0 | #DIV/0!
| E217 | 18230407 | Multi Family Retrofit {E} | [15 empty] | 0 | 0 | 0 | 0% | 0 | 0 | 0 | 0 | 0 | 0 | 0 | 0 | #N/A | #N/A | #N/A | #N/A | #N/A | #N/A | #N/A | 0 | 0 | 0 | #DIV/0!
| E217 | 18230407 | Multi Family Retrofit {E} | [15 empty] | 0 | 0 | 0 | 0% | 0 | 0 | 0 | 0 | 0 | 0 | 0 | 0 | #N/A | #N/A | #N/A | #N/A | #N/A | #N/A | #N/A | 0 | 0 | 0 | #DIV/0!
| E217 | 18230407 | Multi Family Retrofit {E} | [15 empty] | 0 | 0 | 0 | 0% | 0 | 0 | 0 | 0 | 0 | 0 | 0 | 0 | #N/A | #N/A | #N/A | #N/A | #N/A | #N/A | #N/A | 0 | 0 | 0 | #DIV/0!
| E217 | 18230407 | Multi Family Retrofit {E} | [15 empty] | 0 | 0 | 0 | 0% | 0 | 0 | 0 | 0 | 0 | 0 | 0 | 0 | #N/A | #N/A | #N/A | #N/A | #N/A | #N/A | #N/A | 0 | 0 | 0 | #DIV/0!
| E217 | 18230407 | Multi Family Retrofit {E} | [15 empty] | 0 | 0 | 0 | 0% | 0 | 0 | 0 | 0 | 0 | 0 | 0 | 0 | #N/A | #N/A | #N/A | #N/A | #N/A | #N/A | #N/A | 0 | 0 | 0 | #DIV/0!
| E217 | 18230407 | Multi Family Retrofit {E} | [15 empty] | 0 | 0 | 0 | 0% | 0 | 0 | 0 | 0 | 0 | 0 | 0 | 0 | #N/A | #N/A | #N/A | #N/A | #N/A | #N/A | #N/A | 0 | 0 | 0 | #DIV/0!
| E217 | 18230407 | Multi Family Retrofit {E} | [15 empty] | 0 | 0 | 0 | 0% | 0 | 0 | 0 | 0 | 0 | 0 | 0 | 0 | #N/A | #N/A | #N/A | #N/A | #N/A | #N/A | #N/A | 0 | 0 | 0 | #DIV/0!
| E217 | 18230407 | Multi Family Retrofit {E} | [15 empty] | 0 | 0 | 0 | 0% | 0 | 0 | 0 | 0 | 0 | 0 | 0 | 0 | #N/A | #N/A | #N/A | #N/A | #N/A | #N/A | #N/A | 0 | 0 | 0 | #DIV/0!
| E217 | 18230407 | Multi Family Retrofit {E} | [15 empty] | 0 | 0 | 0 | 0% | 0 | 0 | 0 | 0 | 0 | 0 | 0 | 0 | #N/A | #N/A | #N/A | #N/A | #N/A | #N/A | #N/A | 0 | 0 | 0 | #DIV/0!
| E217 | 18230407 | Multi Family Retrofit {E} | [15 empty] | 0 | 0 | 0 | 0% | 0 | 0 | 0 | 0 | 0 | 0 | 0 | 0 | #N/A | #N/A | #N/A | #N/A | #N/A | #N/A | #N/A | 0 | 0 | 0 | #DIV/0!
| E217 | 18230407 | Multi Family Retrofit {E} | [15 empty] | 0 | 0 | 0 | 0% | 0 | 0 | 0 | 0 | 0 | 0 | 0 | 0 | #N/A | #N/A | #N/A | #N/A | #N/A | #N/A | #N/A | 0 | 0 | 0 | #DIV/0!
| E217 | 18230407 | Multi Family Retrofit {E} | [15 empty] | 0 | 0 | 0 | 0% | 0 | 0 | 0 | 0 | 0 | 0 | 0 | 0 | #N/A | #N/A | #N/A | #N/A | #N/A | #N/A | #N/A | 0 | 0 | 0 | #DIV/0!
| E217 | 18230407 | Multi Family Retrofit {E} | [15 empty] | 0 | 0 | 0 | 0% | 0 | 0 | 0 | 0 | 0 | 0 | 0 | 0 | #N/A | #N/A | #N/A | #N/A | #N/A | #N/A | #N/A | 0 | 0 | 0 | #DIV/0!
| E217 | 18230407 | Multi Family Retrofit {E} | [15 empty] | 0 | 0 | 0 | 0% | 0 | 0 | 0 | 0 | 0 | 0 | 0 | 0 | #N/A | #N/A | #N/A | #N/A | #N/A | #N/A | #N/A | 0 | 0 | 0 | #DIV/0!
| E217 | 18230407 | Multi Family Retrofit {E} | [15 empty] | 0 | 0 | 0 | 0% | 0 | 0 | 0 | 0 | 0 | 0 | 0 | 0 | #N/A | #N/A | #N/A | #N/A | #N/A | #N/A | #N/A | 0 | 0 | 0 | #DIV/0!
| E217 | 18230407 | Multi Family Retrofit {E} | [15 empty] | 0 | 0 | 0 | 0% | 0 | 0 | 0 | 0 | 0 | 0 | 0 | 0 | #N/A | #N/A | #N/A | #N/A | #N/A | #N/A | #N/A | 0 | 0 | 0 | #DIV/0!
| E217 | 18230407 | Multi Family Retrofit {E} | [15 empty] | 0 | 0 | 0 | 0% | 0 | 0 | 0 | 0 | 0 | 0 | 0 | 0 | #N/A | #N/A | #N/A | #N/A | #N/A | #N/A | #N/A | 0 | 0 | 0 | #DIV/0!
| E217 | 18230407 | Multi Family Retrofit {E} | [15 empty] | 0 | 0 | 0 | 0% | 0 | 0 | 0 | 0 | 0 | 0 | 0 | 0 | #N/A | #N/A | #N/A | #N/A | #N/A | #N/A | #N/A | 0 | 0 | 0 | #DIV/0!
| E217 | 18230407 | Multi Family Retrofit {E} | [15 empty] | 0 | 0 | 0 | 0% | 0 | 0 | 0 | 0 | 0 | 0 | 0 | 0 | #N/A | #N/A | #N/A | #N/A | #N/A | #N/A | #N/A | 0 | 0 | 0 | #DIV/0!
| E217 | 18230407 | Multi Family Retrofit {E} | [15 empty] | 0 | 0 | 0 | 0% | 0 | 0 | 0 | 0 | 0 | 0 | 0 | 0 | #N/A | #N/A | #N/A | #N/A | #N/A | #N/A | #N/A | 0 | 0 | 0 | #DIV/0!
| E217 | 18230407 | Multi Family Retrofit {E} | [15 empty] | 0 | 0 | 0 | 0% | 0 | 0 | 0 | 0 | 0 | 0 | 0 | 0 | #N/A | #N/A | #N/A | #N/A | #N/A | #N/A | #N/A | 0 | 0 | 0 | #DIV/0!
| E217 | 18230407 | Multi Family Retrofit {E} | [15 empty] | 0 | 0 | 0 | 0% | 0 | 0 | 0 | 0 | 0 | 0 | 0 | 0 | #N/A | #N/A | #N/A | #N/A | #N/A | #N/A | #N/A | 0 | 0 | 0 | #DIV/0!
| E217 | 18230407 | Multi Family Retrofit {E} | [15 empty] | 0 | 0 | 0 | 0% | 0 | 0 | 0 | 0 | 0 | 0 | 0 | 0 | #N/A | #N/A | #N/A | #N/A | #N/A | #N/A | #N/A | 0 | 0 | 0 | #DIV/0!
| E217 | 18230407 | Multi Family Retrofit {E} | [15 empty] | 0 | 0 | 0 | 0% | 0 | 0 | 0 | 0 | 0 | 0 | 0 | 0 | #N/A | #N/A | #N/A | #N/A | #N/A | #N/A | #N/A | 0 | 0 | 0 | #DIV/0!
| E217 | 18230407 | Multi Family Retrofit {E} | [15 empty] | 0 | 0 | 0 | 0% | 0 | 0 | 0 | 0 | 0 | 0 | 0 | 0 | #N/A | #N/A | #N/A | #N/A | #N/A | #N/A | #N/A | 0 | 0 | 0 | #DIV/0!
| E217 | 18230407 | Multi Family Retrofit {E} | [15 empty] | 0 | 0 | 0 | 0% | 0 | 0 | 0 | 0 | 0 | 0 | 0 | 0 | #N/A | #N/A | #N/A | #N/A | #N/A | #N/A | #N/A | 0 | 0 | 0 | #DIV/0!
| E217 | 18230407 | Multi Family Retrofit {E} | [15 empty] | 0 | 0 | 0 | 0% | 0 | 0 | 0 | 0 | 0 | 0 | 0 | 0 | #N/A | #N/A | #N/A | #N/A | #N/A | #N/A | #N/A | 0 | 0 | 0 | #DIV/0!
| E217 | 18230407 | Multi Family Retrofit {E} | [15 empty] | 0 | 0 | 0 | 0% | 0 | 0 | 0 | 0 | 0 | 0 | 0 | 0 | #N/A | #N/A | #N/A | #N/A | #N/A | #N/A | #N/A | 0 | 0 | 0 | #DIV/0!
| E217 | 18230407 | Multi Family Retrofit {E} | [15 empty] | 0 | 0 | 0 | 0% | 0 | 0 | 0 | 0 | 0 | 0 | 0 | 0 | #N/A | #N/A | #N/A | #N/A | #N/A | #N/A | #N/A | 0 | 0 | 0 | #DIV/0!
| E217 | 18230407 | Multi Family Retrofit {E} | [15 empty] | 0 | 0 | 0 | 0% | 0 | 0 | 0 | 0 | 0 | 0 | 0 | 0 | #N/A | #N/A | #N/A | #N/A | #N/A | #N/A | #N/A | 0 | 0 | 0 | #DIV/0!
| E217 | 18230407 | Multi Family Retrofit {E} | [15 empty] | 0 | 0 | 0 | 0% | 0 | 0 | 0 | 0 | 0 | 0 | 0 | 0 | #N/A | #N/A | #N/A | #N/A | #N/A | #N/A | #N/A | 0 | 0 | 0 | #DIV/0!
| E217 | 18230407 | Multi Family Retrofit {E} | [15 empty] | 0 | 0 | 0 | 0% | 0 | 0 | 0 | 0 | 0 | 0 | 0 | 0 | #N/A | #N/A | #N/A | #N/A | #N/A | #N/A | #N/A | 0 | 0 | 0 | #DIV/0!
| E217 | 18230407 | Multi Family Retrofit {E} | [15 empty] | 0 | 0 | 0 | 0% | 0 | 0 | 0 | 0 | 0 | 0 | 0 | 0 | #N/A | #N/A | #N/A | #N/A | #N/A | #N/A | #N/A | 0 | 0 | 0 | #DIV/0!
| E217 | 18230407 | Multi Family Retrofit {E} | [15 empty] | 0 | 0 | 0 | 0% | 0 | 0 | 0 | 0 | 0 | 0 | 0 | 0 | #N/A | #N/A | #N/A | #N/A | #N/A | #N/A | #N/A | 0 | 0 | 0 | #DIV/0!
| E217 | 18230407 | Multi Family Retrofit {E} | [15 empty] | 0 | 0 | 0 | 0% | 0 | 0 | 0 | 0 | 0 | 0 | 0 | 0 | #N/A | #N/A | #N/A | #N/A | #N/A | #N/A | #N/A | 0 | 0 | 0 | #DIV/0!
| E217 | 18230407 | Multi Family Retrofit {E} | [15 empty] | 0 | 0 | 0 | 0% | 0 | 0 | 0 | 0 | 0 | 0 | 0 | 0 | #N/A | #N/A | #N/A | #N/A | #N/A | #N/A | #N/A | 0 | 0 | 0 | #DIV/0!
| E217 | 18230407 | Multi Family Retrofit {E} | [15 empty] | 0 | 0 | 0 | 0% | 0 | 0 | 0 | 0 | 0 | 0 | 0 | 0 | #N/A | #N/A | #N/A | #N/A | #N/A | #N/A | #N/A | 0 | 0 | 0 | #DIV/0!
| E217 | 18230407 | Multi Family Retrofit {E} | [15 empty] | 0 | 0 | 0 | 0% | 0 | 0 | 0 | 0 | 0 | 0 | 0 | 0 | #N/A | #N/A | #N/A | #N/A | #N/A | #N/A | #N/A | 0 | 0 | 0 | #DIV/0!
| E217 | 18230407 | Multi Family Retrofit {E} | [15 empty] | 0 | 0 | 0 | 0% | 0 | 0 | 0 | 0 | 0 | 0 | 0 | 0 | #N/A | #N/A | #N/A | #N/A | #N/A | #N/A | #N/A | 0 | 0 | 0 | #DIV/0!
| E217 | 18230407 | Multi Family Retrofit {E} | [15 empty] | 0 | 0 | 0 | 0% | 0 | 0 | 0 | 0 | 0 | 0 | 0 | 0 | #N/A | #N/A | #N/A | #N/A | #N/A | #N/A | #N/A | 0 | 0 | 0 | #DIV/0!
| E217 | 18230407 | Multi Family Retrofit {E} | [15 empty] | 0 | 0 | 0 | 0% | 0 | 0 | 0 | 0 | 0 | 0 | 0 | 0 | #N/A | #N/A | #N/A | #N/A | #N/A | #N/A | #N/A | 0 | 0 | 0 | #DIV/0!
| E217 | 18230407 | Multi Family Retrofit {E} | [15 empty] | 0 | 0 | 0 | 0% | 0 | 0 | 0 | 0 | 0 | 0 | 0 | 0 | #N/A | #N/A | #N/A | #N/A | #N/A | #N/A | #N/A | 0 | 0 | 0 | #DIV/0!
| E217 | 18230407 | Multi Family Retrofit {E} | [15 empty] | 0 | 0 | 0 | 0% | 0 | 0 | 0 | 0 | 0 | 0 | 0 | 0 | #N/A | #N/A | #N/A | #N/A | #N/A | #N/A | #N/A | 0 | 0 | 0 | #DIV/0!
| E217 | 18230407 | Multi Family Retrofit {E} | [15 empty] | 0 | 0 | 0 | 0% | 0 | 0 | 0 | 0 | 0 | 0 | 0 | 0 | #N/A | #N/A | #N/A | #N/A | #N/A | #N/A | #N/A | 0 | 0 | 0 | #DIV/0!
| E217 | 18230407 | Multi Family Retrofit {E} | [15 empty] | 0 | 0 | 0 | 0% | 0 | 0 | 0 | 0 | 0 | 0 | 0 | 0 | #N/A | #N/A | #N/A | #N/A | #N/A | #N/A | #N/A | 0 | 0 | 0 | #DIV/0!
| E217 | 18230407 | Multi Family Retrofit {E} | [15 empty] | 0 | 0 | 0 | 0% | 0 | 0 | 0 | 0 | 0 | 0 | 0 | 0 | #N/A | #N/A | #N/A | #N/A | #N/A | #N/A | #N/A | 0 | 0 | 0 | #DIV/0!
| E217 | 18230407 | Multi Family Retrofit {E} | [15 empty] | 0 | 0 | 0 | 0% | 0 | 0 | 0 | 0 | 0 | 0 | 0 | 0 | #N/A | #N/A | #N/A | #N/A | #N/A | #N/A | #N/A | 0 | 0 | 0 | #DIV/0!
| E217 | 18230407 | Multi Family Retrofit {E} | [15 empty] | 0 | 0 | 0 | 0% | 0 | 0 | 0 | 0 | 0 | 0 | 0 | 0 | #N/A | #N/A | #N/A | #N/A | #N/A | #N/A | #N/A | 0 | 0 | 0 | #DIV/0!
| E217 | 18230407 | Multi Family Retrofit {E} | [15 empty] | 0 | 0 | 0 | 0% | 0 | 0 | 0 | 0 | 0 | 0 | 0 | 0 | #N/A | #N/A | #N/A | #N/A | #N/A | #N/A | #N/A | 0 | 0 | 0 | #DIV/0!
| E217 | 18230407 | Multi Family Retrofit {E} | [15 empty] | 0 | 0 | 0 | 0% | 0 | 0 | 0 | 0 | 0 | 0 | 0 | 0 | #N/A | #N/A | #N/A | #N/A | #N/A | #N/A | #N/A | 0 | 0 | 0 | #DIV/0!
| E217 | 18230407 | Multi Family Retrofit {E} | [15 empty] | 0 | 0 | 0 | 0% | 0 | 0 | 0 | 0 | 0 | 0 | 0 | 0 | #N/A | #N/A | #N/A | #N/A | #N/A | #N/A | #N/A | 0 | 0 | 0 | #DIV/0!
| E217 | 18230407 | Multi Family Retrofit {E} | [15 empty] | 0 | 0 | 0 | 0% | 0 | 0 | 0 | 0 | 0 | 0 | 0 | 0 | #N/A | #N/A | #N/A | #N/A | #N/A | #N/A | #N/A | 0 | 0 | 0 | #DIV/0!
| E217 | 18230407 | Multi Family Retrofit {E} | [15 empty] | 0 | 0 | 0 | 0% | 0 | 0 | 0 | 0 | 0 | 0 | 0 | 0 | #N/A | #N/A | #N/A | #N/A | #N/A | #N/A | #N/A | 0 | 0 | 0 | #DIV/0!
| E217 | 18230407 | Multi Family Retrofit {E} | [15 empty] | 0 | 0 | 0 | 0% | 0 | 0 | 0 | 0 | 0 | 0 | 0 | 0 | #N/A | #N/A | #N/A | #N/A | #N/A | #N/A | #N/A | 0 | 0 | 0 | #DIV/0!
| E217 | 18230407 | Multi Family Retrofit {E} | [15 empty] | 0 | 0 | 0 | 0% | 0 | 0 | 0 | 0 | 0 | 0 | 0 | 0 | #N/A | #N/A | #N/A | #N/A | #N/A | #N/A | #N/A | 0 | 0 | 0 | #DIV/0!
| E217 | 18230407 | Multi Family Retrofit {E} | [15 empty] | 0 | 0 | 0 | 0% | 0 | 0 | 0 | 0 | 0 | 0 | 0 | 0 | #N/A | #N/A | #N/A | #N/A | #N/A | #N/A | #N/A | 0 | 0 | 0 | #DIV/0!
| E217 | 18230407 | Multi Family Retrofit {E} | [15 empty] | 0 | 0 | 0 | 0% | 0 | 0 | 0 | 0 | 0 | 0 | 0 | 0 | #N/A | #N/A | #N/A | #N/A | #N/A | #N/A | #N/A | 0 | 0 | 0 | #DIV/0!
| E217 | 18230407 | Multi Family Retrofit {E} | [15 empty] | 0 | 0 | 0 | 0% | 0 | 0 | 0 | 0 | 0 | 0 | 0 | 0 | #N/A | #N/A | #N/A | #N/A | #N/A | #N/A | #N/A | 0 | 0 | 0 | #DIV/0!
| E217 | 18230407 | Multi Family Retrofit {E} | [15 empty] | 0 | 0 | 0 | 0% | 0 | 0 | 0 | 0 | 0 | 0 | 0 | 0 | #N/A | #N/A | #N/A | #N/A | #N/A | #N/A | #N/A | 0 | 0 | 0 | #DIV/0!
| E217 | 18230407 | Multi Family Retrofit {E} | [15 empty] | 0 | 0 | 0 | 0% | 0 | 0 | 0 | 0 | 0 | 0 | 0 | 0 | #N/A | #N/A | #N/A | #N/A | #N/A | #N/A | #N/A | 0 | 0 | 0 | #DIV/0!
| E217 | 18230407 | Multi Family Retrofit {E} | [15 empty] | 0 | 0 | 0 | 0% | 0 | 0 | 0 | 0 | 0 | 0 | 0 | 0 | #N/A | #N/A | #N/A | #N/A | #N/A | #N/A | #N/A | 0 | 0 | 0 | #DIV/0!
| E217 | 18230407 | Multi Family Retrofit {E} | [15 empty] | 0 | 0 | 0 | 0% | 0 | 0 | 0 | 0 | 0 | 0 | 0 | 0 | #N/A | #N/A | #N/A | #N/A | #N/A | #N/A | #N/A | 0 | 0 | 0 | #DIV/0!
| E217 | 18230407 | Multi Family Retrofit {E} | [15 empty] | 0 | 0 | 0 | 0% | 0 | 0 | 0 | 0 | 0 | 0 | 0 | 0 | #N/A | #N/A | #N/A | #N/A | #N/A | #N/A | #N/A | 0 | 0 | 0 | #DIV/0!
| E217 | 18230407 | Multi Family Retrofit {E} | [15 empty] | 0 | 0 | 0 | 0% | 0 | 0 | 0 | 0 | 0 | 0 | 0 | 0 | #N/A | #N/A | #N/A | #N/A | #N/A | #N/A | #N/A | 0 | 0 | 0 | #DIV/0!
| E217 | 18230407 | Multi Family Retrofit {E} | [15 empty] | 0 | 0 | 0 | 0% | 0 | 0 | 0 | 0 | 0 | 0 | 0 | 0 | #N/A | #N/A | #N/A | #N/A | #N/A | #N/A | #N/A | 0 | 0 | 0 | #DIV/0!

## MF New Construction {E}
Rtn to Summary |  | Order Number | Program Name | Discount Rate: | 6.8% | [9 empty] | Paste in incentives but use DBtC for Total
| Program: | 18230486 | Multi Family New Construction {E}
| paste |  |  | paste | paste | paste | paste | paste | paste | paste | paste | paste | paste | Paste | paste | paste | paste | paste | Formula: G + H | Formula: (O/A10)*T | Formula: N - M | Formula: O/A10 | Formula: W*A8 | Formula: Q - P | Formula: X + DBtC | Formula: Q + X | Formula: Z/(1+ElecDiscountRate)^1 | Formula: AA/(1+ElecDiscountRate)^1 | Formula: -PV (ElecDiscount Rate,T,R)*J | Formula: - PV (ElecDiscount Rate, T, S)*J |  | AF*J*K |  | AH*J*L | AG + AI |  | AG +AI -AK | formula: Logic to lookup from AC tables and adjust by savings and quantity | Formula: Utility Savings (AM)*1.1+AD+AE | formula: AM/AB | formula: AN/AC
| Sch. No. | Order Number | Program Name | Measure Version | Measure Name | First Period Measure Life | Second period Measure Life | Electric End-Use Type | Number of units offered | Savings per Unit Period 1 | Savngs per Unit Period 2 | Incentives Per Unit | Incremental Measure Cost per Unit | Total First Year Savings | Total Incentive | Total Incremental Measure Cost | Unit First Year Non-Energy Benefits | Unit Annual Net Equipment O&M | Total Measure Life | Weighted Life | Agency or Customer Cost per Unit | Percent Unit overhead | Program Overhead Cost | Total Customer Cost | Total Utility Program Costs | Total Resource Cost | PV Total Utility Program Costs | PV Total Resource Costs | PV Total Non-Energy Benefits | PV Total Net Equipment O&M | Unit PV First period Savings for 1 kWh | Total First Period Savings | Unit PV Savings for Second Period for 1 kWh | Total Second period Savings | Unadjusted Total | Decrement | Final UC Total Savings | PV Total Savings UC | PV Total Savings TRC | UC B/C Ratio | TRC B/C Ratio
DBTC: | E218 | 18230486 | Multi Family New Construction {E} | 10055-1 | Whole Building Design - Custom | 15 | 0 | Comm Flat | 1 | 775712 |  | 305090 | 305090 | 775712 | 305090 | 305090 |  |  | 15 | 2.8666 | 0 | 19.11% | 134598.7039 | 0 | 447578.355 | 439688.7039 | 419080.8567 | 411693.543 | 0 | 0 | 1.0764 | 834950.6849 | 1.0764 | 0 | 834950.6849 | 0 | 834950.6849 | 834950.6849 | 918445.7533 | 1.9923 | 2.2309
1637728.95 | E218 | 18230486 | Multi Family New Construction {E} | 10055-1 | Whole Building Design - Custom | 15 | 0 | Comm Flat | 1 | 2641033 |  | 1111539 | 1111539 | 2641033 | 1111539 | 1111539 |  |  | 15 | 9.7597 | 0 | 65.06% | 458262.3691 | 0 | 1523850.6116 | 1569801.3691 | 1426826.4154 | 1469851.4692 | 0 | 0 | 1.0764 | 2842720.3808 | 1.0764 | 0 | 2842720.3808 | 0 | 2842720.3808 | 2842720.3808 | 3126992.4189 | 1.9923 | 2.1274
Program Costs: | E218 | 18230486 | Multi Family New Construction {E} | 10055-1 | Whole Building Design - Custom | 15 | 0 | Comm Flat | 1 | 642324 |  | 256928 | 256928 | 642324 | 256928 | 256928 |  |  | 15 | 2.3737 | 0 | 15.82% | 111453.7069 | 0 | 370614.7633 | 368381.7069 | 347017.5687 | 344926.6919 | 0 | 0 | 1.0764 | 691376.263 | 1.0764 | 0 | 691376.263 | 0 | 691376.263 | 691376.263 | 760513.8893 | 1.9923 | 2.2049
704314.78 | E218 | 18230486 | Multi Family New Construction {E} | 10055-1 | Whole Building Design - Custom | 15 | 0 | Comm Flat | 1 | 0 |  | 0 | 0 | 0 | 0 | 0 |  |  | 15 | 0 | 0 | 0% | 0 | 0 | 0 | 0 | 0 | 0 | 0 | 0 | 1.0764 | 0 | 1.0764 | 0 | 0 | 0 | 0 | 0 | 0 | 0 | #DIV/0!
Total Savings (kWh): | E218 | 18230486 | Multi Family New Construction {E} | [15 empty] | 0 | 0 | 0 | 0% | 0 | 0 | 0 | 0 | 0 | 0 | 0 | 0 | #N/A | #N/A | #N/A | #N/A | #N/A | #N/A | #N/A | 0 | 0 | 0 | #DIV/0!
4059069 | E218 | 18230486 | Multi Family New Construction {E} | [15 empty] | 0 | 0 | 0 | 0% | 0 | 0 | 0 | 0 | 0 | 0 | 0 | 0 | #N/A | #N/A | #N/A | #N/A | #N/A | #N/A | #N/A | 0 | 0 | 0 | #DIV/0!
Total Incentives: | [18 empty] | 0 | 0 | 0 | 0% | 0 | 0 | 0 | 0 | 0 | 0 | 0 | 0 | #N/A | #N/A | #N/A | #N/A | #N/A | #N/A | #N/A | 0 | 0 | 0 | #DIV/0!
1673557 | [18 empty] | 0 | 0 | 0 | 0% | 0 | 0 | 0 | 0 | 0 | 0 | 0 | 0 | #N/A | #N/A | #N/A | #N/A | #N/A | #N/A | #N/A | 0 | 0 | 0 | #DIV/0!
Total Customer Costs: | [18 empty] | 0 | 0 | 0 | 0% | 0 | 0 | 0 | 0 | 0 | 0 | 0 | 0 | #N/A | #N/A | #N/A | #N/A | #N/A | #N/A | #N/A | 0 | 0 | 0 | #DIV/0!
0 | [18 empty] | 0 | 0 | 0 | 0% | 0 | 0 | 0 | 0 | 0 | 0 | 0 | 0 | #N/A | #N/A | #N/A | #N/A | #N/A | #N/A | #N/A | 0 | 0 | 0 | #DIV/0!
Weighted Avg Life | [18 empty] | 0 | 0 | 0 | 0% | 0 | 0 | 0 | 0 | 0 | 0 | 0 | 0 | #N/A | #N/A | #N/A | #N/A | #N/A | #N/A | #N/A | 0 | 0 | 0 | #DIV/0!
15 | [18 empty] | 0 | 0 | 0 | 0% | 0 | 0 | 0 | 0 | 0 | 0 | 0 | 0 | #N/A | #N/A | #N/A | #N/A | #N/A | #N/A | #N/A | 0 | 0 | 0 | #DIV/0!
Total Utility Cost | [18 empty] | 0 | 0 | 0 | 0% | 0 | 0 | 0 | 0 | 0 | 0 | 0 | 0 | #N/A | #N/A | #N/A | #N/A | #N/A | #N/A | #N/A | 0 | 0 | 0 | #DIV/0!
2342043.73 | [18 empty] | 0 | 0 | 0 | 0% | 0 | 0 | 0 | 0 | 0 | 0 | 0 | 0 | #N/A | #N/A | #N/A | #N/A | #N/A | #N/A | #N/A | 0 | 0 | 0 | #DIV/0!
Total Resource Cost | [18 empty] | 0 | 0 | 0 | 0% | 0 | 0 | 0 | 0 | 0 | 0 | 0 | 0 | #N/A | #N/A | #N/A | #N/A | #N/A | #N/A | #N/A | 0 | 0 | 0 | #DIV/0!
2377871.78 | [18 empty] | 0 | 0 | 0 | 0% | 0 | 0 | 0 | 0 | 0 | 0 | 0 | 0 | #N/A | #N/A | #N/A | #N/A | #N/A | #N/A | #N/A | 0 | 0 | 0 | #DIV/0!
UC B/C Ratio | [18 empty] | 0 | 0 | 0 | 0% | 0 | 0 | 0 | 0 | 0 | 0 | 0 | 0 | #N/A | #N/A | #N/A | #N/A | #N/A | #N/A | #N/A | 0 | 0 | 0 | #DIV/0!
1.9923 | [18 empty] | 0 | 0 | 0 | 0% | 0 | 0 | 0 | 0 | 0 | 0 | 0 | 0 | #N/A | #N/A | #N/A | #N/A | #N/A | #N/A | #N/A | 0 | 0 | 0 | #DIV/0!
TRC B/C Ratio | [18 empty] | 0 | 0 | 0 | 0% | 0 | 0 | 0 | 0 | 0 | 0 | 0 | 0 | #N/A | #N/A | #N/A | #N/A | #N/A | #N/A | #N/A | 0 | 0 | 0 | #DIV/0!
2.1586 | [18 empty] | 0 | 0 | 0 | 0% | 0 | 0 | 0 | 0 | 0 | 0 | 0 | 0 | #N/A | #N/A | #N/A | #N/A | #N/A | #N/A | #N/A | 0 | 0 | 0 | #DIV/0!

## CI Retrofit {E}
Rtn to Summary |  | Order Number | Program Name | Discount Rate: | 6.8% | [9 empty] | Paste in incentives but use DBtC for Total
| Program: | 18230711 | Commercial Industrial Retrofit {E}
| paste |  |  | paste | paste | paste | paste | paste | paste | paste | paste | paste | paste | Paste | paste | paste | paste | paste | Formula: G + H | Formula: (O/A10)*T | Formula: N - M | Formula: O/A10 | Formula: W*A8 | Formula: Q - P | Formula: X + DBtC | Formula: Q + X | Formula: Z/(1+ElecDiscountRate)^1 | Formula: AA/(1+ElecDiscountRate)^1 | Formula: -PV (ElecDiscount Rate,T,R)*J | Formula: - PV (ElecDiscount Rate, T, S)*J |  | AF*J*K |  | AH*J*L | AG + AI |  | AG +AI -AK | formula: Logic to lookup from AC tables and adjust by savings and quantity | Formula: Utility Savings (AM)*1.1+AD+AE | formula: AM/AB | formula: AN/AC
| Sch. No. | Order Number | Program Name | Measure Version | Measure Name | First Period Measure Life | Second period Measure Life | Electric End-Use Type | Number of units offered | Savings per Unit Period 1 | Savngs per Unit Period 2 | Incentives Per Unit | Incremental Measure Cost per Unit | Total First Year Savings | Total Incentive | Total Incremental Measure Cost | Unit First Year Non-Energy Benefits | Unit Annual Net Equipment O&M | Total Measure Life | Weighted Life | Agency or Customer Cost per Unit | Percent Unit overhead | Program Overhead Cost | Total Customer Cost | Total Utility Program Costs | Total Resource Cost | PV Total Utility Program Costs | PV Total Resource Costs | PV Total Non-Energy Benefits | PV Total Net Equipment O&M | Unit PV First period Savings for 1 kWh | Total First Period Savings | Unit PV Savings for Second Period for 1 kWh | Total Second period Savings | Unadjusted Total | Decrement | Final UC Total Savings | PV Total Savings UC | PV Total Savings TRC | UC B/C Ratio | TRC B/C Ratio
DBTC: | E250 | 18230711 | Commercial Industrial Retrofit {E} | 10037-1 | Insulation - Building Shell - Custom | 24 | 0 | Comm Space Heat | 1 | 0 |  | 0 | 0 | 0 | 0 | 0 |  |  | 24 | 0 | 0 | 0% | 0 | 0 | 0 | 0 | 0 | 0 | 0 | 0 | 1.7937 | 0 | 1.7937 | 0 | 0 | 0 | 0 | 0 | 0 | 0 | #DIV/0!
3121249.87 | E250 | 18230711 | Commercial Industrial Retrofit {E} | 10037-1 | Insulation - Building Shell - Custom | 24 | 0 | Comm Space Heat | 1 | 0 |  | 0 | 0 | 0 | 0 | 0% |  |  | 24 | 0 | 0 | 0% | 0 | 0 | 0 | 0 | 0 | 0 | 0 | 0 | 1.7937 | 0 | 1.7937 | 0 | 0 | 0 | 0 | 0 | 0 | 0 | #DIV/0!
Program Costs: | E250 | 18230711 | Commercial Industrial Retrofit {E} | 10037-1 | Insulation - Building Shell - Custom | 24 | 0 | Comm Space Heat | 1 | 3529 |  | 1412 | 5630 | 3529 | 1412 | 5630 |  |  | 24 | 0.007041 | 4218 | 0.02934% | 715.3939 | 4218 | 1631.0961 | 6345.3939 | 1527.2435 | 5941.38 | 0 | 0 | 1.7937 | 6329.9577 | 1.7937 | 0 | 6329.9577 | 0 | 6329.9577 | 6329.9577 | 6962.9535 | 4.1447 | 1.1719
2438481.49 | E250 | 18230711 | Commercial Industrial Retrofit {E} | 10039-1 | HVAC - Other - Custom | 15 | 0 | Comm Flat | 1 | 35041 |  | 12266 | 84049 | 35041 | 12266 | 84049 |  |  | 15 | 0.043696 | 71783 | 0.2913% | 7103.4617 | 71783 | 16195.8738 | 91152.4617 | 15164.6759 | 85348.7469 | 0 | 0 | 1.0764 | 37716.9709 | 1.0764 | 0 | 37716.9709 | 0 | 37716.9709 | 37716.9709 | 41488.668 | 2.4872 | 0.48611
Total Savings (kWh): | E250 | 18230711 | Commercial Industrial Retrofit {E} | 10039-1 | HVAC - Other - Custom | 15 | 0 | Comm Flat | 1 | 29011 |  | 11237 | 25500 | 29011 | 11237 | 25500 |  |  | 15 | 0.036177 | 14263 | 0.2412% | 5881.0686 | 14263 | 13408.821 | 31381.0686 | 12555.0758 | 29383.0231 | 0 | 0 | 1.0764 | 31226.4788 | 1.0764 | 0 | 31226.4788 | 0 | 31226.4788 | 31226.4788 | 34349.1267 | 2.4872 | 1.169
12028900 | E250 | 18230711 | Commercial Industrial Retrofit {E} | 10041-1 | Window - Custom | 30 | 0 | Comm Space Heat | 1 | 15832 |  | 7124 | 18998.7 | 15832 | 7124 | 18998.7 |  |  | 30 | 0.039485 | 11874.7 | 0.1316% | 3209.4405 | 11874.7 | 7317.5159 | 22208.1405 | 6851.6066 | 20794.1391 | 0 | 0 | 2.0076 | 31783.7231 | 2.0076 | 0 | 31783.7231 | 0 | 31783.7231 | 31783.7231 | 34962.0954 | 4.6389 | 1.6813
Total Incentives: | E250 | 18230711 | Commercial Industrial Retrofit {E} | 10049-1 | HVAC Control - Base - Custom | 10 | 0 | Comm Flat | 1 | 0 |  | 0 | 0 | 0 | 0 | 0 |  |  | 10 | 0 | 0 | 0% | 0 | 0 | 0 | 0 | 0 | 0 | 0 | 0 | 0.76242 | 0 | 0.76242 | 0 | 0 | 0 | 0 | 0 | 0 | 0 | #DIV/0!
3121249.87 | E250 | 18230711 | Commercial Industrial Retrofit {E} | 10049-1 | HVAC Control - Base - Custom | 10 | 0 | Comm Flat | 1 | 81616 |  | 15829 | 15829 | 81616 | 15829 | 15829 |  |  | 10 | 0.06785 | 0 | 0.6785% | 16545.0794 | 0 | 37722.7373 | 32374.0794 | 35320.9151 | 30312.8084 | 0 | 0 | 0.76242 | 62225.5705 | 0.76242 | 0 | 62225.5705 | 0 | 62225.5705 | 62225.5705 | 68448.1275 | 1.7617 | 2.2581
Total Customer Costs: | E250 | 18230711 | Commercial Industrial Retrofit {E} | 10049-1 | HVAC Control - Base - Custom | 10 | 0 | Comm Flat | 1 | 82464 |  | 41232 | 41232 | 82464 | 41232 | 41232 |  |  | 10 | 0.068555 | 0 | 0.6855% | 16716.9847 | 0 | 38114.681 | 57948.9847 | 35687.9036 | 54259.349 | 0 | 0 | 0.76242 | 62872.1016 | 0.76242 | 0 | 62872.1016 | 0 | 62872.1016 | 62872.1016 | 69159.3117 | 1.7617 | 1.2746
2647287.45 | E250 | 18230711 | Commercial Industrial Retrofit {E} | 10049-1 | HVAC Control - Base - Custom | 10 | 0 | Comm Flat | 1 | 210134 |  | 80959 | 80959 | 210134 | 80959 | 80959 |  |  | 10 | 0.17469 | 0 | 1.747% | 42598.0654 | 0 | 97123.4768 | 123557.0654 | 90939.585 | 115690.1362 | 0 | 0 | 0.76242 | 160210.1062 | 0.76242 | 0 | 160210.1062 | 0 | 160210.1062 | 160210.1062 | 176231.1168 | 1.7617 | 1.5233
Weighted Avg Life | E250 | 18230711 | Commercial Industrial Retrofit {E} | 10049-1 | HVAC Control - Base - Custom | 10 | 0 | Comm Flat | 1 | 24784 |  | 9914 | 9914 | 24784 | 9914 | 9914 |  |  | 10 | 0.020604 | 0 | 0.206% | 5024.1772 | 0 | 11455.1108 | 14938.1772 | 10725.7592 | 13987.0573 | 0 | 0 | 0.76242 | 18895.7868 | 0.76242 | 0 | 18895.7868 | 0 | 18895.7868 | 18895.7868 | 20785.3655 | 1.7617 | 1.486
10.7964 | E250 | 18230711 | Commercial Industrial Retrofit {E} | 10049-1 | HVAC Control - Base - Custom | 10 | 0 | Comm Flat | 1 | 193979 |  | 77592 | 77592 | 193979 | 77592 | 77592 |  |  | 10 | 0.16126 | 0 | 1.613% | 39323.1468 | 0 | 89656.671 | 116915.1468 | 83948.1938 | 109471.1113 | 0 | 0 | 0.76242 | 147893.2309 | 0.76242 | 0 | 147893.2309 | 0 | 147893.2309 | 147893.2309 | 162682.554 | 1.7617 | 1.4861
Total Utility Cost | E250 | 18230711 | Commercial Industrial Retrofit {E} | 10054-1 | HVAC - Central Equipment - Custom | 15 | 0 | Comm Flat | 1 | 8672 |  | 3902 | 13000 | 8672 | 3902 | 13000 |  |  | 15 | 0.010814 | 9098 | 0.07209% | 1757.9755 | 9098 | 4008.1795 | 14757.9755 | 3752.9771 | 13818.3291 | 0 | 0 | 1.0764 | 9334.2534 | 1.0764 | 0 | 9334.2534 | 0 | 9334.2534 | 9334.2534 | 10267.6787 | 2.4872 | 0.74305
5559731.36 | E250 | 18230711 | Commercial Industrial Retrofit {E} | 10054-1 | HVAC - Central Equipment - Custom | 15 | 0 | Comm Flat | 1 | 48772 |  | 19509 | 61371 | 48772 | 19509 | 61371 |  |  | 15 | 0.060819 | 41862 | 0.4055% | 9886.9904 | 41862 | 22542.3121 | 71257.9904 | 21107.0338 | 66720.9648 | 0 | 0 | 1.0764 | 52496.5642 | 1.0764 | 0 | 52496.5642 | 0 | 52496.5642 | 52496.5642 | 57746.2206 | 2.4872 | 0.86549
Total Resource Cost | E250 | 18230711 | Commercial Industrial Retrofit {E} | 10057-1 | HVAC Control - Only - Custom | 10 | 0 | Comm Flat | 1 | 0 |  | 0 | 0 | 0 | 0 | 0 |  |  | 10 | 0 | 0 | 0% | 0 | 0 | 0 | 0 | 0 | 0 | 0 | 0 | 0.76242 | 0 | 0.76242 | 0 | 0 | 0 | 0 | 0 | 0 | 0 | #DIV/0!
8207018.81 | E250 | 18230711 | Commercial Industrial Retrofit {E} | 10057-1 | HVAC Control - Only - Custom | 10 | 0 | Comm Flat | 1 | 19365 |  | 5742 | 8202 | 19365 | 5742 | 8202 |  |  | 10 | 0.016099 | 2460 | 0.161% | 3925.6452 | 2460 | 8950.4608 | 12127.6452 | 8380.5813 | 11355.4731 | 0 | 0 | 0.76242 | 14764.2395 | 0.76242 | 0 | 14764.2395 | 0 | 14764.2395 | 14764.2395 | 16240.6635 | 1.7617 | 1.4302
UC B/C Ratio | E250 | 18230711 | Commercial Industrial Retrofit {E} | 10057-1 | HVAC Control - Only - Custom | 10 | 0 | Comm Flat | 1 | 4887 |  | 1914 | 2734 | 4887 | 1914 | 2734 |  |  | 10 | 0.0040627 | 820 | 0.04063% | 990.6857 | 820 | 2258.7607 | 3724.6857 | 2114.9445 | 3487.5334 | 0 | 0 | 0.76242 | 3725.9405 | 0.76242 | 0 | 3725.9405 | 0 | 3725.9405 | 3725.9405 | 4098.5346 | 1.7617 | 1.1752
1.8133 | E250 | 18230711 | Commercial Industrial Retrofit {E} | 10057-1 | HVAC Control - Only - Custom | 10 | 0 | Comm Flat | 1 | 1108 |  | 443 | 1367 | 1108 | 443 | 1367 |  |  | 10 | 0.00092111 | 924 | 0.009211% | 224.6122 | 924 | 512.1152 | 1591.6122 | 479.5086 | 1490.2736 | 0 | 0 | 0.76242 | 844.76 | 0.76242 | 0 | 844.76 | 0 | 844.76 | 844.76 | 929.236 | 1.7617 | 0.62353
TRC B/C Ratio | E250 | 18230711 | Commercial Industrial Retrofit {E} | 10057-1 | HVAC Control - Only - Custom | 10 | 0 | Comm Flat | 1 | 59054 |  | 0 | 0 | 59054 | 0 | 0 |  |  | 10 | 0.049093 | 0 | 0.4909% | 11971.3428 | 0 | 27294.6301 | 11971.3428 | 25556.7697 | 11209.1225 | 0 | 0 | 0.76242 | 45023.8781 | 0.76242 | 0 | 45023.8781 | 0 | 45023.8781 | 45023.8781 | 49526.266 | 1.7617 | 4.4184
1.3512 | E250 | 18230711 | Commercial Industrial Retrofit {E} | 10065-1 | Motor - Custom | 15 | 0 | Comm Flat | 1 | 18992 |  | 3746 | 5352 | 18992 | 3746 | 5352 |  |  | 15 | 0.023683 | 1606 | 0.1579% | 3850.0312 | 1606 | 8778.061 | 9202.0312 | 8219.1582 | 8616.1341 | 0 | 0 | 1.0764 | 20442.3593 | 1.0764 | 0 | 20442.3593 | 0 | 20442.3593 | 20442.3593 | 22486.5952 | 2.4872 | 2.6098
| E250 | 18230711 | Commercial Industrial Retrofit {E} | 10068-1 | Process Heating System - Custom | 15 | 0 | Comm Flat | 1 | 0 |  | 0 | 0 | 0 | 0 | 0 |  |  | 15 | 0 | 0 | 0% | 0 | 0 | 0 | 0 | 0 | 0 | 0 | 0 | 1.0764 | 0 | 1.0764 | 0 | 0 | 0 | 0 | 0 | 0 | 0 | #DIV/0!
| E250 | 18230711 | Commercial Industrial Retrofit {E} | 10068-1 | Process Heating System - Custom | 15 | 0 | Comm Flat | 1 | 0 |  | 0 | 0 | 0 | 0 | 0 |  |  | 15 | 0 | 0 | 0% | 0 | 0 | 0 | 0 | 0 | 0 | 0 | 0 | 1.0764 | 0 | 1.0764 | 0 | 0 | 0 | 0 | 0 | 0 | 0 | #DIV/0!
| E250 | 18230711 | Commercial Industrial Retrofit {E} | 10070-1 | Pump - VFD - Custom | 15 | 0 | Comm Flat | 1 | 236442 |  | 90070 | 158974 | 236442 | 90070 | 158974 |  |  | 15 | 0.29484 | 68904 | 1.966% | 47931.1858 | 68904 | 109282.977 | 206905.1858 | 102324.8848 | 193731.4473 | 0 | 0 | 1.0764 | 254498.3316 | 1.0764 | 0 | 254498.3316 | 0 | 254498.3316 | 254498.3316 | 279948.1648 | 2.4872 | 1.445
| E250 | 18230711 | Commercial Industrial Retrofit {E} | 10070-1 | Pump - VFD - Custom | 15 | 0 | Comm Flat | 1 | 44819 |  | 15901 | 27375.4 | 44819 | 15901 | 27375.4 |  |  | 15 | 0.055889 | 11474.4 | 0.3726% | 9085.6439 | 11474.4 | 20715.2441 | 36461.0439 | 19396.296 | 34139.5542 | 0 | 0 | 1.0764 | 48241.686 | 1.0764 | 0 | 48241.686 | 0 | 48241.686 | 48241.686 | 53065.8546 | 2.4872 | 1.5544
| E250 | 18230711 | Commercial Industrial Retrofit {E} | 10071-1 | Compressor or Dryer or Receiver - Custom | 15 | 0 | Comm Flat | 1 | 408226 |  | 114254 | 165622.06 | 408226 | 114254 | 165622.06 |  |  | 15 | 0.50906 | 51368.06 | 3.394% | 82754.9938 | 51368.06 | 188681.1674 | 248377.0538 | 176667.7597 | 232562.7844 | 0 | 0 | 1.0764 | 439400.9352 | 1.0764 | 0 | 439400.9352 | 0 | 439400.9352 | 439400.9352 | 483341.0288 | 2.4872 | 2.0783
| E250 | 18230711 | Commercial Industrial Retrofit {E} | 10073-1 | Boiler - Hot Water - Custom | 24 | 0 | Comm Water Heat | 1 | 0 |  | 0 | 0 | 0 | 0 | 0 |  |  | 24 | 0 | 0 | 0% | 0 | 0 | 0 | 0 | 0 | 0 | 0 | 0 | 1.5014 | 0 | 1.5014 | 0 | 0 | 0 | 0 | 0 | 0 | 0 | #DIV/0!
| E250 | 18230711 | Commercial Industrial Retrofit {E} | 10073-1 | Boiler - Hot Water - Custom | 24 | 0 | Comm Water Heat | 1 | 0 |  | 0 | 0 | 0 | 0 | 0 |  |  | 24 | 0 | 0 | 0% | 0 | 0 | 0 | 0 | 0 | 0 | 0 | 0 | 1.5014 | 0 | 1.5014 | 0 | 0 | 0 | 0 | 0 | 0 | 0 | #DIV/0!
| E250 | 18230711 | Commercial Industrial Retrofit {E} | 10075-1 | Boiler - Steam - Custom | 30 | 0 | Comm Water Heat | 1 | 0 |  | 0 | 0 | 0 | 0 | 0 |  |  | 30 | 0 | 0 | 0% | 0 | 0 | 0 | 0 | 0 | 0 | 0 | 0 | 1.687 | 0 | 1.687 | 0 | 0 | 0 | 0 | 0 | 0 | 0 | #DIV/0!
| E250 | 18230711 | Commercial Industrial Retrofit {E} | 10258-1 | Generic Measure - Custom | 15 | 0 | Comm Flat | 1 | 0 |  | 0 | 0 | 0 | 0 | 0 |  |  | 15 | 0 | 0 | 0% | 0 | 0 | 0 | 0 | 0 | 0 | 0 | 0 | 1.0764 | 0 | 1.0764 | 0 | 0 | 0 | 0 | 0 | 0 | 0 | #DIV/0!
| E250 | 18230711 | Commercial Industrial Retrofit {E} | 10258-1 | Generic Measure - Custom | 15 | 0 | Comm Flat | 1 | 134617 |  | 26923 | 49000.86 | 134617 | 26923 | 49000.86 |  |  | 15 | 0.16787 | 22077.86 | 1.119% | 27289.3667 | 22077.86 | 62219.684 | 76290.2267 | 58258.1311 | 71432.7965 | 0 | 0 | 1.0764 | 144897.2768 | 1.0764 | 0 | 144897.2768 | 0 | 144897.2768 | 144897.2768 | 159387.0044 | 2.4872 | 2.2313
| E250 | 18230711 | Commercial Industrial Retrofit {E} | 10261-1 | Refrigeration - Custom | 20 | 0 | Comm Refrigeration | 1 | 0 |  | 0 | 0 | 0 | 0 | 0 |  |  | 20 | 0 | 0 | 0% | 0 | 0 | 0 | 0 | 0 | 0 | 0 | 0 | 1.3368 | 0 | 1.3368 | 0 | 0 | 0 | 0 | 0 | 0 | 0 | #DIV/0!
| E250 | 18230711 | Commercial Industrial Retrofit {E} | 10261-1 | Refrigeration - Custom | 20 | 0 | Comm Refrigeration | 1 | 0 |  | 0 | 0 | 0 | 0 | 0 |  |  | 20 | 0 | 0 | 0% | 0 | 0 | 0 | 0 | 0 | 0 | 0 | 0 | 1.3368 | 0 | 1.3368 | 0 | 0 | 0 | 0 | 0 | 0 | 0 | #DIV/0!
| E250 | 18230711 | Commercial Industrial Retrofit {E} | 10261-1 | Refrigeration - Custom | 20 | 0 | Comm Refrigeration | 1 | 0 |  | 0 | 0 | 0 | 0 | 0 |  |  | 20 | 0 | 0 | 0% | 0 | 0 | 0 | 0 | 0 | 0 | 0 | 0 | 1.3368 | 0 | 1.3368 | 0 | 0 | 0 | 0 | 0 | 0 | 0 | #DIV/0!
| E250 | 18230711 | Commercial Industrial Retrofit {E} | 10261-1 | Refrigeration - Custom | 20 | 0 | Comm Refrigeration | 1 | 704080 |  | 160422 | 242299 | 704080 | 160422 | 242299 |  |  | 20 | 1.1706 | 81877 | 5.853% | 142730.0956 | 81877 | 325424.2413 | 385029.0956 | 304704.3458 | 360514.1345 | 0 | 0 | 1.3368 | 941222.849 | 1.3368 | 0 | 941222.849 | 0 | 941222.849 | 941222.849 | 1035345.1339 | 3.089 | 2.8719
| E250 | 18230711 | Commercial Industrial Retrofit {E} | 10261-1 | Refrigeration - Custom | 20 | 0 | Comm Refrigeration | 1 | 5647 |  | 2413 | 4101 | 5647 | 2413 | 4101 |  |  | 20 | 0.0093891 | 1688 | 0.04695% | 1144.7518 | 1688 | 2610.0311 | 5245.7518 | 2443.8493 | 4911.7526 | 0 | 0 | 1.3368 | 7548.9794 | 1.3368 | 0 | 7548.9794 | 0 | 7548.9794 | 7548.9794 | 8303.8774 | 3.089 | 1.6906
| E250 | 18230711 | Commercial Industrial Retrofit {E} | 10261-1 | Refrigeration - Custom | 20 | 0 | Comm Refrigeration | 1 | 159408 |  | 19392 | 51060.47 | 159408 | 19392 | 51060.47 |  |  | 20 | 0.26504 | 31668.47 | 1.325% | 32314.9629 | 31668.47 | 73678.0301 | 83375.4329 | 68986.9196 | 78066.8847 | 0 | 0 | 1.3368 | 213098.5853 | 1.3368 | 0 | 213098.5853 | 0 | 213098.5853 | 213098.5853 | 234408.4438 | 3.089 | 3.0027
| E250 | 18230711 | Commercial Industrial Retrofit {E} | 10261-1 | Refrigeration - Custom | 20 | 0 | Comm Refrigeration | 1 | 0 |  | 0 | 0 | 0 | 0 | 0 |  |  | 20 | 0 | 0 | 0% | 0 | 0 | 0 | 0 | 0 | 0 | 0 | 0 | 1.3368 | 0 | 1.3368 | 0 | 0 | 0 | 0 | 0 | 0 | 0 | #DIV/0!
| E250 | 18230711 | Commercial Industrial Retrofit {E} | 10261-1 | Refrigeration - Custom | 20 | 0 | Comm Refrigeration | 1 | 847584 |  | 204127 | 317432 | 847584 | 204127 | 317432 |  |  | 20 | 1.4092 | 113305 | 7.046% | 171821.0223 | 113305 | 391751.4773 | 489253.0223 | 366808.4993 | 458102.0808 | 0 | 0 | 1.3368 | 1133060.7705 | 1.3368 | 0 | 1133060.7705 | 0 | 1133060.7705 | 1133060.7705 | 1246366.8475 | 3.089 | 2.7207
| E250 | 18230711 | Commercial Industrial Retrofit {E} | 10261-1 | Refrigeration - Custom | 20 | 0 | Comm Refrigeration | 1 | 779041 |  | 389521 | 1001238 | 779041 | 389521 | 1001238 |  |  | 20 | 1.2953 | 611717 | 6.476% | 157926.0829 | 611717 | 360071.0521 | 1159164.0829 | 337145.1799 | 1085359.6282 | 0 | 0 | 1.3368 | 1041431.6406 | 1.3368 | 0 | 1041431.6406 | 0 | 1041431.6406 | 1041431.6406 | 1145574.8047 | 3.089 | 1.0555
| E250 | 18230711 | Commercial Industrial Retrofit {E} | 10261-1 | Refrigeration - Custom | 20 | 0 | Comm Refrigeration | 1 | 0 |  | 0 | 0 | 0 | 0 | 0 |  |  | 20 | 0 | 0 | 0% | 0 | 0 | 0 | 0 | 0 | 0 | 0 | 0 | 1.3368 | 0 | 1.3368 | 0 | 0 | 0 | 0 | 0 | 0 | 0 | #DIV/0!
| E250 | 18230711 | Commercial Industrial Retrofit {E} | 10261-1 | Refrigeration - Custom | 20 | 0 | Comm Refrigeration | 1 | 38880 |  | 17374 | 26534 | 38880 | 17374 | 26534 |  |  | 20 | 0.064644 | 9160 | 0.3232% | 7881.6983 | 9160 | 17970.2513 | 34415.6983 | 16826.078 | 32224.4366 | 0 | 0 | 1.3368 | 51975.2647 | 1.3368 | 0 | 51975.2647 | 0 | 51975.2647 | 51975.2647 | 57172.7912 | 3.089 | 1.7742
| E250 | 18230711 | Commercial Industrial Retrofit {E} | 10261-1 | Refrigeration - Custom | 20 | 0 | Comm Refrigeration | 1 | 264384 |  | 60582 | 86546 | 264384 | 60582 | 86546 |  |  | 20 | 0.43958 | 25964 | 2.198% | 53595.5482 | 25964 | 122197.7085 | 140141.5482 | 114417.3301 | 131218.6781 | 0 | 0 | 1.3368 | 353431.8 | 1.3368 | 0 | 353431.8 | 0 | 353431.8 | 353431.8 | 388774.98 | 3.089 | 2.9628
| E250 | 18230711 | Commercial Industrial Retrofit {E} | 11912-1 | HVAC Control - Performance - Custom | 10 | 0 | Comm Flat | 1 | 506175 |  | 161930.87 | 375923 | 506175 | 161930.87 | 375923 |  |  | 10 | 0.4208 | 213992.13 | 4.208% | 102611.0757 | 213992.13 | 233952.9817 | 478534.0757 | 219057.0989 | 448065.6139 | 0 | 0 | 0.76242 | 385917.3217 | 0.76242 | 0 | 385917.3217 | 0 | 385917.3217 | 385917.3217 | 424509.0539 | 1.7617 | 0.94743
| E250 | 18230711 | Commercial Industrial Retrofit {E} | 11912-1 | HVAC Control - Performance - Custom | 10 | 0 | Comm Flat | 1 | 642719 |  | 182199 | 182199 | 642719 | 182199 | 182199 |  |  | 10 | 0.53431 | 0 | 5.343% | 130291.081 | 0 | 297063.3208 | 312490.081 | 278149.1768 | 292593.7088 | 0 | 0 | 0.76242 | 490021.0305 | 0.76242 | 0 | 490021.0305 | 0 | 490021.0305 | 490021.0305 | 539023.1335 | 1.7617 | 1.8422
| E250 | 18230711 | Commercial Industrial Retrofit {E} | 11912-1 | HVAC Control - Performance - Custom | 10 | 0 | Comm Flat | 1 | 162484 |  | 53948 | 61840 | 162484 | 53948 | 61840 |  |  | 10 | 0.13508 | 7892 | 1.351% | 32938.5253 | 7892 | 75099.7506 | 94778.5253 | 70318.1186 | 88743.9375 | 0 | 0 | 0.76242 | 123880.8517 | 0.76242 | 0 | 123880.8517 | 0 | 123880.8517 | 123880.8517 | 136268.9369 | 1.7617 | 1.5355
| E250 | 18230711 | Commercial Industrial Retrofit {E} | 11912-1 | HVAC Control - Performance - Custom | 10 | 0 | Comm Flat | 1 | 74303 |  | 64520 | 176532 | 74303 | 64520 | 176532 |  |  | 10 | 0.06177 | 112012 | 0.6177% | 15062.5984 | 112012 | 34342.6846 | 191594.5984 | 32156.0718 | 179395.6914 | 0 | 0 | 0.76242 | 56650.002 | 0.76242 | 0 | 56650.002 | 0 | 56650.002 | 56650.002 | 62315.0022 | 1.7617 | 0.34736
| E250 | 18230711 | Commercial Industrial Retrofit {E} | 11913-1 | Process - Control - Custom | 10 | 0 | Comm Flat | 1 | 56232 |  | 13065 | 18665 | 56232 | 13065 | 18665 |  |  | 10 | 0.046747 | 5600 | 0.4675% | 11399.271 | 5600 | 25990.3078 | 30064.271 | 24335.4942 | 28150.0665 | 0 | 0 | 0.76242 | 42872.3324 | 0.76242 | 0 | 42872.3324 | 0 | 42872.3324 | 42872.3324 | 47159.5656 | 1.7617 | 1.6753
| E250 | 18230711 | Commercial Industrial Retrofit {E} | 11914-1 | Process - Modification - Custom | 15 | 0 | Comm Flat | 1 | 0 |  | 0 | 0 | 0 | 0 | 0 |  |  | 15 | 0 | 0 | 0% | 0 | 0 | 0 | 0 | 0 | 0 | 0 | 0 | 1.0764 | 0 | 1.0764 | 0 | 0 | 0 | 0 | 0 | 0 | 0 | #DIV/0!
| E250 | 18230711 | Commercial Industrial Retrofit {E} | 11914-1 | Process - Modification - Custom | 15 | 0 | Comm Flat | 1 | 50744 |  | 13754 | 19649 | 50744 | 13754 | 19649 |  |  | 15 | 0.063278 | 5895 | 0.4219% | 10286.7515 | 5895 | 23453.7662 | 29935.7515 | 21960.4552 | 28029.7298 | 0 | 0 | 1.0764 | 54619.1596 | 1.0764 | 0 | 54619.1596 | 0 | 54619.1596 | 54619.1596 | 60081.0756 | 2.4872 | 2.1435
|  |  |  | 12308-1 | HVAC - VRF - Custom | 20 | 0 | Comm Space Heat | 1 | 212676 |  | 127408 | 185216 | 212676 | 127408 | 185216 |  |  | 20 | 0.35361 | 57808 | 1.768% | 43113.3761 | 57808 | 98298.3836 | 228329.3761 | 92039.685 | 213791.5506 | 0 | 0 | 1.6019 | 340684.1555 | 1.6019 | 0 | 340684.1555 | 0 | 340684.1555 | 340684.1555 | 374752.571 | 3.7015 | 1.7529
|  |  |  | 12566-1 | EBCx - Assessment Phase - Custom | 5 | 0 | Comm Flat | 1 | 0 |  | 0 | 0 | 0 | 0 | 0 |  |  | 5 | 0 | 0 | 0% | 0 | 0 | 0 | 0 | 0 | 0 | 0 | 0 | 0.39887 | 0 | 0.39887 | 0 | 0 | 0 | 0 | 0 | 0 | 0 | #DIV/0!
|  |  |  | 12566-1 | EBCx - Assessment Phase - Custom | 5 | 0 | Comm Flat | 1 | 0 |  | 40941 | 40941 | 0 | 40941 | 40941 |  |  | 5 | 0 | 0 | 0% | 0 | 0 | 0 | 40941 | 0 | 38334.2697 | 0 | 0 | 0.39887 | 0 | 0.39887 | 0 | 0 | 0 | 0 | 0 | 0 | 0 | 0
|  |  |  | 12567-1 | EBCx - Commissioning Phase - Custom | 7 | 0 | Comm Flat | 1 | 0 |  | 0 | 0 | 0 | 0 | 0 |  |  | 7 | 0 | 0 | 0% | 0 | 0 | 0 | 0 | 0 | 0 | 0 | 0 | 0.54324 | 0 | 0.54324 | 0 | 0 | 0 | 0 | 0 | 0 | 0 | #DIV/0!
|  |  |  | 12567-1 | EBCx - Commissioning Phase - Custom | 5 | 0 | Comm Flat | 1 | 309385 |  | 188049 | 188049 | 309385 | 188049 | 188049 |  |  | 5 | 0.1286 | 0 | 2.572% | 62718.0869 | 0 | 142997.0726 | 250767.0869 | 133892.3901 | 234800.6432 | 0 | 0 | 0.39887 | 123403.7868 | 0.39887 | 0 | 123403.7868 | 0 | 123403.7868 | 123403.7868 | 135744.1654 | 0.92166 | 0.57813
|  |  |  | 12567-1 | EBCx - Commissioning Phase - Custom | 7 | 0 | Comm Flat | 1 | 64259 |  | 26736 | 26736 | 64259 | 26736 | 26736 |  |  | 7 | 0.037394 | 0 | 0.5342% | 13026.493 | 0 | 29700.3697 | 39762.493 | 27809.335 | 37230.7987 | 0 | 0 | 0.54324 | 34908.2637 | 0.54324 | 0 | 34908.2637 | 0 | 34908.2637 | 34908.2637 | 38399.0901 | 1.2553 | 1.0314
|  |  |  | 12568-1 | EBCx - Performance Phase - Custom | 7 | 0 | Comm Flat | 1 | 0 |  | 0 | 0 | 0 | 0 | 0 |  |  | 7 | 0 | 0 | 0% | 0 | 0 | 0 | 0 | 0 | 0 | 0 | 0 | 0.54324 | 0 | 0.54324 | 0 | 0 | 0 | 0 | 0 | 0 | 0 | #DIV/0!
|  |  |  | 12826-1 | Commissioning - Monitoring Based - Base - Custom | 5 | 0 | Comm Flat | 1 | 1322937 |  | 122505 | 122505 | 1322937 | 122505 | 122505 |  |  | 5 | 0.5499 | 0 | 11% | 268183.906 | 0 | 611458.5977 | 390688.906 | 572526.7769 | 365813.5824 | 0 | 0 | 0.39887 | 527677.2806 | 0.39887 | 0 | 527677.2806 | 0 | 527677.2806 | 527677.2806 | 580445.0086 | 0.92166 | 1.5867
|  |  |  | 12827-1 | Commissioning - Monitoring Based - Performance - Year 1 - Custom | 5 | 0 | Comm Flat | 1 | 958865 |  | 74095 | 93479.83 | 958865 | 74095 | 93479.83 |  |  | 5 | 0.39857 | 19384.83 | 7.971% | 194379.7483 | 19384.83 | 443185.3129 | 287859.5783 | 414967.5215 | 269531.4403 | 0 | 0 | 0.39887 | 382460.5976 | 0.39887 | 0 | 382460.5976 | 0 | 382460.5976 | 382460.5976 | 420706.6574 | 0.92166 | 1.5609
|  |  |  | 13210-1 | Lighting - Horticulture - Custom | 6 | 0 | Comm Lighting | 1 | 3207753 |  | 658299 | 1694890 | 3207753 | 658299 | 1694890 |  |  | 6 | 1.6 | 1036591 | 26.67% | 650271.1233 | 1036591 | 1482616.4445 | 2345161.1233 | 1388217.6447 | 2195843.7484 | 0 | 0 | 0.48064 | 1541787.5404 | 0.48064 | 0 | 1541787.5404 | 0 | 1541787.5404 | 1541787.5404 | 1695966.2945 | 1.1106 | 0.77235
[19 empty] | 0 | 0 | 0 | 0% | 0 | 0 | 0 | 0 | 0 | 0 | 0 | 0 | #N/A | #N/A | #N/A | #N/A | #N/A | #N/A | #N/A | 0 | 0 | 0 | #DIV/0!
[19 empty] | 0 | 0 | 0 | 0% | 0 | 0 | 0 | 0 | 0 | 0 | 0 | 0 | #N/A | #N/A | #N/A | #N/A | #N/A | #N/A | #N/A | 0 | 0 | 0 | #DIV/0!
[19 empty] | 0 | 0 | 0 | 0% | 0 | 0 | 0 | 0 | 0 | 0 | 0 | 0 | #N/A | #N/A | #N/A | #N/A | #N/A | #N/A | #N/A | 0 | 0 | 0 | #DIV/0!
[19 empty] | 0 | 0 | 0 | 0% | 0 | 0 | 0 | 0 | 0 | 0 | 0 | 0 | #N/A | #N/A | #N/A | #N/A | #N/A | #N/A | #N/A | 0 | 0 | 0 | #DIV/0!
[19 empty] | 0 | 0 | 0 | 0% | 0 | 0 | 0 | 0 | 0 | 0 | 0 | 0 | #N/A | #N/A | #N/A | #N/A | #N/A | #N/A | #N/A | 0 | 0 | 0 | #DIV/0!
[19 empty] | 0 | 0 | 0 | 0% | 0 | 0 | 0 | 0 | 0 | 0 | 0 | 0 | #N/A | #N/A | #N/A | #N/A | #N/A | #N/A | #N/A | 0 | 0 | 0 | #DIV/0!
[19 empty] | 0 | 0 | 0 | 0% | 0 | 0 | 0 | 0 | 0 | 0 | 0 | 0 | #N/A | #N/A | #N/A | #N/A | #N/A | #N/A | #N/A | 0 | 0 | 0 | #DIV/0!
[19 empty] | 0 | 0 | 0 | 0% | 0 | 0 | 0 | 0 | 0 | 0 | 0 | 0 | #N/A | #N/A | #N/A | #N/A | #N/A | #N/A | #N/A | 0 | 0 | 0 | #DIV/0!
[19 empty] | 0 | 0 | 0 | 0% | 0 | 0 | 0 | 0 | 0 | 0 | 0 | 0 | #N/A | #N/A | #N/A | #N/A | #N/A | #N/A | #N/A | 0 | 0 | 0 | #DIV/0!
[19 empty] | 0 | 0 | 0 | 0% | 0 | 0 | 0 | 0 | 0 | 0 | 0 | 0 | #N/A | #N/A | #N/A | #N/A | #N/A | #N/A | #N/A | 0 | 0 | 0 | #DIV/0!
[19 empty] | 0 | 0 | 0 | 0% | 0 | 0 | 0 | 0 | 0 | 0 | 0 | 0 | #N/A | #N/A | #N/A | #N/A | #N/A | #N/A | #N/A | 0 | 0 | 0 | #DIV/0!
[19 empty] | 0 | 0 | 0 | 0% | 0 | 0 | 0 | 0 | 0 | 0 | 0 | 0 | #N/A | #N/A | #N/A | #N/A | #N/A | #N/A | #N/A | 0 | 0 | 0 | #DIV/0!
[19 empty] | 0 | 0 | 0 | 0% | 0 | 0 | 0 | 0 | 0 | 0 | 0 | 0 | #N/A | #N/A | #N/A | #N/A | #N/A | #N/A | #N/A | 0 | 0 | 0 | #DIV/0!
[19 empty] | 0 | 0 | 0 | 0% | 0 | 0 | 0 | 0 | 0 | 0 | 0 | 0 | #N/A | #N/A | #N/A | #N/A | #N/A | #N/A | #N/A | 0 | 0 | 0 | #DIV/0!
[19 empty] | 0 | 0 | 0 | 0% | 0 | 0 | 0 | 0 | 0 | 0 | 0 | 0 | #N/A | #N/A | #N/A | #N/A | #N/A | #N/A | #N/A | 0 | 0 | 0 | #DIV/0!
[19 empty] | 0 | 0 | 0 | 0% | 0 | 0 | 0 | 0 | 0 | 0 | 0 | 0 | #N/A | #N/A | #N/A | #N/A | #N/A | #N/A | #N/A | 0 | 0 | 0 | #DIV/0!
[19 empty] | 0 | 0 | 0 | 0% | 0 | 0 | 0 | 0 | 0 | 0 | 0 | 0 | #N/A | #N/A | #N/A | #N/A | #N/A | #N/A | #N/A | 0 | 0 | 0 | #DIV/0!
[19 empty] | 0 | 0 | 0 | 0% | 0 | 0 | 0 | 0 | 0 | 0 | 0 | 0 | #N/A | #N/A | #N/A | #N/A | #N/A | #N/A | #N/A | 0 | 0 | 0 | #DIV/0!
[19 empty] | 0 | 0 | 0 | 0% | 0 | 0 | 0 | 0 | 0 | 0 | 0 | 0 | #N/A | #N/A | #N/A | #N/A | #N/A | #N/A | #N/A | 0 | 0 | 0 | #DIV/0!
[19 empty] | 0 | 0 | 0 | 0% | 0 | 0 | 0 | 0 | 0 | 0 | 0 | 0 | #N/A | #N/A | #N/A | #N/A | #N/A | #N/A | #N/A | 0 | 0 | 0 | #DIV/0!
[19 empty] | 0 | 0 | 0 | 0% | 0 | 0 | 0 | 0 | 0 | 0 | 0 | 0 | #N/A | #N/A | #N/A | #N/A | #N/A | #N/A | #N/A | 0 | 0 | 0 | #DIV/0!
[19 empty] | 0 | 0 | 0 | 0% | 0 | 0 | 0 | 0 | 0 | 0 | 0 | 0 | #N/A | #N/A | #N/A | #N/A | #N/A | #N/A | #N/A | 0 | 0 | 0 | #DIV/0!
[19 empty] | 0 | 0 | 0 | 0% | 0 | 0 | 0 | 0 | 0 | 0 | 0 | 0 | #N/A | #N/A | #N/A | #N/A | #N/A | #N/A | #N/A | 0 | 0 | 0 | #DIV/0!
[19 empty] | 0 | 0 | 0 | 0% | 0 | 0 | 0 | 0 | 0 | 0 | 0 | 0 | #N/A | #N/A | #N/A | #N/A | #N/A | #N/A | #N/A | 0 | 0 | 0 | #DIV/0!
[19 empty] | 0 | 0 | 0 | 0% | 0 | 0 | 0 | 0 | 0 | 0 | 0 | 0 | #N/A | #N/A | #N/A | #N/A | #N/A | #N/A | #N/A | 0 | 0 | 0 | #DIV/0!
[19 empty] | 0 | 0 | 0 | 0% | 0 | 0 | 0 | 0 | 0 | 0 | 0 | 0 | #N/A | #N/A | #N/A | #N/A | #N/A | #N/A | #N/A | 0 | 0 | 0 | #DIV/0!
[19 empty] | 0 | 0 | 0 | 0% | 0 | 0 | 0 | 0 | 0 | 0 | 0 | 0 | #N/A | #N/A | #N/A | #N/A | #N/A | #N/A | #N/A | 0 | 0 | 0 | #DIV/0!
[19 empty] | 0 | 0 | 0 | 0% | 0 | 0 | 0 | 0 | 0 | 0 | 0 | 0 | #N/A | #N/A | #N/A | #N/A | #N/A | #N/A | #N/A | 0 | 0 | 0 | #DIV/0!

## Bus Lighting Grants {E}
Rtn to Summary |  | Order Number | Program Name | Discount Rate: | 6.8% | [9 empty] | Paste in incentives but use DBtC for Total
| Program: | 18230724 | Business Lighting - Grants {E}
| paste |  |  | paste | paste | paste | paste | paste | paste | paste | paste | paste | paste | Paste | paste | paste | paste | paste | Formula: G + H | Formula: (O/A10)*T | Formula: N - M | Formula: O/A10 | Formula: W*A8 | Formula: Q - P | Formula: X + DBtC | Formula: Q + X | Formula: Z/(1+ElecDiscountRate)^1 | Formula: AA/(1+ElecDiscountRate)^1 | Formula: -PV (ElecDiscount Rate,T,R)*J | Formula: - PV (ElecDiscount Rate, T, S)*J |  | AF*J*K |  | AH*J*L | AG + AI |  | AG +AI -AK | formula: Logic to lookup from AC tables and adjust by savings and quantity | Formula: Utility Savings (AM)*1.1+AD+AE | formula: AM/AB | formula: AN/AC
| Sch. No. | Order Number | Program Name | Measure Version | Measure Name | First Period Measure Life | Second period Measure Life | Electric End-Use Type | Number of units offered | Savings per Unit Period 1 | Savngs per Unit Period 2 | Incentives Per Unit | Incremental Measure Cost per Unit | Total First Year Savings | Total Incentive | Total Incremental Measure Cost | Unit First Year Non-Energy Benefits | Unit Annual Net Equipment O&M | Total Measure Life | Weighted Life | Agency or Customer Cost per Unit | Percent Unit overhead | Program Overhead Cost | Total Customer Cost | Total Utility Program Costs | Total Resource Cost | PV Total Utility Program Costs | PV Total Resource Costs | PV Total Non-Energy Benefits | PV Total Net Equipment O&M | Unit PV First period Savings for 1 kWh | Total First Period Savings | Unit PV Savings for Second Period for 1 kWh | Total Second period Savings | Unadjusted Total | Decrement | Final UC Total Savings | PV Total Savings UC | PV Total Savings TRC | UC B/C Ratio | TRC B/C Ratio
DBTC: | E250 | 18230724 | Business Lighting - Grants {E} | 10059-1 | Lighting - Custom | 20 | 0 | Comm Lighting | 1 | 363431 |  | 52941 | 75631 | 363431 | 52941 | 75631 |  |  | 20 | 0.2826 | 22690 | 1.413% | 32594.2668 | 22690 | 139641.3817 | 108225.2668 | 130750.3574 | 101334.5194 | 0 | 0 | 1.3696 | 497745.4754 | 1.3696 | 0 | 497745.4754 | 0 | 497745.4754 | 497745.4754 | 547520.0229 | 3.8068 | 5.4031
7575808.9 | E250 | 18230724 | Business Lighting - Grants {E} | 10059-1 | Lighting - Custom | 20 | 0 | Comm Lighting | 1 | 51538 |  | 3608 | 5155 | 51538 | 3608 | 5155 |  |  | 20 | 0.040076 | 1547 | 0.2004% | 4622.1795 | 1547 | 19802.4867 | 9777.1795 | 18541.6542 | 9154.6625 | 0 | 0 | 1.3696 | 70585.0803 | 1.3696 | 0 | 70585.0803 | 0 | 70585.0803 | 70585.0803 | 77643.5883 | 3.8068 | 8.4813
Program Costs: | E250 | 18230724 | Business Lighting - Grants {E} | 10059-1 | Lighting - Custom | 20 | 0 | Comm Lighting | 1 | 7927 |  | 960 | 24266.71 | 7927 | 960 | 24266.71 |  |  | 20 | 0.006164 | 23306.71 | 0.03082% | 710.9321 | 23306.71 | 3045.7975 | 24977.6421 | 2851.8703 | 23387.3053 | 0 | 0 | 1.3696 | 10856.6093 | 1.3696 | 0 | 10856.6093 | 0 | 10856.6093 | 10856.6093 | 11942.2703 | 3.8068 | 0.51063
2306722.01 | E250 | 18230724 | Business Lighting - Grants {E} | 10059-1 | Lighting - Custom | 20 | 0 | Comm Lighting | 1 | 1987099 |  | 144022 | 971851.8 | 1987099 | 144022 | 971851.8 |  |  | 20 | 1.5452 | 827829.8 | 7.726% | 178212.7416 | 827829.8 | 763504.6268 | 1150064.5416 | 714891.9726 | 1076839.4584 | 0 | 0 | 1.3696 | 2721478.18 | 1.3696 | 0 | 2721478.18 | 0 | 2721478.18 | 2721478.18 | 2993625.998 | 3.8068 | 2.78
Total Savings (kWh): | E250 | 18230724 | Business Lighting - Grants {E} | 10059-1 | Lighting - Custom | 20 | 0 | Comm Lighting | 1 | 2996417 |  | 303124 | 1987388.06 | 2996417 | 303124 | 1987388.06 |  |  | 20 | 2.33 | 1684264.06 | 11.65% | 268733.3085 | 1684264.06 | 1151315.6835 | 2256121.3685 | 1078010.9396 | 2112473.1914 | 0 | 0 | 1.3696 | 4103813.3901 | 1.3696 | 0 | 4103813.3901 | 0 | 4103813.3901 | 4103813.3901 | 4514194.7291 | 3.8068 | 2.1369
25720299 | E250 | 18230724 | Business Lighting - Grants {E} | 10059-1 | Lighting - Custom | 20 | 0 | Comm Lighting | 1 | 981165 |  | 146776 | 606530.48 | 981165 | 146776 | 606530.48 |  |  | 20 | 0.76295 | 459754.48 | 3.815% | 87995.6684 | 459754.48 | 376993.8071 | 694526.1484 | 352990.4561 | 650305.3824 | 0 | 0 | 1.3696 | 1343777.6067 | 1.3696 | 0 | 1343777.6067 | 0 | 1343777.6067 | 1343777.6067 | 1478155.3674 | 3.8068 | 2.273
Total Incentives: | E250 | 18230724 | Business Lighting - Grants {E} | 10059-1 | Lighting - Custom | 20 | 0 | Comm Lighting | 1 | 333525 |  | 58289 | 337297.67 | 333525 | 58289 | 337297.67 |  |  | 20 | 0.25935 | 279008.67 | 1.297% | 29912.1506 | 279008.67 | 128150.5756 | 367209.8206 | 119991.1757 | 343829.4201 | 0 | 0 | 1.3696 | 456787.0096 | 1.3696 | 0 | 456787.0096 | 0 | 456787.0096 | 456787.0096 | 502465.7106 | 3.8068 | 1.4614
7580539.85 | E250 | 18230724 | Business Lighting - Grants {E} | 10059-1 | Lighting - Custom | 20 | 0 | Comm Lighting | 1 | 1689320 |  | 395164 | 1150069.93 | 1689320 | 395164 | 1150069.93 |  |  | 20 | 1.3136 | 754905.93 | 6.568% | 151506.4668 | 754905.93 | 649088.7651 | 1301576.3968 | 607761.016 | 1218704.4914 | 0 | 0 | 1.3696 | 2313647.9456 | 1.3696 | 0 | 2313647.9456 | 0 | 2313647.9456 | 2313647.9456 | 2545012.7402 | 3.8068 | 2.0883
Total Customer Costs: | E250 | 18230724 | Business Lighting - Grants {E} | 10059-1 | Lighting - Custom | 20 | 0 | Comm Lighting | 1 | 7128215 |  | 2069542 | 6588661.59 | 7128215 | 2069542 | 6588661.59 |  |  | 20 | 5.5429 | 4519119.59 | 27.71% | 639293.1292 | 4519119.59 | 2738879.7102 | 7227954.7192 | 2564494.1106 | 6767747.8645 | 0 | 0 | 1.3696 | 9762614.5375 | 1.3696 | 0 | 9762614.5375 | 0 | 9762614.5375 | 9762614.5375 | 10738875.9913 | 3.8068 | 1.5868
11955819.66 | E250 | 18230724 | Business Lighting - Grants {E} | 10059-1 | Lighting - Custom | 20 | 0 | Comm Lighting | 1 | 444521 |  | 134672 | 344243 | 444521 | 134672 | 344243 |  |  | 20 | 0.34566 | 209571 | 1.728% | 39866.8139 | 209571 | 170798.6568 | 384109.8139 | 159923.836 | 359653.3838 | 0 | 0 | 1.3696 | 608804.1925 | 1.3696 | 0 | 608804.1925 | 0 | 608804.1925 | 608804.1925 | 669684.6117 | 3.8068 | 1.862
Weighted Avg Life | E250 | 18230724 | Business Lighting - Grants {E} | 10059-1 | Lighting - Custom | 20 | 0 | Comm Lighting | 1 | 495547 |  | 138040 | 373604 | 495547 | 138040 | 373604 |  |  | 20 | 0.38534 | 235564 | 1.927% | 44443.0748 | 235564 | 190404.4173 | 418047.0748 | 178281.2896 | 391429.8453 | 0 | 0 | 1.3696 | 678688.0511 | 1.3696 | 0 | 678688.0511 | 0 | 678688.0511 | 678688.0511 | 746556.8562 | 3.8068 | 1.9073
19.2096 | E250 | 18230724 | Business Lighting - Grants {E} | 10059-1 | Lighting - Custom | 20 | 0 | Comm Lighting | 1 | 167822 |  | 41634 | 181492.01 | 167822 | 41634 | 181492.01 |  |  | 20 | 0.1305 | 139858.01 | 0.6525% | 15051.0965 | 139858.01 | 64482.3803 | 196543.1065 | 60376.7606 | 184029.1259 | 0 | 0 | 1.3696 | 229844.5679 | 1.3696 | 0 | 229844.5679 | 0 | 229844.5679 | 229844.5679 | 252829.0247 | 3.8068 | 1.3739
Total Utility Cost | E250 | 18230724 | Business Lighting - Grants {E} | 10059-1 | Lighting - Custom | 20 | 0 | Comm Lighting | 1 | 480903 |  | 116826 | 230412.02 | 480903 | 116826 | 230412.02 |  |  | 20 | 0.37395 | 113586.02 | 1.87% | 43129.7294 | 113586.02 | 184777.7416 | 273541.7494 | 173012.8667 | 256125.2335 | 0 | 0 | 1.3696 | 658632.0164 | 1.3696 | 0 | 658632.0164 | 0 | 658632.0164 | 658632.0164 | 724495.2181 | 3.8068 | 2.8287
9882530.91 | E250 | 18230724 | Business Lighting - Grants {E} | 10059-1 | Lighting - Custom | 20 | 0 | Comm Lighting | 1 | 1349002 |  | 322315 | 747523.09 | 1349002 | 322315 | 747523.09 |  |  | 20 | 1.049 | 425208.09 | 5.245% | 120985.0867 | 425208.09 | 518328.1097 | 868508.1767 | 485325.9455 | 813209.9033 | 0 | 0 | 1.3696 | 1847557.4231 | 1.3696 | 0 | 1847557.4231 | 0 | 1847557.4231 | 1847557.4231 | 2032313.1654 | 3.8068 | 2.4991
Total Resource Cost | E250 | 18230724 | Business Lighting - Grants {E} | 10074-1 | Lighting - Street - Custom | 20 | 0 | Comm Lighting | 1 | 345848 |  | 104114 | 106226.61 | 345848 | 104114 | 106226.61 |  |  | 20 | 0.26893 | 2112.61 | 1.345% | 31017.3375 | 2112.61 | 132885.4517 | 137243.9475 | 124424.5802 | 128505.5688 | 0 | 0 | 1.3696 | 473664.2641 | 1.3696 | 0 | 473664.2641 | 0 | 473664.2641 | 473664.2641 | 521030.6905 | 3.8068 | 4.0545
21843081.52 | E250 | 18230724 | Business Lighting - Grants {E} | 12323-1 | Lighting - Base - Custom | 20 | 0 | Comm Lighting | 1 | 0 |  | 9996 | 61524.93 | 0 | 9996 | 61524.93 |  |  | 20 | 0 | 51528.93 | 0% | 0 | 51528.93 | 0 | 61524.93 | 0 | 57607.6124 | 0 | 0 | 1.3696 | 0 | 1.3696 | 0 | 0 | 0 | 0 | 0 | 0 | 0 | 0
UC B/C Ratio | E250 | 18230724 | Business Lighting - Grants {E} | 12323-1 | Lighting - Base - Custom | 20 | 0 | Comm Lighting | 1 | 7475 |  | 1677 | 19433 | 7475 | 1677 | 19433 |  |  | 20 | 0.0058125 | 17756 | 0.02906% | 670.3945 | 17756 | 2872.1252 | 20103.3945 | 2689.2558 | 18823.4031 | 0 | 0 | 1.3696 | 10237.5621 | 1.3696 | 0 | 10237.5621 | 0 | 10237.5621 | 10237.5621 | 11261.3183 | 3.8068 | 0.59826
3.6785 | E250 | 18230724 | Business Lighting - Grants {E} | 12323-1 | Lighting - Base - Custom | 20 | 0 | Comm Lighting | 1 | 400590 |  | 130966 | 604856.81 | 400590 | 130966 | 604856.81 |  |  | 20 | 0.3115 | 473890.81 | 1.557% | 35926.8673 | 473890.81 | 153919.0138 | 640783.6773 | 144118.9268 | 599984.7166 | 0 | 0 | 1.3696 | 548637.458 | 1.3696 | 0 | 548637.458 | 0 | 548637.458 | 548637.458 | 603501.2038 | 3.8068 | 1.0059
TRC B/C Ratio | E250 | 18230724 | Business Lighting - Grants {E} | 12323-1 | Lighting - Base - Custom | 20 | 0 | Comm Lighting | 1 | 2656789 |  | 1447677 | 3187161.69 | 2656789 | 1447677 | 3187161.69 |  |  | 20 | 2.0659 | 1739484.69 | 10.33% | 238273.811 | 1739484.69 | 1020820.1473 | 3425435.501 | 955824.108 | 3207336.6114 | 0 | 0 | 1.3696 | 3638667.8733 | 1.3696 | 0 | 3638667.8733 | 0 | 3638667.8733 | 3638667.8733 | 4002534.6606 | 3.8068 | 1.2479
1.8358 | E250 | 18230724 | Business Lighting - Grants {E} | 12323-1 | Lighting - Base - Custom | 20 | 0 | Comm Lighting | 1 | 678831 |  | 166497 | 271488.5 | 678831 | 166497 | 271488.5 |  |  | 20 | 0.52786 | 104991.5 | 2.639% | 60880.8789 | 104991.5 | 260827.7742 | 332369.3789 | 244220.7624 | 311207.2836 | 0 | 0 | 1.3696 | 929708.9649 | 1.3696 | 0 | 929708.9649 | 0 | 929708.9649 | 929708.9649 | 1022679.8614 | 3.8068 | 3.2862
| E250 | 18230724 | Business Lighting - Grants {E} | 12323-1 | Lighting - Base - Custom | 20 | 0 | Comm Lighting | 1 | 116096 |  | 56254 | 80754 | 116096 | 56254 | 80754 |  |  | 20 | 0.090276 | 24500 | 0.4514% | 10412.0562 | 24500 | 44607.6583 | 91166.0562 | 41767.4703 | 85361.4758 | 0 | 0 | 1.3696 | 159002.0078 | 1.3696 | 0 | 159002.0078 | 0 | 159002.0078 | 159002.0078 | 174902.2086 | 3.8068 | 2.049
| E250 | 18230724 | Business Lighting - Grants {E} | 12323-1 | Lighting - Base - Custom | 20 | 0 | Comm Lighting | 1 | 14783 |  | 7957 | 24463 | 14783 | 7957 | 24463 |  |  | 20 | 0.011495 | 16506 | 0.05748% | 1325.8116 | 16506 | 5680.0838 | 25788.8116 | 5318.4306 | 24146.8274 | 0 | 0 | 1.3696 | 20246.4054 | 1.3696 | 0 | 20246.4054 | 0 | 20246.4054 | 20246.4054 | 22271.0459 | 3.8068 | 0.92232
| E250 | 18230724 | Business Lighting - Grants {E} | 12323-1 | Lighting - Base - Custom | 20 | 0 | Comm Lighting | 1 | 506300 |  | 194994 | 361051.04 | 506300 | 194994 | 361051.04 |  |  | 20 | 0.3937 | 166057.04 | 1.968% | 45407.4563 | 166057.04 | 194536.0511 | 406458.4963 | 182149.8606 | 380579.1164 | 0 | 0 | 1.3696 | 693415.0752 | 1.3696 | 0 | 693415.0752 | 0 | 693415.0752 | 693415.0752 | 762756.5827 | 3.8068 | 2.0042
| E250 | 18230724 | Business Lighting - Grants {E} | 12334-1 | Lighting - Performance - Custom | 10 | 0 | Comm Lighting | 1 | 1368281 |  | 697273 | 698348 | 1368281 | 697273 | 698348 |  |  | 10 | 0.53198 | 1075 | 5.32% | 122714.1216 | 1075 | 525735.6952 | 821062.1216 | 492261.8869 | 768784.758 | 0 | 0 | 0.7746 | 1059876.1557 | 0.7746 | 0 | 1059876.1557 | 0 | 1059876.1557 | 1059876.1557 | 1165863.7712 | 2.1531 | 1.5165
| E250 | 18230724 | Business Lighting - Grants {E} | 13188-2 | Lamp - TLED - Any - from any T8 - Comm | 12 | 0 | Comm Lighting | 160 | 81 |  | 4 | 25.63 | 12960 | 640 | 4100.8 | 0 | 0 | 12 | 0.0060466 | 21.63 | 0.05039% | 1162.3161 | 3460.8 | 4979.6311 | 5263.1161 | 4662.5759 | 4928.0113 | 0 | 0 | 0.91128 | 11810.2257 | 0.91128 | 0 | 11810.2257 | 0 | 11810.2257 | 11810.2257 | 12991.2483 | 2.533 | 2.6362
| E250 | 18230724 | Business Lighting - Grants {E} | 13188-2 | Lamp - TLED - Any - from any T8 - Comm | 12 | 0 | Comm Lighting | 1165 | 81 |  | 4 | 38.78 | 94365 | 4660 | 45178.7 | 0 | 0 | 12 | 0.044027 | 34.78 | 0.3669% | 8463.114 | 40518.7 | 36257.9389 | 53641.814 | 33949.381 | 50226.4176 | 0 | 0 | 0.91128 | 85993.2058 | 0.91128 | 0 | 85993.2058 | 0 | 85993.2058 | 85993.2058 | 94592.5264 | 2.533 | 1.8833
| E250 | 18230724 | Business Lighting - Grants {E} | 13188-3 | Lamp - TLED - Any - from any T8 - Comm | 12 | 0 | Comm Lighting | 820 | 81 |  | 4 | 2.75 | 66420 | 2254.1 | 2255 | 2.61 | 0 | 12 | 0.030989 | -1.25 | 0.2582% | 5956.8699 | 0.9 | 25520.6093 | 8211.8699 | 23895.7016 | 7689.0168 | 17181.6147 | 0 | 0.91128 | 60527.4067 | 0.91128 | 0 | 60527.4067 | 0 | 60527.4067 | 60527.4067 | 83761.7621 | 2.533 | 10.8937
| E250 | 18230724 | Business Lighting - Grants {E} | 13188-3 | Lamp - TLED - Any - from any T8 - Comm | 12 | 0 | Comm Lighting | 999 | 81 |  | 4 | 39.54 | 80919 | 3996 | 39500.46 | 2.61 | 0 | 12 | 0.037753 | 35.54 | 0.3146% | 7257.2111 | 35504.46 | 31091.5716 | 46757.6711 | 29111.9585 | 43780.5909 | 20932.2355 | 0 | 0.91128 | 73740.0967 | 0.91128 | 0 | 73740.0967 | 0 | 73740.0967 | 73740.0967 | 102046.3419 | 2.533 | 2.3309
| E250 | 18230724 | Business Lighting - Grants {E} | 13188-3 | Lamp - TLED - Any - from any T8 - Comm | 12 | 0 | Comm Lighting | 554 | 81 |  | 4 | 81 | 44874 | 2216 | 25159.01 | 2.61 | 0 | 12 | 0.020936 | 77 | 0.1745% | 4024.5194 | 22943.01 | 17241.9727 | 29183.5294 | 16144.1692 | 27325.4021 | 11608.0665 | 0 | 0.91128 | 40892.9065 | 0.91128 | 0 | 40892.9065 | 0 | 40892.9065 | 40892.9065 | 56590.2637 | 2.533 | 2.071
| E250 | 18230724 | Business Lighting - Grants {E} | 13203-2 | Troffer - LED - 25w to 50w - from FL - Comm | 15 | 0 | Comm Lighting | 290 | 212 |  | 53 | 163.77 | 61480 | 15370 | 47555.6 | 6.82 | 0 | 15 | 0.035855 | 110.77 | 0.239% | 5513.8266 | 32185.6 | 23622.5092 | 53069.4266 | 22118.4543 | 49690.4744 | 18243.4123 | 0 | 1.0915 | 67105.076 | 1.0915 | 0 | 67105.076 | 0 | 67105.076 | 67105.076 | 92058.9958 | 3.0339 | 1.8526
| E250 | 18230724 | Business Lighting - Grants {E} | 13204-2 | High Bay or Low Bay - LED - 50w to 149w - from FL or HID - Comm | 15 | 0 | Comm Lighting | 5 | 836 |  | 209 | 420.47 | 4180 | 1045 | 2103.75 | 26.89 | 0 | 15 | 0.0024378 | 211.47 | 0.01625% | 374.8828 | 1058.75 | 1606.0847 | 2478.6328 | 1503.8246 | 2320.8172 | 1240.1794 | 0 | 1.0915 | 4562.4466 | 1.0915 | 0 | 4562.4466 | 0 | 4562.4466 | 4562.4466 | 6258.8707 | 3.0339 | 2.6968
| E250 | 18230724 | Business Lighting - Grants {E} | 13224-1 | Lighting - Tenant Improvement - Custom | 15 | 0 | Comm Lighting | 1 | 98654 |  | 13476 | 19496 | 98654 | 13476 | 19496 |  |  | 15 | 0.057535 | 6020 | 0.3836% | 8847.7725 | 6020 | 37905.9048 | 28343.7725 | 35492.4202 | 26539.1128 | 0 | 0 | 1.0915 | 107680.2889 | 1.0915 | 0 | 107680.2889 | 0 | 107680.2889 | 107680.2889 | 118448.3178 | 3.0339 | 4.4632
|  |  |  | 13224-1 | Lighting - Tenant Improvement - Custom | 15 | 0 | Comm Lighting | 1 | 569296 |  | 198070.17 | 258002.17 | 569296 | 198070.17 | 258002.17 |  |  | 15 | 0.33201 | 59932 | 2.213% | 51057.2452 | 59932 | 218741.0542 | 309059.4152 | 204813.7211 | 289381.4749 | 0 | 0 | 1.0915 | 621383.3983 | 1.0915 | 0 | 621383.3983 | 0 | 621383.3983 | 621383.3983 | 683521.7381 | 3.0339 | 2.362
|  |  |  | 13355-1 | Incentive - Sales - Contractor - Lighting - Comm | 1 | 0 |  | 5888032 | 0 |  | 0.01 | 0 | 0 | 58880.32 |  | 0 | 0 | 1 | 0 | -0.01 | 0% | 0 | -58880.32 | 0 | 0 | 0 | 0 | 0 | 0 | #N/A | #N/A | #N/A | #N/A | #N/A | #N/A | #N/A | 0 | 0 | 0 | #DIV/0!
|  |  |  | 13355-1 | Incentive - Sales - Contractor - Lighting - Comm | 1 | 0 |  | 1437347 | 0 |  | 0.01 | 0 | 0 | 14373.47 | 0 | 0 | 0 | 1 | 0 | -0.01 | 0% | 0 | -14373.47 | 0 | 0 | 0 | 0 | 0 | 0 | #N/A | #N/A | #N/A | #N/A | #N/A | #N/A | #N/A | 0 | 0 | 0 | #DIV/0!
|  |  |  | 13775-1 | Fixture - LED - 24w or less - Comm | 15 | 0 | Comm Lighting | 13 | 569 |  | 95.63 | 206.72 | 7397 | 1243.19 | 2687.36 | 18.3 | 0 | 15 | 0.0043139 | 111.09 | 0.02876% | 663.3991 | 1444.17 | 2842.1552 | 3350.7591 | 2661.194 | 3137.4149 | 2194.4119 | 0 | 1.0915 | 8073.7841 | 1.0915 | 0 | 8073.7841 | 0 | 8073.7841 | 8073.7841 | 11075.5744 | 3.0339 | 3.5302
|  |  |  | 13776-1 | Fixture - LED - 25w to 49w - Comm | 15 | 0 | Comm Lighting | 40 | 579 |  | 68.57 | 68.57 | 23160 | 4373.77 | 4373.77 | 18.63 | 0 | 15 | 0.013507 | 0 | 0.09005% | 2077.1019 | 0 | 8898.7852 | 6450.8719 | 8332.1959 | 6040.1422 | 6873.7945 | 0 | 1.0915 | 25279.0104 | 1.0915 | 0 | 25279.0104 | 0 | 25279.0104 | 25279.0104 | 34680.706 | 3.0339 | 5.7417
|  |  |  | 13776-1 | Fixture - LED - 25w to 49w - Comm | 15 | 0 | Comm Lighting | 23 | 579 |  | 144.75 | 383.22 | 13317 | 3329.25 | 8814.06 | 18.63 | 0 | 15 | 0.0077664 | 238.47 | 0.05178% | 1194.3336 | 5484.81 | 5116.8015 | 10008.3936 | 4791.0126 | 9371.155 | 3952.4319 | 0 | 1.0915 | 14535.431 | 1.0915 | 0 | 14535.431 | 0 | 14535.431 | 14535.431 | 19941.4059 | 3.0339 | 2.128
|  |  |  | 13777-1 | Fixture - LED - 50w to 99w - Comm | 15 | 0 | Comm Lighting | 1 | 1013 |  | 253.25 | 437.33 | 1013 | 253.25 | 437.33 | 32.59 | 0 | 15 | 0.00059078 | 184.08 | 0.003939% | 90.8508 | 184.08 | 389.2258 | 528.1808 | 364.4436 | 494.5513 | 300.6132 | 0 | 1.0915 | 1105.6838 | 1.0915 | 0 | 1105.6838 | 0 | 1105.6838 | 1105.6838 | 1516.8654 | 3.0339 | 3.0672
|  |  |  | 13777-1 | Fixture - LED - 50w to 99w - Comm | 15 | 0 | Comm Lighting | 46 | 1013 |  | 253.25 | 516.75 | 46598 | 11044.39 | 23770.5 | 32.59 | 0 | 15 | 0.027176 | 263.5 | 0.1812% | 4179.1362 | 12726.11 | 17904.3865 | 27949.6362 | 16764.4069 | 26170.0713 | 13828.2077 | 0 | 1.0915 | 50861.4562 | 1.0915 | 0 | 50861.4562 | 0 | 50861.4562 | 50861.4562 | 69775.8095 | 3.0339 | 2.6662
|  |  |  | 13777-1 | Fixture - LED - 50w to 99w - Comm | 15 | 0 | Comm Lighting | 2 | 1013 |  | 253.25 | 544.96 | 2026 | 506.5 | 1089.92 | 32.59 | 0 | 15 | 0.0011816 | 291.71 | 0.007877% | 181.7016 | 583.42 | 778.4516 | 1271.6216 | 728.8873 | 1190.6569 | 601.2264 | 0 | 1.0915 | 2211.3677 | 1.0915 | 0 | 2211.3677 | 0 | 2211.3677 | 2211.3677 | 3033.7308 | 3.0339 | 2.5479
|  |  |  | 13778-1 | Fixture - LED - 100w to 149w - Comm | 15 | 0 | Comm Lighting | 6 | 1343 |  | 335.75 | 720.19 | 8058 | 2014.5 | 4321.14 | 43.2 | 0 | 15 | 0.0046994 | 384.44 | 0.03133% | 722.6808 | 2306.64 | 3096.1317 | 5043.8208 | 2898.9998 | 4722.6786 | 2390.8851 | 0 | 1.0915 | 8795.2619 | 1.0915 | 0 | 8795.2619 | 0 | 8795.2619 | 8795.2619 | 12065.6732 | 3.0339 | 2.5548
|  |  |  | 13779-1 | Fixture - LED - Over 150w - Comm | 15 | 0 | Comm Lighting | 9 | 1496 |  | 374 | 847.11 | 13464 | 3366 | 7623.99 | 48.13 | 0 | 15 | 0.0078522 | 473.11 | 0.05235% | 1207.5173 | 4257.99 | 5173.2834 | 8831.5073 | 4843.8983 | 8269.2016 | 3995.6006 | 0 | 1.0915 | 14695.8807 | 1.0915 | 0 | 14695.8807 | 0 | 14695.8807 | 14695.8807 | 20161.0693 | 3.0339 | 2.4381
|  |  |  | 13791-1 | Control - Lighting - Occupancy Sensor - Comm | 10 | 0 | Comm Lighting | 9 | 63 |  | 50 | 39.81 | 567 | 450 | 358.29 | 2.1 | 0 | 10 | 0.00022045 | -10.19 | 0.002204% | 50.8513 | -91.71 | 217.8589 | 409.1413 | 203.9877 | 383.0911 | 133.9817 | 0 | 0.7746 | 439.2006 | 0.7746 | 0 | 439.2006 | 0 | 439.2006 | 439.2006 | 617.1023 | 2.1531 | 1.6108
|  |  |  | 13791-1 | Control - Lighting - Occupancy Sensor - Comm | 10 | 0 | Comm Lighting | 2 | 63 |  | 50 | 48.86 | 126 | 100 | 97.72 | 2.1 | 0 | 10 | 4.8989e-05 | -1.14 | 0.0004899% | 11.3003 | -2.28 | 48.4131 | 109.0203 | 45.3306 | 102.0789 | 29.7737 | 0 | 0.7746 | 97.6001 | 0.7746 | 0 | 97.6001 | 0 | 97.6001 | 97.6001 | 137.1338 | 2.1531 | 1.3434
|  |  |  | 13922-1 | Incentive - Sales - Contractor - Lighting - Comm - LTO | 1 | 0 |  | 17734720 | 0 |  | 0.02 | 0 | 0 | 443368.03 |  | 0 | 0 | 1 | 0 | -0.02 | 0% | 0 | -443368.03 | 0 | 0 | 0 | 0 | 0 | 0 | #N/A | #N/A | #N/A | #N/A | #N/A | #N/A | #N/A | 0 | 0 | 0 | #DIV/0!
|  |  |  | 13922-1 | Incentive - Sales - Contractor - Lighting - Comm - LTO | 1 | 0 |  | 2007676 | 0 |  | 0.02 | 0 | 0 | 50191.91 | 0 | 0 | 0 | 1 | 0 | -0.02 | 0% | 0 | -50191.91 | 0 | 0 | 0 | 0 | 0 | 0 | #N/A | #N/A | #N/A | #N/A | #N/A | #N/A | #N/A | 0 | 0 | 0 | #DIV/0!
[19 empty] | 0 | 0 | 0 | 0% | 0 | 0 | 0 | 0 | 0 | 0 | 0 | 0 | #N/A | #N/A | #N/A | #N/A | #N/A | #N/A | #N/A | 0 | 0 | 0 | #DIV/0!
[19 empty] | 0 | 0 | 0 | 0% | 0 | 0 | 0 | 0 | 0 | 0 | 0 | 0 | #N/A | #N/A | #N/A | #N/A | #N/A | #N/A | #N/A | 0 | 0 | 0 | #DIV/0!
[19 empty] | 0 | 0 | 0 | 0% | 0 | 0 | 0 | 0 | 0 | 0 | 0 | 0 | #N/A | #N/A | #N/A | #N/A | #N/A | #N/A | #N/A | 0 | 0 | 0 | #DIV/0!
[19 empty] | 0 | 0 | 0 | 0% | 0 | 0 | 0 | 0 | 0 | 0 | 0 | 0 | #N/A | #N/A | #N/A | #N/A | #N/A | #N/A | #N/A | 0 | 0 | 0 | #DIV/0!
[19 empty] | 0 | 0 | 0 | 0% | 0 | 0 | 0 | 0 | 0 | 0 | 0 | 0 | #N/A | #N/A | #N/A | #N/A | #N/A | #N/A | #N/A | 0 | 0 | 0 | #DIV/0!
[19 empty] | 0 | 0 | 0 | 0% | 0 | 0 | 0 | 0 | 0 | 0 | 0 | 0 | #N/A | #N/A | #N/A | #N/A | #N/A | #N/A | #N/A | 0 | 0 | 0 | #DIV/0!
[19 empty] | 0 | 0 | 0 | 0% | 0 | 0 | 0 | 0 | 0 | 0 | 0 | 0 | #N/A | #N/A | #N/A | #N/A | #N/A | #N/A | #N/A | 0 | 0 | 0 | #DIV/0!
[19 empty] | 0 | 0 | 0 | 0% | 0 | 0 | 0 | 0 | 0 | 0 | 0 | 0 | #N/A | #N/A | #N/A | #N/A | #N/A | #N/A | #N/A | 0 | 0 | 0 | #DIV/0!
[19 empty] | 0 | 0 | 0 | 0% | 0 | 0 | 0 | 0 | 0 | 0 | 0 | 0 | #N/A | #N/A | #N/A | #N/A | #N/A | #N/A | #N/A | 0 | 0 | 0 | #DIV/0!
[19 empty] | 0 | 0 | 0 | 0% | 0 | 0 | 0 | 0 | 0 | 0 | 0 | 0 | #N/A | #N/A | #N/A | #N/A | #N/A | #N/A | #N/A | 0 | 0 | 0 | #DIV/0!
[19 empty] | 0 | 0 | 0 | 0% | 0 | 0 | 0 | 0 | 0 | 0 | 0 | 0 | #N/A | #N/A | #N/A | #N/A | #N/A | #N/A | #N/A | 0 | 0 | 0 | #DIV/0!
[19 empty] | 0 | 0 | 0 | 0% | 0 | 0 | 0 | 0 | 0 | 0 | 0 | 0 | #N/A | #N/A | #N/A | #N/A | #N/A | #N/A | #N/A | 0 | 0 | 0 | #DIV/0!
[19 empty] | 0 | 0 | 0 | 0% | 0 | 0 | 0 | 0 | 0 | 0 | 0 | 0 | #N/A | #N/A | #N/A | #N/A | #N/A | #N/A | #N/A | 0 | 0 | 0 | #DIV/0!
[19 empty] | 0 | 0 | 0 | 0% | 0 | 0 | 0 | 0 | 0 | 0 | 0 | 0 | #N/A | #N/A | #N/A | #N/A | #N/A | #N/A | #N/A | 0 | 0 | 0 | #DIV/0!
[19 empty] | 0 | 0 | 0 | 0% | 0 | 0 | 0 | 0 | 0 | 0 | 0 | 0 | #N/A | #N/A | #N/A | #N/A | #N/A | #N/A | #N/A | 0 | 0 | 0 | #DIV/0!
[19 empty] | 0 | 0 | 0 | 0% | 0 | 0 | 0 | 0 | 0 | 0 | 0 | 0 | #N/A | #N/A | #N/A | #N/A | #N/A | #N/A | #N/A | 0 | 0 | 0 | #DIV/0!

## Industrial EM {E}
Rtn to Summary |  | Order Number | Program Name | Discount Rate: | 6.8% | [9 empty] | Paste in incentives but use DBtC for Total
| Program: | 18231137 | Industrial Energy Management {E}
| paste |  |  | paste | paste | paste | paste | paste | paste | paste | paste | paste | paste | Paste | paste | paste | paste | paste | Formula: G + H | Formula: (O/A10)*T | Formula: N - M | Formula: O/A10 | Formula: W*A8 | Formula: Q - P | Formula: X + DBtC | Formula: Q + X | Formula: Z/(1+ElecDiscountRate)^1 | Formula: AA/(1+ElecDiscountRate)^1 | Formula: -PV (ElecDiscount Rate,T,R)*J | Formula: - PV (ElecDiscount Rate, T, S)*J |  | AF*J*K |  | AH*J*L | AG + AI |  | AG +AI -AK | formula: Logic to lookup from AC tables and adjust by savings and quantity | Formula: Utility Savings (AM)*1.1+AD+AE | formula: AM/AB | formula: AN/AC
| Sch. No. | Order Number | Program Name | Measure Version | Measure Name | First Period Measure Life | Second period Measure Life | Electric End-Use Type | Number of units offered | Savings per Unit Period 1 | Savngs per Unit Period 2 | Incentives Per Unit | Incremental Measure Cost per Unit | Total First Year Savings | Total Incentive | Total Incremental Measure Cost | Unit First Year Non-Energy Benefits | Unit Annual Net Equipment O&M | Total Measure Life | Weighted Life | Agency or Customer Cost per Unit | Percent Unit overhead | Program Overhead Cost | Total Customer Cost | Total Utility Program Costs | Total Resource Cost | PV Total Utility Program Costs | PV Total Resource Costs | PV Total Non-Energy Benefits | PV Total Net Equipment O&M | Unit PV First period Savings for 1 kWh | Total First Period Savings | Unit PV Savings for Second Period for 1 kWh | Total Second period Savings | Unadjusted Total | Decrement | Final UC Total Savings | PV Total Savings UC | PV Total Savings TRC | UC B/C Ratio | TRC B/C Ratio
DBTC: | E250 | 18231137 | Industrial Energy Management {E} | 10058-1 | Fan - VFD - Custom | 15 | 0 | Comm Flat | 1 | 333149 |  | 126078 | 180112 | 333149 | 126078 | 180112 |  |  | 15 | 0.38448 | 54034 | 2.563% | 21799.0663 | 54034 | 100460.7783 | 201911.0663 | 94064.3991 | 189055.3055 | 0 | 0 | 1.0764 | 358590.541 | 1.0764 | 0 | 358590.541 | 0 | 358590.541 | 358590.541 | 394449.5951 | 3.8122 | 2.0864
3068879.44 | E250 | 18231137 | Industrial Energy Management {E} | 10070-1 | Pump - VFD - Custom | 15 | 0 | Comm Flat | 1 | 104069 |  | 36424 | 336424 | 104069 | 36424 | 336424 |  |  | 15 | 0.1201 | 300000 | 0.8007% | 6809.5868 | 300000 | 31381.9124 | 343233.5868 | 29383.8131 | 321379.7629 | 0 | 0 | 1.0764 | 112016.4221 | 1.0764 | 0 | 112016.4221 | 0 | 112016.4221 | 112016.4221 | 123218.0643 | 3.8122 | 0.3834
Program Costs: | E250 | 18231137 | Industrial Energy Management {E} | 10070-1 | Pump - VFD - Custom | 15 | 0 | Comm Flat | 1 | 70288 |  | 28115 | 48444 | 70288 | 28115 | 48444 |  |  | 15 | 0.081118 | 20329 | 0.5408% | 4599.1817 | 20329 | 21195.2825 | 53043.1817 | 19845.7702 | 49665.9004 | 0 | 0 | 1.0764 | 75655.6734 | 1.0764 | 0 | 75655.6734 | 0 | 75655.6734 | 75655.6734 | 83221.2408 | 3.8122 | 1.6756
850460.85 | E250 | 18231137 | Industrial Energy Management {E} | 10071-1 | Compressor or Dryer or Receiver - Custom | 15 | 0 | Comm Flat | 1 | 42057 |  | 14720 | 65942 | 42057 | 14720 | 65942 |  |  | 15 | 0.048537 | 51222 | 0.3236% | 2751.9318 | 51222 | 12682.2501 | 68693.9318 | 11874.766 | 64320.1609 | 0 | 0 | 1.0764 | 45268.7608 | 1.0764 | 0 | 45268.7608 | 0 | 45268.7608 | 45268.7608 | 49795.6368 | 3.8122 | 0.77418
Total Savings (kWh): | E250 | 18231137 | Industrial Energy Management {E} | 10071-1 | Compressor or Dryer or Receiver - Custom | 15 | 0 | Comm Flat | 1 | 152269 |  | 60908 | 207490 | 152269 | 60908 | 207490 |  |  | 15 | 0.17573 | 146582 | 1.172% | 9963.4759 | 146582 | 45916.5786 | 217453.4759 | 42993.0511 | 203608.1235 | 0 | 0 | 1.0764 | 163897.3045 | 1.0764 | 0 | 163897.3045 | 0 | 163897.3045 | 163897.3045 | 180287.0349 | 3.8122 | 0.88546
12997354 | E250 | 18231137 | Industrial Energy Management {E} | 10075-1 | Boiler - Steam - Custom | 30 | 0 | Comm Water Heat | 1 |  |  | 0 | 0 | 0 | 0 | 0 |  |  | 30 | 0 | 0 | 0% | 0 | 0 | 0 | 0 | 0 | 0 | 0 | 0 | 1.687 | 0 | 1.687 | 0 | 0 | 0 | 0 | 0 | 0 | 0 | #DIV/0!
Total Incentives: | E250 | 18231137 | Industrial Energy Management {E} | 10261-1 | Refrigeration - Custom | 20 | 0 | Comm Refrigeration | 1 | 3799958 |  | 803173 | 1147390 | 3799958 | 803173 | 1147390 |  |  | 20 | 5.8473 | 344217 | 29.24% | 248644.1095 | 344217 | 1145873.8825 | 1396034.1095 | 1072915.6203 | 1307148.0426 | 0 | 0 | 1.3368 | 5079830.836 | 1.3368 | 0 | 5079830.836 | 0 | 5079830.836 | 5079830.836 | 5587813.9196 | 4.7346 | 4.2748
2389763.17 | E250 | 18231137 | Industrial Energy Management {E} | 10261-1 | Refrigeration - Custom | 20 | 0 | Comm Refrigeration | 1 | 54181 |  | 10212 | 14588 | 54181 | 10212 | 14588 |  |  | 20 | 0.083372 | 4376 | 0.4169% | 3545.2462 | 4376 | 16338.2313 | 18133.2462 | 15297.9694 | 16978.6949 | 0 | 0 | 1.3368 | 72429.8307 | 1.3368 | 0 | 72429.8307 | 0 | 72429.8307 | 72429.8307 | 79672.8137 | 4.7346 | 4.6925
Total Customer Costs: | E250 | 18231137 | Industrial Energy Management {E} | 11913-1 | Process - Control - Custom | 10 | 0 | Comm Flat | 1 | 30750 |  | 9153 | 15757 | 30750 | 9153 | 15757 |  |  | 10 | 0.023659 | 6604 | 0.2366% | 2012.0765 | 6604 | 9272.6346 | 17769.0765 | 8682.2421 | 16637.7121 | 0 | 0 | 0.76242 | 23444.3772 | 0.76242 | 0 | 23444.3772 | 0 | 23444.3772 | 23444.3772 | 25788.815 | 2.7003 | 1.55
3486775 | E250 | 18231137 | Industrial Energy Management {E} | 11914-1 | Process - Modification - Custom | 15 | 0 | Comm Flat | 1 | 2464383 |  | 1108972 | 3561471 | 2464383 | 1108972 | 3561471 |  |  | 15 | 2.8441 | 2452499 | 18.96% | 161252.9182 | 2452499 | 743132.4546 | 3722723.9182 | 695816.9051 | 3485696.5526 | 0 | 0 | 1.0764 | 2652580.1761 | 1.0764 | 0 | 2652580.1761 | 0 | 2652580.1761 | 2652580.1761 | 2917838.1937 | 3.8122 | 0.83709
Weighted Avg Life |  |  |  | 11914-1 | Process - Modification - Custom | 15 | 0 | Comm Flat | 1 | 84622 |  | 33849 | 131300 | 84622 | 33849 | 131300 |  |  | 15 | 0.097661 | 97451 | 0.6511% | 5537.1038 | 97451 | 25517.6872 | 136837.1038 | 23892.9656 | 128124.629 | 0 | 0 | 1.0764 | 91084.3159 | 1.0764 | 0 | 91084.3159 | 0 | 91084.3159 | 91084.3159 | 100192.7475 | 3.8122 | 0.78199
11.1588 |  |  |  | 12577-1 | Optimization - Refrigeration - O and M - Custom | 5 | 0 | Comm Refrigeration | 1 | 242832 |  | 10619.17 | 10619.17 | 242832 | 10619.17 | 10619.17 |  |  | 5 | 0.093416 | 0 | 1.868% | 15889.3194 | 0 | 73225.769 | 26508.4894 | 68563.4541 | 24820.683 | 0 | 0 | 0.39157 | 95086.5477 | 0.39157 | 0 | 95086.5477 | 0 | 95086.5477 | 95086.5477 | 104595.2024 | 1.3868 | 4.214
Total Utility Cost |  |  |  | 12578-1 | Optimization - Compressed Air - O and M | 5 | 0 | Comm Flat | 1 | 405609 |  | 20280 | 29741 | 405609 | 20280 | 29741 |  |  | 5 | 0.15604 | 9461 | 3.121% | 26540.3693 | 9461 | 122311.0254 | 56281.3693 | 114523.4321 | 52697.9113 | 0 | 0 | 0.39887 | 161784.4645 | 0.39887 | 0 | 161784.4645 | 0 | 161784.4645 | 161784.4645 | 177962.9109 | 1.4127 | 3.377
3919340.29 |  |  |  | 12589-1 | ISEM - Performance Incentive - Year 1 | 3 | 0 | Comm Flat | 1 | 2202845 |  | 44055 | 44055 | 2202845 | 44055 | 44055 |  |  | 3 | 0.50845 | 0 | 16.95% | 144139.6019 | 0 | 664265.9084 | 188194.6019 | 621971.8243 | 176212.174 | 0 | 0 | 0.24823 | 546804.3677 | 0.24823 | 0 | 546804.3677 | 0 | 546804.3677 | 546804.3677 | 601484.8045 | 0.87915 | 3.4134
Total Resource Cost |  |  |  | 12589-1 | ISEM - Performance Incentive - Year 1 | 3 | 0 | Comm Flat | 1 | 560313 |  | 11206 | 11206 | 560313 | 11206 | 11206 |  |  | 3 | 0.12933 | 0 | 4.311% | 36663.1755 | 0 | 168961.8761 | 47869.1755 | 158204.0038 | 44821.3253 | 0 | 0 | 0.24823 | 139084.5001 | 0.24823 | 0 | 139084.5001 | 0 | 139084.5001 | 139084.5001 | 152992.9501 | 0.87915 | 3.4134
6726999.02 |  |  |  | 12589-1 | ISEM - Performance Incentive - Year 1 | 3 | 0 | Comm Flat | 1 |  |  | 0 | 0 | 0 | 0 | 0 |  |  | 3 | 0 | 0 | 0% | 0 | 0 | 0 | 0 | 0 | 0 | 0 | 0 | 0.24823 | 0 | 0.24823 | 0 | 0 | 0 | 0 | 0 | 0 | 0 | #DIV/0!
UC B/C Ratio |  |  |  | 12589-1 | ISEM - Performance Incentive - Year 1 | 3 | 0 | Comm Flat | 1 | 1923029 |  | 38460 | 38460 | 1923029 | 38460 | 38460 |  |  | 3 | 0.44387 | 0 | 14.8% | 125830.2942 | 0 | 579887.6478 | 164290.2942 | 542965.9623 | 153829.8635 | 0 | 0 | 0.24823 | 477346.6387 | 0.24823 | 0 | 477346.6387 | 0 | 477346.6387 | 477346.6387 | 525081.3026 | 0.87915 | 3.4134
2.7865 |  |  |  | 12589-1 | ISEM - Performance Incentive - Year 1 | 3 | 0 | Comm Flat | 1 | 146582 |  | 2932 | 2932 | 146582 | 2932 | 2932 |  |  | 3 | 0.033834 | 0 | 1.128% | 9591.3562 | 0 | 44201.6689 | 12523.3562 | 41387.3305 | 11725.989 | 0 | 0 | 0.24823 | 36385.5277 | 0.24823 | 0 | 36385.5277 | 0 | 36385.5277 | 36385.5277 | 40024.0805 | 0.87915 | 3.4133
TRC B/C Ratio |  |  |  | 12589-1 | ISEM - Performance Incentive - Year 1 | 3 | 0 | Comm Flat | 1 | 29724 |  | 594 | 594 | 29724 | 594 | 594 |  |  | 3 | 0.0068608 | 0 | 0.2287% | 1944.9419 | 0 | 8963.2452 | 2538.9419 | 8392.5517 | 2377.2864 | 0 | 0 | 0.24823 | 7378.2826 | 0.24823 | 0 | 7378.2826 | 0 | 7378.2826 | 7378.2826 | 8116.1109 | 0.87915 | 3.414
1.7858 |  |  |  | 12590-1 | ISEM - Performance Incentive - Year 2 | 3 | 0 | Comm Flat | 1 | 161535 |  | 3230 | 3230 | 161535 | 3230 | 3230 |  |  | 3 | 0.037285 | 0 | 1.243% | 10569.7816 | 0 | 48710.7325 | 13799.7816 | 45609.3001 | 12921.1438 | 0 | 0 | 0.24823 | 40097.2577 | 0.24823 | 0 | 40097.2577 | 0 | 40097.2577 | 40097.2577 | 44106.9834 | 0.87915 | 3.4136
|  |  |  | 12591-1 | ISEM - Performance Incentive - Year 3 | 3 | 0 | Comm Flat | 1 | 189159 |  | 3783 | 3783 | 189159 | 3783 | 3783 |  |  | 3 | 0.043661 | 0 | 1.455% | 12377.3134 | 0 | 57040.7246 | 16160.3134 | 53408.9182 | 15131.3796 | 0 | 0 | 0.24823 | 46954.2648 | 0.24823 | 0 | 46954.2648 | 0 | 46954.2648 | 46954.2648 | 51649.6913 | 0.87915 | 3.4134
|  |  |  | 12592-1 | ISEM - Milestone Incentive 1 | 1 | 0 | Comm Flat | 1 |  |  | 1000 | 1000 | 0 | 1000 | 1000 |  |  | 1 | 0 | 0 | 0% | 0 | 0 | 0 | 1000 | 0 | 936.3296 | 0 | 0 | 0.086162 | 0 | 0.086162 | 0 | 0 | 0 | 0 | 0 | 0 | 0 | 0
|  |  |  | 12592-1 | ISEM - Milestone Incentive 1 | 1 | 0 | Comm Flat | 1 |  |  | 4000 | 4000 | 0 | 4000 | 4000 |  |  | 1 | 0 | 0 | 0% | 0 | 0 | 0 | 4000 | 0 | 3745.3184 | 0 | 0 | 0.086162 | 0 | 0.086162 | 0 | 0 | 0 | 0 | 0 | 0 | 0 | 0
|  |  |  | 12592-1 | ISEM - Milestone Incentive 1 | 1 | 0 | Comm Flat | 1 |  |  | 1000 | 1000 | 0 | 1000 | 1000 |  |  | 1 | 0 | 0 | 0% | 0 | 0 | 0 | 1000 | 0 | 936.3296 | 0 | 0 | 0.086162 | 0 | 0.086162 | 0 | 0 | 0 | 0 | 0 | 0 | 0 | 0
|  |  |  | 12592-1 | ISEM - Milestone Incentive 1 | 1 | 0 | Comm Flat | 1 |  |  | 1000 | 1000 | 0 | 1000 | 1000 |  |  | 1 | 0 | 0 | 0% | 0 | 0 | 0 | 1000 | 0 | 936.3296 | 0 | 0 | 0.086162 | 0 | 0.086162 | 0 | 0 | 0 | 0 | 0 | 0 | 0 | 0
|  |  |  | 12592-1 | ISEM - Milestone Incentive 1 | 1 | 0 | Comm Flat | 1 |  |  | 1000 | 1000 | 0 | 1000 | 1000 |  |  | 1 | 0 | 0 | 0% | 0 | 0 | 0 | 1000 | 0 | 936.3296 | 0 | 0 | 0.086162 | 0 | 0.086162 | 0 | 0 | 0 | 0 | 0 | 0 | 0 | 0
|  |  |  | 12592-1 | ISEM - Milestone Incentive 1 | 1 | 0 | Comm Flat | 1 |  |  | 1000 | 1000 | 0 | 1000 | 1000 |  |  | 1 | 0 | 0 | 0% | 0 | 0 | 0 | 1000 | 0 | 936.3296 | 0 | 0 | 0.086162 | 0 | 0.086162 | 0 | 0 | 0 | 0 | 0 | 0 | 0 | 0
|  |  |  | 12592-1 | ISEM - Milestone Incentive 1 | 1 | 0 | Comm Flat | 1 |  |  | 2000 | 2000 | 0 | 2000 | 2000 |  |  | 1 | 0 | 0 | 0% | 0 | 0 | 0 | 2000 | 0 | 1872.6592 | 0 | 0 | 0.086162 | 0 | 0.086162 | 0 | 0 | 0 | 0 | 0 | 0 | 0 | 0
|  |  |  | 12593-1 | ISEM - Milestone Incentive 2 | 1 | 0 | Comm Flat | 1 |  |  | 4000 | 4000 | 0 | 4000 | 4000 |  |  | 1 | 0 | 0 | 0% | 0 | 0 | 0 | 4000 | 0 | 3745.3184 | 0 | 0 | 0.086162 | 0 | 0.086162 | 0 | 0 | 0 | 0 | 0 | 0 | 0 | 0
|  |  |  | 12593-1 | ISEM - Milestone Incentive 2 | 1 | 0 | Comm Flat | 1 |  |  | 1000 | 1000 | 0 | 1000 | 1000 |  |  | 1 | 0 | 0 | 0% | 0 | 0 | 0 | 1000 | 0 | 936.3296 | 0 | 0 | 0.086162 | 0 | 0.086162 | 0 | 0 | 0 | 0 | 0 | 0 | 0 | 0
|  |  |  | 12593-1 | ISEM - Milestone Incentive 2 | 1 | 0 | Comm Flat | 1 |  |  | 1000 | 1000 | 0 | 1000 | 1000 |  |  | 1 | 0 | 0 | 0% | 0 | 0 | 0 | 1000 | 0 | 936.3296 | 0 | 0 | 0.086162 | 0 | 0.086162 | 0 | 0 | 0 | 0 | 0 | 0 | 0 | 0
|  |  |  | 12593-1 | ISEM - Milestone Incentive 2 | 1 | 0 | Comm Flat | 1 |  |  | 2000 | 2000 | 0 | 2000 | 2000 |  |  | 1 | 0 | 0 | 0% | 0 | 0 | 0 | 2000 | 0 | 1872.6592 | 0 | 0 | 0.086162 | 0 | 0.086162 | 0 | 0 | 0 | 0 | 0 | 0 | 0 | 0
|  |  |  | 12593-1 | ISEM - Milestone Incentive 2 | 1 | 0 | Comm Flat | 1 |  |  | 1000 | 1000 | 0 | 1000 | 1000 |  |  | 1 | 0 | 0 | 0% | 0 | 0 | 0 | 1000 | 0 | 936.3296 | 0 | 0 | 0.086162 | 0 | 0.086162 | 0 | 0 | 0 | 0 | 0 | 0 | 0 | 0
|  |  |  | 12593-1 | ISEM - Milestone Incentive 2 | 1 | 0 | Comm Flat | 1 |  |  | 1000 | 1000 | 0 | 1000 | 1000 |  |  | 1 | 0 | 0 | 0% | 0 | 0 | 0 | 1000 | 0 | 936.3296 | 0 | 0 | 0.086162 | 0 | 0.086162 | 0 | 0 | 0 | 0 | 0 | 0 | 0 | 0
|  |  |  | 12593-1 | ISEM - Milestone Incentive 2 | 1 | 0 | Comm Flat | 1 |  |  | 2000 | 2000 | 0 | 2000 | 2000 |  |  | 1 | 0 | 0 | 0% | 0 | 0 | 0 | 2000 | 0 | 1872.6592 | 0 | 0 | 0.086162 | 0 | 0.086162 | 0 | 0 | 0 | 0 | 0 | 0 | 0 | 0
[19 empty] | 0 | 0 | 0 | 0% | 0 | 0 | 0 | 0 | 0 | 0 | 0 | 0 | #N/A | #N/A | #N/A | #N/A | #N/A | #N/A | #N/A | 0 | 0 | 0 | #DIV/0!
[19 empty] | 0 | 0 | 0 | 0% | 0 | 0 | 0 | 0 | 0 | 0 | 0 | 0 | #N/A | #N/A | #N/A | #N/A | #N/A | #N/A | #N/A | 0 | 0 | 0 | #DIV/0!
[19 empty] | 0 | 0 | 0 | 0% | 0 | 0 | 0 | 0 | 0 | 0 | 0 | 0 | #N/A | #N/A | #N/A | #N/A | #N/A | #N/A | #N/A | 0 | 0 | 0 | #DIV/0!
[19 empty] | 0 | 0 | 0 | 0% | 0 | 0 | 0 | 0 | 0 | 0 | 0 | 0 | #N/A | #N/A | #N/A | #N/A | #N/A | #N/A | #N/A | 0 | 0 | 0 | #DIV/0!
[19 empty] | 0 | 0 | 0 | 0% | 0 | 0 | 0 | 0 | 0 | 0 | 0 | 0 | #N/A | #N/A | #N/A | #N/A | #N/A | #N/A | #N/A | 0 | 0 | 0 | #DIV/0!
[19 empty] | 0 | 0 | 0 | 0% | 0 | 0 | 0 | 0 | 0 | 0 | 0 | 0 | #N/A | #N/A | #N/A | #N/A | #N/A | #N/A | #N/A | 0 | 0 | 0 | #DIV/0!
[19 empty] | 0 | 0 | 0 | 0% | 0 | 0 | 0 | 0 | 0 | 0 | 0 | 0 | #N/A | #N/A | #N/A | #N/A | #N/A | #N/A | #N/A | 0 | 0 | 0 | #DIV/0!
[19 empty] | 0 | 0 | 0 | 0% | 0 | 0 | 0 | 0 | 0 | 0 | 0 | 0 | #N/A | #N/A | #N/A | #N/A | #N/A | #N/A | #N/A | 0 | 0 | 0 | #DIV/0!
[19 empty] | 0 | 0 | 0 | 0% | 0 | 0 | 0 | 0 | 0 | 0 | 0 | 0 | #N/A | #N/A | #N/A | #N/A | #N/A | #N/A | #N/A | 0 | 0 | 0 | #DIV/0!
[19 empty] | 0 | 0 | 0 | 0% | 0 | 0 | 0 | 0 | 0 | 0 | 0 | 0 | #N/A | #N/A | #N/A | #N/A | #N/A | #N/A | #N/A | 0 | 0 | 0 | #DIV/0!
[19 empty] | 0 | 0 | 0 | 0% | 0 | 0 | 0 | 0 | 0 | 0 | 0 | 0 | #N/A | #N/A | #N/A | #N/A | #N/A | #N/A | #N/A | 0 | 0 | 0 | #DIV/0!
[19 empty] | 0 | 0 | 0 | 0% | 0 | 0 | 0 | 0 | 0 | 0 | 0 | 0 | #N/A | #N/A | #N/A | #N/A | #N/A | #N/A | #N/A | 0 | 0 | 0 | #DIV/0!
[19 empty] | 0 | 0 | 0 | 0% | 0 | 0 | 0 | 0 | 0 | 0 | 0 | 0 | #N/A | #N/A | #N/A | #N/A | #N/A | #N/A | #N/A | 0 | 0 | 0 | #DIV/0!
[19 empty] | 0 | 0 | 0 | 0% | 0 | 0 | 0 | 0 | 0 | 0 | 0 | 0 | #N/A | #N/A | #N/A | #N/A | #N/A | #N/A | #N/A | 0 | 0 | 0 | #DIV/0!
[19 empty] | 0 | 0 | 0 | 0% | 0 | 0 | 0 | 0 | 0 | 0 | 0 | 0 | #N/A | #N/A | #N/A | #N/A | #N/A | #N/A | #N/A | 0 | 0 | 0 | #DIV/0!
[19 empty] | 0 | 0 | 0 | 0% | 0 | 0 | 0 | 0 | 0 | 0 | 0 | 0 | #N/A | #N/A | #N/A | #N/A | #N/A | #N/A | #N/A | 0 | 0 | 0 | #DIV/0!
[19 empty] | 0 | 0 | 0 | 0% | 0 | 0 | 0 | 0 | 0 | 0 | 0 | 0 | #N/A | #N/A | #N/A | #N/A | #N/A | #N/A | #N/A | 0 | 0 | 0 | #DIV/0!
[19 empty] | 0 | 0 | 0 | 0% | 0 | 0 | 0 | 0 | 0 | 0 | 0 | 0 | #N/A | #N/A | #N/A | #N/A | #N/A | #N/A | #N/A | 0 | 0 | 0 | #DIV/0!
[19 empty] | 0 | 0 | 0 | 0% | 0 | 0 | 0 | 0 | 0 | 0 | 0 | 0 | #N/A | #N/A | #N/A | #N/A | #N/A | #N/A | #N/A | 0 | 0 | 0 | #DIV/0!
[19 empty] | 0 | 0 | 0 | 0% | 0 | 0 | 0 | 0 | 0 | 0 | 0 | 0 | #N/A | #N/A | #N/A | #N/A | #N/A | #N/A | #N/A | 0 | 0 | 0 | #DIV/0!
[19 empty] | 0 | 0 | 0 | 0% | 0 | 0 | 0 | 0 | 0 | 0 | 0 | 0 | #N/A | #N/A | #N/A | #N/A | #N/A | #N/A | #N/A | 0 | 0 | 0 | #DIV/0!
[19 empty] | 0 | 0 | 0 | 0% | 0 | 0 | 0 | 0 | 0 | 0 | 0 | 0 | #N/A | #N/A | #N/A | #N/A | #N/A | #N/A | #N/A | 0 | 0 | 0 | #DIV/0!
[19 empty] | 0 | 0 | 0 | 0% | 0 | 0 | 0 | 0 | 0 | 0 | 0 | 0 | #N/A | #N/A | #N/A | #N/A | #N/A | #N/A | #N/A | 0 | 0 | 0 | #DIV/0!
[19 empty] | 0 | 0 | 0 | 0% | 0 | 0 | 0 | 0 | 0 | 0 | 0 | 0 | #N/A | #N/A | #N/A | #N/A | #N/A | #N/A | #N/A | 0 | 0 | 0 | #DIV/0!
[19 empty] | 0 | 0 | 0 | 0% | 0 | 0 | 0 | 0 | 0 | 0 | 0 | 0 | #N/A | #N/A | #N/A | #N/A | #N/A | #N/A | #N/A | 0 | 0 | 0 | #DIV/0!
[19 empty] | 0 | 0 | 0 | 0% | 0 | 0 | 0 | 0 | 0 | 0 | 0 | 0 | #N/A | #N/A | #N/A | #N/A | #N/A | #N/A | #N/A | 0 | 0 | 0 | #DIV/0!
[19 empty] | 0 | 0 | 0 | 0% | 0 | 0 | 0 | 0 | 0 | 0 | 0 | 0 | #N/A | #N/A | #N/A | #N/A | #N/A | #N/A | #N/A | 0 | 0 | 0 | #DIV/0!
[19 empty] | 0 | 0 | 0 | 0% | 0 | 0 | 0 | 0 | 0 | 0 | 0 | 0 | #N/A | #N/A | #N/A | #N/A | #N/A | #N/A | #N/A | 0 | 0 | 0 | #DIV/0!
[19 empty] | 0 | 0 | 0 | 0% | 0 | 0 | 0 | 0 | 0 | 0 | 0 | 0 | #N/A | #N/A | #N/A | #N/A | #N/A | #N/A | #N/A | 0 | 0 | 0 | #DIV/0!
[19 empty] | 0 | 0 | 0 | 0% | 0 | 0 | 0 | 0 | 0 | 0 | 0 | 0 | #N/A | #N/A | #N/A | #N/A | #N/A | #N/A | #N/A | 0 | 0 | 0 | #DIV/0!
[19 empty] | 0 | 0 | 0 | 0% | 0 | 0 | 0 | 0 | 0 | 0 | 0 | 0 | #N/A | #N/A | #N/A | #N/A | #N/A | #N/A | #N/A | 0 | 0 | 0 | #DIV/0!
[19 empty] | 0 | 0 | 0 | 0% | 0 | 0 | 0 | 0 | 0 | 0 | 0 | 0 | #N/A | #N/A | #N/A | #N/A | #N/A | #N/A | #N/A | 0 | 0 | 0 | #DIV/0!
[19 empty] | 0 | 0 | 0 | 0% | 0 | 0 | 0 | 0 | 0 | 0 | 0 | 0 | #N/A | #N/A | #N/A | #N/A | #N/A | #N/A | #N/A | 0 | 0 | 0 | #DIV/0!
[19 empty] | 0 | 0 | 0 | 0% | 0 | 0 | 0 | 0 | 0 | 0 | 0 | 0 | #N/A | #N/A | #N/A | #N/A | #N/A | #N/A | #N/A | 0 | 0 | 0 | #DIV/0!
[19 empty] | 0 | 0 | 0 | 0% | 0 | 0 | 0 | 0 | 0 | 0 | 0 | 0 | #N/A | #N/A | #N/A | #N/A | #N/A | #N/A | #N/A | 0 | 0 | 0 | #DIV/0!
[19 empty] | 0 | 0 | 0 | 0% | 0 | 0 | 0 | 0 | 0 | 0 | 0 | 0 | #N/A | #N/A | #N/A | #N/A | #N/A | #N/A | #N/A | 0 | 0 | 0 | #DIV/0!
[19 empty] | 0 | 0 | 0 | 0% | 0 | 0 | 0 | 0 | 0 | 0 | 0 | 0 | #N/A | #N/A | #N/A | #N/A | #N/A | #N/A | #N/A | 0 | 0 | 0 | #DIV/0!
[19 empty] | 0 | 0 | 0 | 0% | 0 | 0 | 0 | 0 | 0 | 0 | 0 | 0 | #N/A | #N/A | #N/A | #N/A | #N/A | #N/A | #N/A | 0 | 0 | 0 | #DIV/0!
[19 empty] | 0 | 0 | 0 | 0% | 0 | 0 | 0 | 0 | 0 | 0 | 0 | 0 | #N/A | #N/A | #N/A | #N/A | #N/A | #N/A | #N/A | 0 | 0 | 0 | #DIV/0!
[19 empty] | 0 | 0 | 0 | 0% | 0 | 0 | 0 | 0 | 0 | 0 | 0 | 0 | #N/A | #N/A | #N/A | #N/A | #N/A | #N/A | #N/A | 0 | 0 | 0 | #DIV/0!
[19 empty] | 0 | 0 | 0 | 0% | 0 | 0 | 0 | 0 | 0 | 0 | 0 | 0 | #N/A | #N/A | #N/A | #N/A | #N/A | #N/A | #N/A | 0 | 0 | 0 | #DIV/0!
[19 empty] | 0 | 0 | 0 | 0% | 0 | 0 | 0 | 0 | 0 | 0 | 0 | 0 | #N/A | #N/A | #N/A | #N/A | #N/A | #N/A | #N/A | 0 | 0 | 0 | #DIV/0!
[19 empty] | 0 | 0 | 0 | 0% | 0 | 0 | 0 | 0 | 0 | 0 | 0 | 0 | #N/A | #N/A | #N/A | #N/A | #N/A | #N/A | #N/A | 0 | 0 | 0 | #DIV/0!

## CBA {E}
Rtn to Summary |  | Order Number | Program Name | Discount Rate: | 6.8% | [9 empty] | Paste in incentives but use DBtC for Total
| Program: | 18230013 | Clean Buildings Accelerator {E}
| paste |  |  | paste | paste | paste | paste | paste | paste | paste | paste | paste | paste | Paste | paste | paste | paste | paste | Formula: G + H | Formula: (O/A10)*T | Formula: N - M | Formula: O/A10 | Formula: W*A8 | Formula: Q - P | Formula: X + DBtC | Formula: Q + X | Formula: Z/(1+ElecDiscountRate)^1 | Formula: AA/(1+ElecDiscountRate)^1 | Formula: -PV (ElecDiscount Rate,T,R)*J | Formula: - PV (ElecDiscount Rate, T, S)*J |  | AF*J*K |  | AH*J*L | AG + AI |  | AG +AI -AK | formula: Logic to lookup from AC tables and adjust by savings and quantity | Formula: Utility Savings (AM)*1.1+AD+AE | formula: AM/AB | formula: AN/AC
| Sch. No. | Order Number | Program Name | Measure Version | Measure Name | First Period Measure Life | Second period Measure Life | Electric End-Use Type | Number of units offered | Savings per Unit Period 1 | Savngs per Unit Period 2 | Incentives Per Unit | Incremental Measure Cost per Unit | Total First Year Savings | Total Incentive | Total Incremental Measure Cost | Unit First Year Non-Energy Benefits | Unit Annual Net Equipment O&M | Total Measure Life | Weighted Life | Agency or Customer Cost per Unit | Percent Unit overhead | Program Overhead Cost | Total Customer Cost | Total Utility Program Costs | Total Resource Cost | PV Total Utility Program Costs | PV Total Resource Costs | PV Total Non-Energy Benefits | PV Total Net Equipment O&M | Unit PV First period Savings for 1 kWh | Total First Period Savings | Unit PV Savings for Second Period for 1 kWh | Total Second period Savings | Unadjusted Total | Decrement | Final UC Total Savings | PV Total Savings UC | PV Total Savings TRC | UC B/C Ratio | TRC B/C Ratio
DBTC: | E250 | 18230013 | Clean Buildings Accelerator {E} | 13194-1 | CBA - Base - Custom | 1 | 0 | Comm Flat | 1 | 2017633 |  | 0 | 0 | 2017633 | 0 | 0 |  |  | 1 | 0.73774 | 0 | 73.77% | 223598.1266 | 0 | 223598.1266 | 223598.1266 | 209361.5417 | 209361.5417 | 0 | 0 | 0.086162 | 173843.487 | 0.086162 | 0 | 173843.487 | 0 | 173843.487 | 173843.487 | 191227.8357 | 0.83035 | 0.91339
0 | E250 |  |  | 13195-1 | CBA - Performance - Custom | 5 | 0 | Comm Flat | 1 | 717266 |  | 0 | 0 | 717266 | 0 | 0 |  |  | 5 | 1.3113 | 0 | 26.23% | 79488.8534 | 0 | 79488.8534 | 79488.8534 | 74427.7654 | 74427.7654 | 0 | 0 | 0.39887 | 286094.4794 | 0.39887 | 0 | 286094.4794 | 0 | 286094.4794 | 286094.4794 | 314703.9274 | 3.8439 | 4.2283
Program Costs: | E250 | [17 empty] | 0 | 0 | 0 | 0% | 0 | 0 | 0 | 0 | 0 | 0 | 0 | 0 | #N/A | #N/A | #N/A | #N/A | #N/A | #N/A | #N/A | 0 | 0 | 0 | #DIV/0!
303086.98 | E250 | [17 empty] | 0 | 0 | 0 | 0% | 0 | 0 | 0 | 0 | 0 | 0 | 0 | 0 | #N/A | #N/A | #N/A | #N/A | #N/A | #N/A | #N/A | 0 | 0 | 0 | #DIV/0!
Total Savings (kWh): | E250 | [17 empty] | 0 | 0 | 0 | 0% | 0 | 0 | 0 | 0 | 0 | 0 | 0 | 0 | #N/A | #N/A | #N/A | #N/A | #N/A | #N/A | #N/A | 0 | 0 | 0 | #DIV/0!
2734899 | E250 | [17 empty] | 0 | 0 | 0 | 0% | 0 | 0 | 0 | 0 | 0 | 0 | 0 | 0 | #N/A | #N/A | #N/A | #N/A | #N/A | #N/A | #N/A | 0 | 0 | 0 | #DIV/0!
Total Incentives: | E250 | [17 empty] | 0 | 0 | 0 | 0% | 0 | 0 | 0 | 0 | 0 | 0 | 0 | 0 | #N/A | #N/A | #N/A | #N/A | #N/A | #N/A | #N/A | 0 | 0 | 0 | #DIV/0!
0 | E250 | [17 empty] | 0 | 0 | 0 | 0% | 0 | 0 | 0 | 0 | 0 | 0 | 0 | 0 | #N/A | #N/A | #N/A | #N/A | #N/A | #N/A | #N/A | 0 | 0 | 0 | #DIV/0!
Total Customer Costs: | E250 | [17 empty] | 0 | 0 | 0 | 0% | 0 | 0 | 0 | 0 | 0 | 0 | 0 | 0 | #N/A | #N/A | #N/A | #N/A | #N/A | #N/A | #N/A | 0 | 0 | 0 | #DIV/0!
0 | E250 | [17 empty] | 0 | 0 | 0 | 0% | 0 | 0 | 0 | 0 | 0 | 0 | 0 | 0 | #N/A | #N/A | #N/A | #N/A | #N/A | #N/A | #N/A | 0 | 0 | 0 | #DIV/0!
Weighted Avg Life | [18 empty] | 0 | 0 | 0 | 0% | 0 | 0 | 0 | 0 | 0 | 0 | 0 | 0 | #N/A | #N/A | #N/A | #N/A | #N/A | #N/A | #N/A | 0 | 0 | 0 | #DIV/0!
2.0491 | [18 empty] | 0 | 0 | 0 | 0% | 0 | 0 | 0 | 0 | 0 | 0 | 0 | 0 | #N/A | #N/A | #N/A | #N/A | #N/A | #N/A | #N/A | 0 | 0 | 0 | #DIV/0!
Total Utility Cost | [18 empty] | 0 | 0 | 0 | 0% | 0 | 0 | 0 | 0 | 0 | 0 | 0 | 0 | #N/A | #N/A | #N/A | #N/A | #N/A | #N/A | #N/A | 0 | 0 | 0 | #DIV/0!
303086.98 | [18 empty] | 0 | 0 | 0 | 0% | 0 | 0 | 0 | 0 | 0 | 0 | 0 | 0 | #N/A | #N/A | #N/A | #N/A | #N/A | #N/A | #N/A | 0 | 0 | 0 | #DIV/0!
Total Resource Cost | [18 empty] | 0 | 0 | 0 | 0% | 0 | 0 | 0 | 0 | 0 | 0 | 0 | 0 | #N/A | #N/A | #N/A | #N/A | #N/A | #N/A | #N/A | 0 | 0 | 0 | #DIV/0!
303086.98 | [18 empty] | 0 | 0 | 0 | 0% | 0 | 0 | 0 | 0 | 0 | 0 | 0 | 0 | #N/A | #N/A | #N/A | #N/A | #N/A | #N/A | #N/A | 0 | 0 | 0 | #DIV/0!
UC B/C Ratio | [18 empty] | 0 | 0 | 0 | 0% | 0 | 0 | 0 | 0 | 0 | 0 | 0 | 0 | #N/A | #N/A | #N/A | #N/A | #N/A | #N/A | #N/A | 0 | 0 | 0 | #DIV/0!
1.6207 | [18 empty] | 0 | 0 | 0 | 0% | 0 | 0 | 0 | 0 | 0 | 0 | 0 | 0 | #N/A | #N/A | #N/A | #N/A | #N/A | #N/A | #N/A | 0 | 0 | 0 | #DIV/0!
TRC B/C Ratio | [18 empty] | 0 | 0 | 0 | 0% | 0 | 0 | 0 | 0 | 0 | 0 | 0 | 0 | #N/A | #N/A | #N/A | #N/A | #N/A | #N/A | #N/A | 0 | 0 | 0 | #DIV/0!
1.7828 | [18 empty] | 0 | 0 | 0 | 0% | 0 | 0 | 0 | 0 | 0 | 0 | 0 | 0 | #N/A | #N/A | #N/A | #N/A | #N/A | #N/A | #N/A | 0 | 0 | 0 | #DIV/0!

## Virtual Cx {E}
Rtn to Summary |  | Order Number | Program Name | Discount Rate: | 6.8% | [9 empty] | Paste in incentives but use DBtC for Total
| Program: | 18230015 | Virtual Commissioning Contractor Services
| paste |  |  | paste | paste | paste | paste | paste | paste | paste | paste | paste | paste | Paste | paste | paste | paste | paste | Formula: G + H | Formula: (O/A10)*T | Formula: N - M | Formula: O/A10 | Formula: W*A8 | Formula: Q - P | Formula: X + DBtC | Formula: Q + X | Formula: Z/(1+ElecDiscountRate)^1 | Formula: AA/(1+ElecDiscountRate)^1 | Formula: -PV (ElecDiscount Rate,T,R)*J | Formula: - PV (ElecDiscount Rate, T, S)*J |  | AF*J*K |  | AH*J*L | AG + AI |  | AG +AI -AK | formula: Logic to lookup from AC tables and adjust by savings and quantity | Formula: Utility Savings (AM)*1.1+AD+AE | formula: AM/AB | formula: AN/AC
| Sch. No. | Order Number | Program Name | Measure Version | Measure Name | First Period Measure Life | Second period Measure Life | Electric End-Use Type | Number of units offered | Savings per Unit Period 1 | Savngs per Unit Period 2 | Incentives Per Unit | Incremental Measure Cost per Unit | Total First Year Savings | Total Incentive | Total Incremental Measure Cost | Unit First Year Non-Energy Benefits | Unit Annual Net Equipment O&M | Total Measure Life | Weighted Life | Agency or Customer Cost per Unit | Percent Unit overhead | Program Overhead Cost | Total Customer Cost | Total Utility Program Costs | Total Resource Cost | PV Total Utility Program Costs | PV Total Resource Costs | PV Total Non-Energy Benefits | PV Total Net Equipment O&M | Unit PV First period Savings for 1 kWh | Total First Period Savings | Unit PV Savings for Second Period for 1 kWh | Total Second period Savings | Unadjusted Total | Decrement | Final UC Total Savings | PV Total Savings UC | PV Total Savings TRC | UC B/C Ratio | TRC B/C Ratio
DBTC: | E250 | 18230015 | Virtual Commissioning {E} | 12975-1 | Commissioning - Virtual - Custom | 5 | 0 | Comm Flat | 1 | 3952874 |  | 1158822.06 | 1254463.62 | 3952874 | 1158822.06 | 1254463.62 |  |  | 5 | 5 | 95641.56 | 100% | 1156517.46 | 95641.56 | 1156517.46 | 2410981.08 | 1082881.5169 | 2257472.9213 | 0 | 0 | 0.39887 | 1576675.0819 | 0.39887 | 0 | 1576675.0819 | 0 | 1576675.0819 | 1576675.0819 | 1734342.5901 | 1.456 | 0.76827
0 | E250 | [17 empty] | 0 | 0 | 0 | 0% | 0 | 0 | 0 | 0 | 0 | 0 | 0 | 0 | #N/A | #N/A | #N/A | #N/A | #N/A | #N/A | #N/A | 0 | 0 | 0 | #DIV/0!
Program Costs: | E250 | [17 empty] | 0 | 0 | 0 | 0% | 0 | 0 | 0 | 0 | 0 | 0 | 0 | 0 | #N/A | #N/A | #N/A | #N/A | #N/A | #N/A | #N/A | 0 | 0 | 0 | #DIV/0!
1156517.46 | E250 | [17 empty] | 0 | 0 | 0 | 0% | 0 | 0 | 0 | 0 | 0 | 0 | 0 | 0 | #N/A | #N/A | #N/A | #N/A | #N/A | #N/A | #N/A | 0 | 0 | 0 | #DIV/0!
Total Savings (kWh): | E250 | [17 empty] | 0 | 0 | 0 | 0% | 0 | 0 | 0 | 0 | 0 | 0 | 0 | 0 | #N/A | #N/A | #N/A | #N/A | #N/A | #N/A | #N/A | 0 | 0 | 0 | #DIV/0!
3952874 | E250 | [17 empty] | 0 | 0 | 0 | 0% | 0 | 0 | 0 | 0 | 0 | 0 | 0 | 0 | #N/A | #N/A | #N/A | #N/A | #N/A | #N/A | #N/A | 0 | 0 | 0 | #DIV/0!
Total Incentives: | E250 | [17 empty] | 0 | 0 | 0 | 0% | 0 | 0 | 0 | 0 | 0 | 0 | 0 | 0 | #N/A | #N/A | #N/A | #N/A | #N/A | #N/A | #N/A | 0 | 0 | 0 | #DIV/0!
1158822.06 | E250 | [17 empty] | 0 | 0 | 0 | 0% | 0 | 0 | 0 | 0 | 0 | 0 | 0 | 0 | #N/A | #N/A | #N/A | #N/A | #N/A | #N/A | #N/A | 0 | 0 | 0 | #DIV/0!
Total Customer Costs: | E250 | [17 empty] | 0 | 0 | 0 | 0% | 0 | 0 | 0 | 0 | 0 | 0 | 0 | 0 | #N/A | #N/A | #N/A | #N/A | #N/A | #N/A | #N/A | 0 | 0 | 0 | #DIV/0!
95641.56 | E250 | [17 empty] | 0 | 0 | 0 | 0% | 0 | 0 | 0 | 0 | 0 | 0 | 0 | 0 | #N/A | #N/A | #N/A | #N/A | #N/A | #N/A | #N/A | 0 | 0 | 0 | #DIV/0!
Weighted Avg Life | [18 empty] | 0 | 0 | 0 | 0% | 0 | 0 | 0 | 0 | 0 | 0 | 0 | 0 | #N/A | #N/A | #N/A | #N/A | #N/A | #N/A | #N/A | 0 | 0 | 0 | #DIV/0!
5 | [18 empty] | 0 | 0 | 0 | 0% | 0 | 0 | 0 | 0 | 0 | 0 | 0 | 0 | #N/A | #N/A | #N/A | #N/A | #N/A | #N/A | #N/A | 0 | 0 | 0 | #DIV/0!
Total Utility Cost | [18 empty] | 0 | 0 | 0 | 0% | 0 | 0 | 0 | 0 | 0 | 0 | 0 | 0 | #N/A | #N/A | #N/A | #N/A | #N/A | #N/A | #N/A | 0 | 0 | 0 | #DIV/0!
1156517.46 | [18 empty] | 0 | 0 | 0 | 0% | 0 | 0 | 0 | 0 | 0 | 0 | 0 | 0 | #N/A | #N/A | #N/A | #N/A | #N/A | #N/A | #N/A | 0 | 0 | 0 | #DIV/0!
Total Resource Cost | [18 empty] | 0 | 0 | 0 | 0% | 0 | 0 | 0 | 0 | 0 | 0 | 0 | 0 | #N/A | #N/A | #N/A | #N/A | #N/A | #N/A | #N/A | 0 | 0 | 0 | #DIV/0!
2410981.08 | [18 empty] | 0 | 0 | 0 | 0% | 0 | 0 | 0 | 0 | 0 | 0 | 0 | 0 | #N/A | #N/A | #N/A | #N/A | #N/A | #N/A | #N/A | 0 | 0 | 0 | #DIV/0!
UC B/C Ratio | [18 empty] | 0 | 0 | 0 | 0% | 0 | 0 | 0 | 0 | 0 | 0 | 0 | 0 | #N/A | #N/A | #N/A | #N/A | #N/A | #N/A | #N/A | 0 | 0 | 0 | #DIV/0!
1.456 | [18 empty] | 0 | 0 | 0 | 0% | 0 | 0 | 0 | 0 | 0 | 0 | 0 | 0 | #N/A | #N/A | #N/A | #N/A | #N/A | #N/A | #N/A | 0 | 0 | 0 | #DIV/0!
TRC B/C Ratio | [18 empty] | 0 | 0 | 0 | 0% | 0 | 0 | 0 | 0 | 0 | 0 | 0 | 0 | #N/A | #N/A | #N/A | #N/A | #N/A | #N/A | #N/A | 0 | 0 | 0 | #DIV/0!
0.76827 | [18 empty] | 0 | 0 | 0 | 0% | 0 | 0 | 0 | 0 | 0 | 0 | 0 | 0 | #N/A | #N/A | #N/A | #N/A | #N/A | #N/A | #N/A | 0 | 0 | 0 | #DIV/0!

## Telecom {E}
Rtn to Summary |  | Order Number | Program Name | Discount Rate: | 6.8% | [9 empty] | Paste in incentives but use DBtC for Total
| Program: | 18239043 | Telecommunications Efficiency {E}
| paste |  |  | paste | paste | paste | paste | paste | paste | paste | paste | paste | paste | Paste | paste | paste | paste | paste | Formula: G + H | Formula: (O/A10)*T | Formula: N - M | Formula: O/A10 | Formula: W*A8 | Formula: Q - P | Formula: X + DBtC | Formula: Q + X | Formula: Z/(1+ElecDiscountRate)^1 | Formula: AA/(1+ElecDiscountRate)^1 | Formula: -PV (ElecDiscount Rate,T,R)*J | Formula: - PV (ElecDiscount Rate, T, S)*J |  | AF*J*K |  | AH*J*L | AG + AI |  | AG +AI -AK | formula: Logic to lookup from AC tables and adjust by savings and quantity | Formula: Utility Savings (AM)*1.1+AD+AE | formula: AM/AB | formula: AN/AC
| Sch. No. | Order Number | Program Name | Measure Version | Measure Name | First Period Measure Life | Second period Measure Life | Electric End-Use Type | Number of units offered | Savings per Unit Period 1 | Savngs per Unit Period 2 | Incentives Per Unit | Incremental Measure Cost per Unit | Total First Year Savings | Total Incentive | Total Incremental Measure Cost | Unit First Year Non-Energy Benefits | Unit Annual Net Equipment O&M | Total Measure Life | Weighted Life | Agency or Customer Cost per Unit | Percent Unit overhead | Program Overhead Cost | Total Customer Cost | Total Utility Program Costs | Total Resource Cost | PV Total Utility Program Costs | PV Total Resource Costs | PV Total Non-Energy Benefits | PV Total Net Equipment O&M | Unit PV First period Savings for 1 kWh | Total First Period Savings | Unit PV Savings for Second Period for 1 kWh | Total Second period Savings | Unadjusted Total | Decrement | Final UC Total Savings | PV Total Savings UC | PV Total Savings TRC | UC B/C Ratio | TRC B/C Ratio
DBTC: | E250 | 18239043 | Telecommunications Efficiency {E} | 10039-1 | HVAC - Other - Custom | 15 | 0 | Comm Flat | 1 | 251803 |  | 109210 | 170222.13 | 251803 | 109210 | 170222.13 |  |  | 15 | 0.52853 | 61012.13 | 3.524% | 19575.3675 | 61012.13 | 117615.7355 | 189797.4975 | 110127.0932 | 177713.0127 | 0 | 0 | 1.0764 | 271032.4029 | 1.0764 | 0 | 271032.4029 | 0 | 271032.4029 | 271032.4029 | 298135.6432 | 2.4611 | 1.6776
2782451 | E250 | 18239043 | Telecommunications Efficiency {E} | 10039-1 | HVAC - Other - Custom | 15 | 0 | Comm Flat | 1 | 2408048 |  | 809493 | 1394581.65 | 2408048 | 809493 | 1394581.65 |  |  | 15 | 5.0544 | 585088.65 | 33.7% | 187203.5862 | 585088.65 | 1124785.3943 | 1581785.2362 | 1053169.8449 | 1481072.3186 | 0 | 0 | 1.0764 | 2591943.0494 | 1.0764 | 0 | 2591943.0494 | 0 | 2591943.0494 | 2591943.0494 | 2851137.3544 | 2.4611 | 1.925
Program Costs: | E250 | 18239043 | Telecommunications Efficiency {E} | 11862-1 | Data Center - UPS - Custom | 10 | 0 | Comm Flat | 1 | 4163241 |  | 1798483 | 3596910 | 4163241 | 1798483 | 3596910 |  |  | 10 | 5.8257 | 1798427 | 58.26% | 323653.7002 | 1798427 | 1944625.9667 | 3920563.7002 | 1820810.8302 | 3670939.7942 | 0 | 0 | 0.76242 | 3174133.0892 | 0.76242 | 0 | 3174133.0892 | 0 | 3174133.0892 | 3174133.0892 | 3491546.3982 | 1.7433 | 0.95113
555561.98 | E250 | 18239043 | Telecommunications Efficiency {E} | 11914-1 | Process - Modification - Custom | 15 | 0 | Comm Flat | 1 | 323245 |  | 65265 | 104630 | 323245 | 65265 | 104630 |  |  | 15 | 0.67848 | 39365 | 4.523% | 25129.326 | 39365 | 150985.8835 | 129759.326 | 141372.5501 | 121497.4963 | 0 | 0 | 1.0764 | 347930.2036 | 1.0764 | 0 | 347930.2036 | 0 | 347930.2036 | 347930.2036 | 382723.224 | 2.4611 | 3.1501
Total Savings (kWh): | E250 | [17 empty] | 0 | 0 | 0 | 0% | 0 | 0 | 0 | 0 | 0 | 0 | 0 | 0 | #N/A | #N/A | #N/A | #N/A | #N/A | #N/A | #N/A | 0 | 0 | 0 | #DIV/0!
7146337 | E250 | [17 empty] | 0 | 0 | 0 | 0% | 0 | 0 | 0 | 0 | 0 | 0 | 0 | 0 | #N/A | #N/A | #N/A | #N/A | #N/A | #N/A | #N/A | 0 | 0 | 0 | #DIV/0!
Total Incentives: | E250 | [17 empty] | 0 | 0 | 0 | 0% | 0 | 0 | 0 | 0 | 0 | 0 | 0 | 0 | #N/A | #N/A | #N/A | #N/A | #N/A | #N/A | #N/A | 0 | 0 | 0 | #DIV/0!
2782451 | E250 | [17 empty] | 0 | 0 | 0 | 0% | 0 | 0 | 0 | 0 | 0 | 0 | 0 | 0 | #N/A | #N/A | #N/A | #N/A | #N/A | #N/A | #N/A | 0 | 0 | 0 | #DIV/0!
Total Customer Costs: | E250 | [17 empty] | 0 | 0 | 0 | 0% | 0 | 0 | 0 | 0 | 0 | 0 | 0 | 0 | #N/A | #N/A | #N/A | #N/A | #N/A | #N/A | #N/A | 0 | 0 | 0 | #DIV/0!
2483892.78 | E250 | [17 empty] | 0 | 0 | 0 | 0% | 0 | 0 | 0 | 0 | 0 | 0 | 0 | 0 | #N/A | #N/A | #N/A | #N/A | #N/A | #N/A | #N/A | 0 | 0 | 0 | #DIV/0!
Weighted Avg Life | [18 empty] | 0 | 0 | 0 | 0% | 0 | 0 | 0 | 0 | 0 | 0 | 0 | 0 | #N/A | #N/A | #N/A | #N/A | #N/A | #N/A | #N/A | 0 | 0 | 0 | #DIV/0!
12.0872 | [18 empty] | 0 | 0 | 0 | 0% | 0 | 0 | 0 | 0 | 0 | 0 | 0 | 0 | #N/A | #N/A | #N/A | #N/A | #N/A | #N/A | #N/A | 0 | 0 | 0 | #DIV/0!
Total Utility Cost | [18 empty] | 0 | 0 | 0 | 0% | 0 | 0 | 0 | 0 | 0 | 0 | 0 | 0 | #N/A | #N/A | #N/A | #N/A | #N/A | #N/A | #N/A | 0 | 0 | 0 | #DIV/0!
3338012.98 | [18 empty] | 0 | 0 | 0 | 0% | 0 | 0 | 0 | 0 | 0 | 0 | 0 | 0 | #N/A | #N/A | #N/A | #N/A | #N/A | #N/A | #N/A | 0 | 0 | 0 | #DIV/0!
Total Resource Cost | [18 empty] | 0 | 0 | 0 | 0% | 0 | 0 | 0 | 0 | 0 | 0 | 0 | 0 | #N/A | #N/A | #N/A | #N/A | #N/A | #N/A | #N/A | 0 | 0 | 0 | #DIV/0!
5821905.76 | [18 empty] | 0 | 0 | 0 | 0% | 0 | 0 | 0 | 0 | 0 | 0 | 0 | 0 | #N/A | #N/A | #N/A | #N/A | #N/A | #N/A | #N/A | 0 | 0 | 0 | #DIV/0!
UC B/C Ratio | [18 empty] | 0 | 0 | 0 | 0% | 0 | 0 | 0 | 0 | 0 | 0 | 0 | 0 | #N/A | #N/A | #N/A | #N/A | #N/A | #N/A | #N/A | 0 | 0 | 0 | #DIV/0!
2.0429 | [18 empty] | 0 | 0 | 0 | 0% | 0 | 0 | 0 | 0 | 0 | 0 | 0 | 0 | #N/A | #N/A | #N/A | #N/A | #N/A | #N/A | #N/A | 0 | 0 | 0 | #DIV/0!
TRC B/C Ratio | [18 empty] | 0 | 0 | 0 | 0% | 0 | 0 | 0 | 0 | 0 | 0 | 0 | 0 | #N/A | #N/A | #N/A | #N/A | #N/A | #N/A | #N/A | 0 | 0 | 0 | #DIV/0!
1.2884 | [18 empty] | 0 | 0 | 0 | 0% | 0 | 0 | 0 | 0 | 0 | 0 | 0 | 0 | #N/A | #N/A | #N/A | #N/A | #N/A | #N/A | #N/A | 0 | 0 | 0 | #DIV/0!

## CI New Construction {E}
Rtn to Summary |  | Order Number | Program Name | Discount Rate: | 6.8% | [9 empty] | Paste in incentives but use DBtC for Total
| Program: | 18230715 | Commercial Industrial New Construction {E}
| paste |  |  | paste | paste | paste | paste | paste | paste | paste | paste | paste | paste | Paste | paste | paste | paste | paste | Formula: G + H | Formula: (O/A10)*T | Formula: N - M | Formula: O/A10 | Formula: W*A8 | Formula: Q - P | Formula: X + DBtC | Formula: Q + X | Formula: Z/(1+ElecDiscountRate)^1 | Formula: AA/(1+ElecDiscountRate)^1 | Formula: -PV (ElecDiscount Rate,T,R)*J | Formula: - PV (ElecDiscount Rate, T, S)*J |  | AF*J*K |  | AH*J*L | AG + AI |  | AG +AI -AK | formula: Logic to lookup from AC tables and adjust by savings and quantity | Formula: Utility Savings (AM)*1.1+AD+AE | formula: AM/AB | formula: AN/AC
| Sch. No. | Order Number | Program Name | Measure Version | Measure Name | First Period Measure Life | Second period Measure Life | Electric End-Use Type | Number of units offered | Savings per Unit Period 1 | Savngs per Unit Period 2 | Incentives Per Unit | Incremental Measure Cost per Unit | Total First Year Savings | Total Incentive | Total Incremental Measure Cost | Unit First Year Non-Energy Benefits | Unit Annual Net Equipment O&M | Total Measure Life | Weighted Life | Agency or Customer Cost per Unit | Percent Unit overhead | Program Overhead Cost | Total Customer Cost | Total Utility Program Costs | Total Resource Cost | PV Total Utility Program Costs | PV Total Resource Costs | PV Total Non-Energy Benefits | PV Total Net Equipment O&M | Unit PV First period Savings for 1 kWh | Total First Period Savings | Unit PV Savings for Second Period for 1 kWh | Total Second period Savings | Unadjusted Total | Decrement | Final UC Total Savings | PV Total Savings UC | PV Total Savings TRC | UC B/C Ratio | TRC B/C Ratio
DBTC: | E251 | 18230715 | Commercial Industrial New Construction {E} | 10039-1 | HVAC - Other - Custom | 15 | 0 | Comm Flat | 1 |  |  | 0 | 0 | 0 | 0 | 0 |  |  | 15 | 0 | 0 | 0% | 0 | 0 | 0 | 0 | 0 | 0 | 0 | 0 | 1.0764 | 0 | 1.0764 | 0 | 0 | 0 | 0 | 0 | 0 | 0 | #DIV/0!
5609399 | E251 | 18230715 | Commercial Industrial New Construction {E} | 10055-1 | Whole Building Design - Custom | 15 | 0 | Comm Flat | 1 | 7844890 |  | 2602845 | 2602845 | 7844890 | 2602845 | 2602845 |  |  | 15 | 6.0879 | 0 | 40.59% | 168501.914 | 0 | 2445126.2735 | 2771346.914 | 2289444.0763 | 2594894.1142 | 0 | 0 | 1.0764 | 8443979.5673 | 1.0764 | 0 | 8443979.5673 | 0 | 8443979.5673 | 8443979.5673 | 9288377.524 | 3.6882 | 3.5795
Program Costs: | E251 | 18230715 | Commercial Industrial New Construction {E} | 10055-1 | Whole Building Design - Custom | 15 | 0 | Comm Flat | 1 | 556331 |  | 383574 | 383574 | 556331 | 383574 | 383574 |  |  | 15 | 0.43173 | 0 | 2.878% | 11949.5415 | 0 | 173399.4415 | 395523.5415 | 162359.0277 | 370340.3946 | 0 | 0 | 1.0764 | 598816.2481 | 1.0764 | 0 | 598816.2481 | 0 | 598816.2481 | 598816.2481 | 658697.8729 | 3.6882 | 1.7786
415173.66 | E251 | 18230715 | Commercial Industrial New Construction {E} | 10056-1 | Unitary Equipment - Custom | 15 | 0 | Comm Space Heat | 1 | 11773 |  | 4709 | 7212 | 11773 | 4709 | 7212 |  |  | 15 | 0.0091362 | 2503 | 0.06091% | 252.8746 | 2503 | 3669.4551 | 7464.8746 | 3435.8194 | 6989.5829 | 0 | 0 | 1.2903 | 15190.9441 | 1.2903 | 0 | 15190.9441 | 0 | 15190.9441 | 15190.9441 | 16710.0385 | 4.4213 | 2.3907
Total Savings (kWh): | E251 | 18230715 | Commercial Industrial New Construction {E} | 10058-1 | Fan - VFD - Custom | 15 | 0 | Comm Flat | 1 | 151553 |  | 67999 | 67999 | 151553 | 67999 | 67999 |  |  | 15 | 0.11761 | 0 | 0.7841% | 3255.2363 | 0 | 47236.6371 | 71254.2363 | 44229.061 | 66717.4497 | 0 | 0 | 1.0764 | 163126.6258 | 1.0764 | 0 | 163126.6258 | 0 | 163126.6258 | 163126.6258 | 179439.2884 | 3.6882 | 2.6895
19329108 | E251 | 18230715 | Commercial Industrial New Construction {E} | 10059-1 | Lighting - Custom | 20 | 0 | Comm Lighting | 1 | 676371 |  | 125750 | 477129 | 676371 | 125750 | 477129 |  |  | 20 | 0.69985 | 351379 | 3.499% | 14527.9039 | 351379 | 210813.9824 | 491656.9039 | 197391.3693 | 460352.9063 | 0 | 0 | 1.3696 | 926339.814 | 1.3696 | 0 | 926339.814 | 0 | 926339.814 | 926339.814 | 1018973.7954 | 4.6929 | 2.2135
Total Incentives: | E251 | 18230715 | Commercial Industrial New Construction {E} | 10059-1 | Lighting - Custom | 20 | 0 | Comm Lighting | 1 | 943135 |  | 165048 | 214571 | 943135 | 165048 | 214571 |  |  | 20 | 0.97587 | 49523 | 4.879% | 20257.7796 | 49523 | 293960.0387 | 234828.7796 | 275243.4819 | 219877.1345 | 0 | 0 | 1.3696 | 1291692.7256 | 1.3696 | 0 | 1291692.7256 | 0 | 1291692.7256 | 1291692.7256 | 1420861.9981 | 4.6929 | 6.4621
5609399 | E251 | 18230715 | Commercial Industrial New Construction {E} | 10065-1 | Motor - Custom | 15 | 0 | Comm Flat | 1 | 16008 |  | 5900 | 10576.35 | 16008 | 5900 | 10576.35 |  |  | 15 | 0.012423 | 4676.35 | 0.08282% | 343.8389 | 4676.35 | 4989.4366 | 10920.1889 | 4671.7571 | 10224.896 | 0 | 0 | 1.0764 | 17230.4806 | 1.0764 | 0 | 17230.4806 | 0 | 17230.4806 | 17230.4806 | 18953.5287 | 3.6882 | 1.8537
Total Customer Costs: | E251 | 18230715 | Commercial Industrial New Construction {E} | 10073-1 | Boiler - Hot Water - Custom | 24 | 0 | Comm Water Heat | 1 |  |  | 0 | 0 | 0 | 0 | 0 |  |  | 24 | 0 | 0 | 0% | 0 | 0 | 0 | 0 | 0 | 0 | 0 | 0 | 1.5014 | 0 | 1.5014 | 0 | 0 | 0 | 0 | 0 | 0 | 0 | #DIV/0!
1032518.35 | E251 | 18230715 | Commercial Industrial New Construction {E} | 10076-1 | Lighting Power Density Reduction - Custom | 15 | 0 | Comm Lighting | 1 | 141126 |  | 35927 | 35927 | 141126 | 35927 | 35927 |  |  | 15 | 0.10952 | 0 | 0.7301% | 3031.2727 | 0 | 43986.7086 | 38958.2727 | 41186.0567 | 36477.7835 | 0 | 0 | 1.0915 | 154038.2393 | 1.0915 | 0 | 154038.2393 | 0 | 154038.2393 | 154038.2393 | 169442.0632 | 3.7401 | 4.6451
Weighted Avg Life | E251 | 18230715 | Commercial Industrial New Construction {E} | 10076-1 | Lighting Power Density Reduction - Custom | 15 | 0 | Comm Lighting | 1 | 855531 |  | 162259 | 213279 | 855531 | 162259 | 213279 |  |  | 15 | 0.66392 | 51020 | 4.426% | 18376.1163 | 51020 | 266655.2783 | 231655.1163 | 249677.2268 | 216905.5396 | 0 | 0 | 1.0915 | 933807.299 | 1.0915 | 0 | 933807.299 | 0 | 933807.299 | 933807.299 | 1027188.029 | 3.7401 | 4.7356
12.7989 | E251 | 18230715 | Commercial Industrial New Construction {E} | 10076-1 | Lighting Power Density Reduction - Custom | 15 | 0 | Comm Lighting | 1 | 394907 |  | 96103 | 96103 | 394907 | 96103 | 96103 |  |  | 15 | 0.30646 | 0 | 2.043% | 8482.2841 | 0 | 123086.1722 | 104585.2841 | 115249.2249 | 97926.2959 | 0 | 0 | 1.0915 | 431038.7806 | 1.0915 | 0 | 431038.7806 | 0 | 431038.7806 | 431038.7806 | 474142.6587 | 3.7401 | 4.8418
Total Utility Cost | E251 | 18230715 | Commercial Industrial New Construction {E} | 12308-1 | HVAC - VRF - Custom | 20 | 0 | Comm Space Heat | 1 | 158395 |  | 120300 | 137944 | 158395 | 120300 | 137944 |  |  | 20 | 0.16389 | 17644 | 0.8195% | 3402.1969 | 17644 | 49369.1787 | 141346.1969 | 46225.8227 | 132346.6263 | 0 | 0 | 1.6019 | 253731.8118 | 1.6019 | 0 | 253731.8118 | 0 | 253731.8118 | 253731.8118 | 279104.993 | 5.489 | 2.1089
6024572.66 | E251 | 18230715 | Commercial Industrial New Construction {E} | 13201-1 | EUI - Base - Custom | 15 | 0 | Comm Flat | 1 |  |  | 0 | 0 | 0 | 0 | 0 |  |  | 15 | 0 | 0 | 0% | 0 | 0 | 0 | 0 | 0 | 0 | 0 | 0 | 1.0764 | 0 | 1.0764 | 0 | 0 | 0 | 0 | 0 | 0 | 0 | #DIV/0!
Total Resource Cost | E251 | 18230715 | Commercial Industrial New Construction {E} | 13201-1 | EUI - Base - Custom | 15 | 0 | Comm Flat | 1 | 225131 |  | 90053 | 90053 | 225131 | 90053 | 90053 |  |  | 15 | 0.17471 | 0 | 1.165% | 4835.6324 | 0 | 70169.7185 | 94888.6324 | 65701.9836 | 88847.0341 | 0 | 0 | 1.0764 | 242323.5461 | 1.0764 | 0 | 242323.5461 | 0 | 242323.5461 | 242323.5461 | 266555.9008 | 3.6882 | 3.0002
7057091.01 | E251 | 18230715 | Commercial Industrial New Construction {E} | 13201-1 | EUI - Base - Custom | 15 | 0 | Comm Flat | 1 | 82577 |  | 35773 | 35773 | 82577 | 35773 | 35773 |  |  | 15 | 0.064082 | 0 | 0.4272% | 1773.6874 | 0 | 25737.9252 | 37546.6874 | 24099.1809 | 35156.0743 | 0 | 0 | 1.0764 | 88883.1457 | 1.0764 | 0 | 88883.1457 | 0 | 88883.1457 | 88883.1457 | 97771.4602 | 3.6882 | 2.7811
UC B/C Ratio | E251 | 18230715 | Commercial Industrial New Construction {E} | 13202-1 | EUI - Performance - Custom | 15 | 0 | Comm Flat | 1 | 1556471 |  | 622588 | 622588 | 1556471 | 622588 | 622588 |  |  | 15 | 1.2079 | 0 | 8.052% | 33431.7425 | 0 | 485127.0236 | 656019.7425 | 454238.7861 | 614250.6952 | 0 | 0 | 1.0764 | 1675333.7932 | 1.0764 | 0 | 1675333.7932 | 0 | 1675333.7932 | 1675333.7932 | 1842867.1725 | 3.6882 | 3.0002
3.1878 | E251 | 18230715 | Commercial Industrial New Construction {E} | 13210-1 | Lighting - Horticulture - Custom | 6 | 0 | Comm Lighting | 1 | 704872 |  | 105731 | 294640 | 704872 | 105731 | 294640 |  |  | 6 | 0.2188 | 188909 | 3.647% | 15140.0824 | 188909 | 219697.2866 | 309780.0824 | 205709.0699 | 290056.2569 | 0 | 0 | 0.48064 | 338792.5651 | 0.48064 | 0 | 338792.5651 | 0 | 338792.5651 | 338792.5651 | 372671.8216 | 1.647 | 1.2848
TRC B/C Ratio | E251 | 18230715 | Commercial Industrial New Construction {E} | 13210-1 | Lighting - Horticulture - Custom | 6 | 0 | Comm Lighting | 1 | 5010037 |  | 984840 | 1351704 | 5010037 | 984840 | 1351704 |  |  | 6 | 1.5552 | 366864 | 25.92% | 107611.5565 | 366864 | 1561548.1033 | 1459315.5565 | 1462123.6922 | 1366400.3338 | 0 | 0 | 0.48064 | 2408044.7041 | 0.48064 | 0 | 2408044.7041 | 0 | 2408044.7041 | 2408044.7041 | 2648849.1745 | 1.647 | 1.9386
2.9935 | E251 | 18230715 | Commercial Industrial New Construction {E} | 13339-1 | Therm Purchase - Whole Building Design - Custom | 15 | 0 | SF Space Heat | 1 |  |  | 0 | 0 | 0 | 0 | 0 |  |  | 15 | 0 | 0 | 0% | 0 | 0 | 0 | 0 | 0 | 0 | 0 | 0 | 1.3032 | 0 | 1.3032 | 0 | 0 | 0 | 0 | 0 | 0 | 0 | #DIV/0!
| E251 | 18230715 | Commercial Industrial New Construction {E} | [15 empty] | 0 | 0 | 0 | 0% | 0 | 0 | 0 | 0 | 0 | 0 | 0 | 0 | #N/A | #N/A | #N/A | #N/A | #N/A | #N/A | #N/A | 0 | 0 | 0 | #DIV/0!
[19 empty] | 0 | 0 | 0 | 0% | 0 | 0 | 0 | 0 | 0 | 0 | 0 | 0 | #N/A | #N/A | #N/A | #N/A | #N/A | #N/A | #N/A | 0 | 0 | 0 | #DIV/0!
[19 empty] | 0 | 0 | 0 | 0% | 0 | 0 | 0 | 0 | 0 | 0 | 0 | 0 | #N/A | #N/A | #N/A | #N/A | #N/A | #N/A | #N/A | 0 | 0 | 0 | #DIV/0!

## Com SEM {E}
Rtn to Summary |  | Order Number | Program Name | Discount Rate: | 6.8% | [9 empty] | Paste in incentives but use DBtC for Total
| Program: | 18230723 | Commercial Strategic Energy Management {E}
| paste |  |  | paste | paste | paste | paste | paste | paste | paste | paste | paste | paste | Paste | paste | paste | paste | paste | Formula: G + H | Formula: (O/A10)*T | Formula: N - M | Formula: O/A10 | Formula: W*A8 | Formula: Q - P | Formula: X + DBtC | Formula: Q + X | Formula: Z/(1+ElecDiscountRate)^1 | Formula: AA/(1+ElecDiscountRate)^1 | Formula: -PV (ElecDiscount Rate,T,R)*J | Formula: - PV (ElecDiscount Rate, T, S)*J |  | AF*J*K |  | AH*J*L | AG + AI |  | AG +AI -AK | formula: Logic to lookup from AC tables and adjust by savings and quantity | Formula: Utility Savings (AM)*1.1+AD+AE | formula: AM/AB | formula: AN/AC
| Sch. No. | Order Number | Program Name | Measure Version | Measure Name | First Period Measure Life | Second period Measure Life | Electric End-Use Type | Number of units offered | Savings per Unit Period 1 | Savngs per Unit Period 2 | Incentives Per Unit | Incremental Measure Cost per Unit | Total First Year Savings | Total Incentive | Total Incremental Measure Cost | Unit First Year Non-Energy Benefits | Unit Annual Net Equipment O&M | Total Measure Life | Weighted Life | Agency or Customer Cost per Unit | Percent Unit overhead | Program Overhead Cost | Total Customer Cost | Total Utility Program Costs | Total Resource Cost | PV Total Utility Program Costs | PV Total Resource Costs | PV Total Non-Energy Benefits | PV Total Net Equipment O&M | Unit PV First period Savings for 1 kWh | Total First Period Savings | Unit PV Savings for Second Period for 1 kWh | Total Second period Savings | Unadjusted Total | Decrement | Final UC Total Savings | PV Total Savings UC | PV Total Savings TRC | UC B/C Ratio | TRC B/C Ratio
DBTC: | E253 | 18230723 | Commercial Strategic Energy Management {E} | 12092-1 | CSEM - Performance Incentive - Year 1 | 3 | 0 | Comm Flat | 1 | 2708475 |  | 56249.6 | 96207 | 2708475 | 56249.6 | 96207 |  |  | 3 | 0.56635 | 39957.4 | 18.88% | 234780.8285 | 39957.4 | 355189.5161 | 330987.8285 | 332574.4533 | 309913.6971 | 0 | 0 | 0.24823 | 672315.1015 | 0.24823 | 0 | 672315.1015 | 0 | 672315.1015 | 672315.1015 | 739546.6117 | 2.0215 | 2.3863
637816.24 | E253 | 18230723 | Commercial Strategic Energy Management {E} | 12092-1 | CSEM - Performance Incentive - Year 1 | 3 | 0 | Comm Flat | 1 | 129516 |  | 2590 | 5181 | 129516 | 2590 | 5181 |  |  | 3 | 0.027082 | 2591 | 0.9027% | 11226.9354 | 2591 | 16984.7332 | 16407.9354 | 15903.3083 | 15363.2354 | 0 | 0 | 0.24823 | 32149.2953 | 0.24823 | 0 | 32149.2953 | 0 | 32149.2953 | 32149.2953 | 35364.2249 | 2.0215 | 2.3019
Program Costs: | E253 | 18230723 | Commercial Strategic Energy Management {E} | 12093-1 | CSEM - Performance Incentive - Year 2 | 3 | 0 | Comm Flat | 1 | 6653937 |  | 150940 | 266157 | 6653937 | 150940 | 266157 |  |  | 3 | 1.3914 | 115217 | 46.38% | 576788.3558 | 115217 | 872597.5552 | 842945.3558 | 817038.9093 | 789274.6777 | 0 | 0 | 0.24823 | 1651683.0798 | 0.24823 | 0 | 1651683.0798 | 0 | 1651683.0798 | 1651683.0798 | 1816851.3878 | 2.0215 | 2.3019
1243656.32 | E253 | 18230723 | Commercial Strategic Energy Management {E} | 12094-1 | CSEM - Performance Incentive - Year 3 | 3 | 0 | Comm Flat | 1 | 4855121 |  | 113248 | 194204 | 4855121 | 113248 | 194204 |  |  | 3 | 1.0152 | 80956 | 33.84% | 420860.2003 | 80956 | 636700.7555 | 615064.2003 | 596161.7561 | 575902.8093 | 0 | 0 | 0.24823 | 1205169.3916 | 0.24823 | 0 | 1205169.3916 | 0 | 1205169.3916 | 1205169.3916 | 1325686.3308 | 2.0215 | 2.3019
Total Savings (kWh): | E253 | 18230723 | Commercial Strategic Energy Management {E} | 12095-1 | CSEM - Target Incentive - Year 1 | 3 | 0 | Comm Flat | 1 |  |  | 0 | 0 | 0 | 0 | 0 |  |  | 3 | 0 | 0 | 0% | 0 | 0 | 0 | 0 | 0 | 0 | 0 | 0 | 0.24823 | 0 | 0.24823 | 0 | 0 | 0 | 0 | 0 | 0 | 0 | #DIV/0!
14347049 | E253 | 18230723 | Commercial Strategic Energy Management {E} | 12095-1 | CSEM - Target Incentive - Year 1 | 3 | 0 | Comm Flat | 1 |  |  | 25600 | 25600 | 0 | 25600 | 25600 |  |  | 3 | 0 | 0 | 0% | 0 | 0 | 0 | 25600 | 0 | 23970.0375 | 0 | 0 | 0.24823 | 0 | 0.24823 | 0 | 0 | 0 | 0 | 0 | 0 | 0 | 0
Total Incentives: | E253 | 18230723 | Commercial Strategic Energy Management {E} | 12096-1 | CSEM - Target Incentive - Year 2 | 3 | 0 | Comm Flat | 1 |  |  | 120508 | 134841 | 0 | 120508 | 134841 |  |  | 3 | 0 | 14333 | 0% | 0 | 14333 | 0 | 134841 | 0 | 126255.618 | 0 | 0 | 0.24823 | 0 | 0.24823 | 0 | 0 | 0 | 0 | 0 | 0 | 0 | 0
628810.24 | E253 | 18230723 | Commercial Strategic Energy Management {E} | 12097-1 | CSEM - Target Incentive - Year 3 | 3 | 0 | Comm Flat | 1 |  |  | 94571 | 94571 | 0 | 94571 | 94571 |  |  | 3 | 0 | 0 | 0% | 0 | 0 | 0 | 94571 | 0 | 88549.6255 | 0 | 0 | 0.24823 | 0 | 0.24823 | 0 | 0 | 0 | 0 | 0 | 0 | 0 | 0
Total Customer Costs: | E253 | 18230723 | Commercial Strategic Energy Management {E} | 12098-1 | CSEM - Start Up Incentive - Year 1 | 3 | 0 | Comm Flat | 1 |  |  | 8300 | 8300 | 0 | 8300 | 8300 |  |  | 3 | 0 | 0 | 0% | 0 | 0 | 0 | 8300 | 0 | 7771.5356 | 0 | 0 | 0.24823 | 0 | 0.24823 | 0 | 0 | 0 | 0 | 0 | 0 | 0 | 0
253054.4 | E253 | 18230723 | Commercial Strategic Energy Management {E} | 12098-1 | CSEM - Start Up Incentive - Year 1 | 3 | 0 | Comm Flat | 1 |  |  | 42798.64 | 42798.64 | 0 | 42798.64 | 42798.64 |  |  | 3 | 0 | 0 | 0% | 0 | 0 | 0 | 42798.64 | 0 | 40073.633 | 0 | 0 | 0.24823 | 0 | 0.24823 | 0 | 0 | 0 | 0 | 0 | 0 | 0 | 0
Weighted Avg Life | E253 | 18230723 | Commercial Strategic Energy Management {E} | 12099-1 | CSEM - Training Allowance - Year 1 | 3 | 0 | Comm Flat | 1 |  |  | 0 | 0 | 0 | 0 | 0 |  |  | 3 | 0 | 0 | 0% | 0 | 0 | 0 | 0 | 0 | 0 | 0 | 0 | 0.24823 | 0 | 0.24823 | 0 | 0 | 0 | 0 | 0 | 0 | 0 | #DIV/0!
3 | E253 | 18230723 | Commercial Strategic Energy Management {E} | 12099-1 | CSEM - Training Allowance - Year 1 | 3 | 0 | Comm Flat | 1 |  |  | 4740 | 4740 | 0 | 4740 | 4740 |  |  | 3 | 0 | 0 | 0% | 0 | 0 | 0 | 4740 | 0 | 4438.2022 | 0 | 0 | 0.24823 | 0 | 0.24823 | 0 | 0 | 0 | 0 | 0 | 0 | 0 | 0
Total Utility Cost |  |  |  | 12100-1 | CSEM - Training Allowance - Year 2 | 3 | 0 | Comm Flat | 1 |  |  | 4590 | 4590 | 0 | 4590 | 4590 |  |  | 3 | 0 | 0 | 0% | 0 | 0 | 0 | 4590 | 0 | 4297.7528 | 0 | 0 | 0.24823 | 0 | 0.24823 | 0 | 0 | 0 | 0 | 0 | 0 | 0 | 0
1881472.56 |  |  |  | 12101-1 | CSEM - Training Allowance - Year 3 | 3 | 0 | Comm Flat | 1 |  |  | 4675 | 4675 | 0 | 4675 | 4675 |  |  | 3 | 0 | 0 | 0% | 0 | 0 | 0 | 4675 | 0 | 4377.3408 | 0 | 0 | 0.24823 | 0 | 0.24823 | 0 | 0 | 0 | 0 | 0 | 0 | 0 | 0
Total Resource Cost | [18 empty] | 0 | 0 | 0 | 0% | 0 | 0 | 0 | 0 | 0 | 0 | 0 | 0 | #N/A | #N/A | #N/A | #N/A | #N/A | #N/A | #N/A | 0 | 0 | 0 | #DIV/0!
2125520.96 | [18 empty] | 0 | 0 | 0 | 0% | 0 | 0 | 0 | 0 | 0 | 0 | 0 | 0 | #N/A | #N/A | #N/A | #N/A | #N/A | #N/A | #N/A | 0 | 0 | 0 | #DIV/0!
UC B/C Ratio | [18 empty] | 0 | 0 | 0 | 0% | 0 | 0 | 0 | 0 | 0 | 0 | 0 | 0 | #N/A | #N/A | #N/A | #N/A | #N/A | #N/A | #N/A | 0 | 0 | 0 | #DIV/0!
2.0215 | [18 empty] | 0 | 0 | 0 | 0% | 0 | 0 | 0 | 0 | 0 | 0 | 0 | 0 | #N/A | #N/A | #N/A | #N/A | #N/A | #N/A | #N/A | 0 | 0 | 0 | #DIV/0!
TRC B/C Ratio | [18 empty] | 0 | 0 | 0 | 0% | 0 | 0 | 0 | 0 | 0 | 0 | 0 | 0 | #N/A | #N/A | #N/A | #N/A | #N/A | #N/A | #N/A | 0 | 0 | 0 | #DIV/0!
1.9684 | [18 empty] | 0 | 0 | 0 | 0% | 0 | 0 | 0 | 0 | 0 | 0 | 0 | 0 | #N/A | #N/A | #N/A | #N/A | #N/A | #N/A | #N/A | 0 | 0 | 0 | #DIV/0!
[19 empty] | 0 | 0 | 0 | 0% | 0 | 0 | 0 | 0 | 0 | 0 | 0 | 0 | #N/A | #N/A | #N/A | #N/A | #N/A | #N/A | #N/A | 0 | 0 | 0 | #DIV/0!
[19 empty] | 0 | 0 | 0 | 0% | 0 | 0 | 0 | 0 | 0 | 0 | 0 | 0 | #N/A | #N/A | #N/A | #N/A | #N/A | #N/A | #N/A | 0 | 0 | 0 | #DIV/0!
[19 empty] | 0 | 0 | 0 | 0% | 0 | 0 | 0 | 0 | 0 | 0 | 0 | 0 | #N/A | #N/A | #N/A | #N/A | #N/A | #N/A | #N/A | 0 | 0 | 0 | #DIV/0!
[19 empty] | 0 | 0 | 0 | 0% | 0 | 0 | 0 | 0 | 0 | 0 | 0 | 0 | #N/A | #N/A | #N/A | #N/A | #N/A | #N/A | #N/A | 0 | 0 | 0 | #DIV/0!

## P4P {E}
Rtn to Summary |  | Order Number | Program Name | Discount Rate: | 6.8% | [9 empty] | Paste in incentives but use DBtC for Total
| Program: | 18236102 | Pay for Performance {E}
| paste |  |  | paste | paste | paste | paste | paste | paste | paste | paste | paste | paste | Paste | paste | paste | paste | paste | Formula: G + H | Formula: (O/A10)*T | Formula: N - M | Formula: O/A10 | Formula: W*A8 | Formula: Q - P | Formula: X + DBtC | Formula: Q + X | Formula: Z/(1+ElecDiscountRate)^1 | Formula: AA/(1+ElecDiscountRate)^1 | Formula: -PV (ElecDiscount Rate,T,R)*J | Formula: - PV (ElecDiscount Rate, T, S)*J |  | AF*J*K |  | AH*J*L | AG + AI |  | AG +AI -AK | formula: Logic to lookup from AC tables and adjust by savings and quantity | Formula: Utility Savings (AM)*1.1+AD+AE | formula: AM/AB | formula: AN/AC
| Sch. No. | Order Number | Program Name | Measure Version | Measure Name | First Period Measure Life | Second period Measure Life | Electric End-Use Type | Number of units offered | Savings per Unit Period 1 | Savngs per Unit Period 2 | Incentives Per Unit | Incremental Measure Cost per Unit | Total First Year Savings | Total Incentive | Total Incremental Measure Cost | Unit First Year Non-Energy Benefits | Unit Annual Net Equipment O&M | Total Measure Life | Weighted Life | Agency or Customer Cost per Unit | Percent Unit overhead | Program Overhead Cost | Total Customer Cost | Total Utility Program Costs | Total Resource Cost | PV Total Utility Program Costs | PV Total Resource Costs | PV Total Non-Energy Benefits | PV Total Net Equipment O&M | Unit PV First period Savings for 1 kWh | Total First Period Savings | Unit PV Savings for Second Period for 1 kWh | Total Second period Savings | Unadjusted Total | Decrement | Final UC Total Savings | PV Total Savings UC | PV Total Savings TRC | UC B/C Ratio | TRC B/C Ratio
DBTC: |  | 18236102 | Pay for Performance {E} | 12196-1 | PFP: Base Incentive - Year 1 | 28 | 0 | Comm Flat | 1 | 24220 |  | 9688 | 22282 | 24220 | 9688 | 22282 |  |  | 28 | 0.89078 | 12594 | 3.181% | 1896.2483 | 12594 | 7496.4591 | 24178.2483 | 7019.1565 | 22638.8093 | 0 | 0 | 1.6572 | 40137.9058 | 1.6572 | 0 | 40137.9058 | 0 | 40137.9058 | 40137.9058 | 44151.6964 | 5.7183 | 1.9503
176033.1 |  | 18236102 | Pay for Performance {E} | 12196-1 | PFP: Base Incentive - Year 1 | 20 | 0 | Comm Flat | 1 | 214723 |  | 96625 | 222238 | 214723 | 96625 | 222238 |  |  | 20 | 5.6408 | 125613 | 28.2% | 16811.2356 | 125613 | 66460.0408 | 239049.2356 | 62228.5026 | 223828.8723 | 0 | 0 | 1.3527 | 290456.1515 | 1.3527 | 0 | 290456.1515 | 0 | 290456.1515 | 290456.1515 | 319501.7667 | 4.6676 | 1.4274
Program Costs: |  | 18236102 | Pay for Performance {E} | 12196-1 | PFP: Base Incentive - Year 1 | 20 | 0 | Comm Flat | 1 |  |  | 0 | 0 | 0 | 0 | 0 |  |  | 20 | 0 | 0 | 0% | 0 | 0 | 0 | 0 | 0 | 0 | 0 | 0 | 1.3527 | 0 | 1.3527 | 0 | 0 | 0 | 0 | 0 | 0 | 0 | #DIV/0!
59605.34 |  | 18236102 | Pay for Performance {E} | 12197-1 | PFP: Base Incentive - Year 2 | 20 | 0 | Comm Flat | 1 |  |  | 0 | 0 | 0 | 0 | 0 |  |  | 20 | 0 | 0 | 0% | 0 | 0 | 0 | 0 | 0 | 0 | 0 | 0 | 1.3527 | 0 | 1.3527 | 0 | 0 | 0 | 0 | 0 | 0 | 0 | #DIV/0!
Total Savings (kWh): |  | 18236102 | Pay for Performance {E} | 12197-1 | PFP: Base Incentive - Year 2 | 20 | 0 | Comm Flat | 1 | 35899 |  | 10770 | 24771 | 35899 | 10770 | 24771 |  |  | 20 | 0.94308 | 14001 | 4.715% | 2810.6283 | 14001 | 11111.2876 | 27581.6283 | 10403.8273 | 25825.4947 | 0 | 0 | 1.3527 | 48560.6357 | 1.3527 | 0 | 48560.6357 | 0 | 48560.6357 | 48560.6357 | 53416.6993 | 4.6676 | 2.0684
761314.5 |  | 18236102 | Pay for Performance {E} | 12197-1 | PFP: Base Incentive - Year 2 | 20 | 0 | Comm Flat | 1 | 12948 |  | 4532 | 10423 | 12948 | 4532 | 10423 |  |  | 20 | 0.34015 | 5891 | 1.701% | 1013.7334 | 5891 | 4007.6033 | 11436.7334 | 3752.4376 | 10708.5519 | 0 | 0 | 1.3527 | 17514.7807 | 1.3527 | 0 | 17514.7807 | 0 | 17514.7807 | 17514.7807 | 19266.2587 | 4.6676 | 1.7991
Total Incentives: |  | 18236102 | Pay for Performance {E} | 12198-1 | PFP: Performance Incentive - Year 2 | 1 | 0 | Comm Flat | 1 |  |  | 0 | 0 | 0 | 0 | 0 |  |  | 1 | 0 | 0 | 0% | 0 | 0 | 0 | 0 | 0 | 0 | 0 | 0 | 0.086162 | 0 | 0.086162 | 0 | 0 | 0 | 0 | 0 | 0 | 0 | #DIV/0!
176033.1 |  | 18236102 | Pay for Performance {E} | 12198-1 | PFP: Performance Incentive - Year 2 | 1 | 0 | Comm Flat | 1 | 78386 |  | 3919 | 9014 | 78386 | 3919 | 9014 |  |  | 1 | 0.10296 | 5095 | 10.3% | 6137.0487 | 5095 | 24261.6616 | 15151.0487 | 22716.9116 | 14186.3752 | 0 | 0 | 0.086162 | 6753.902 | 0.086162 | 0 | 6753.902 | 0 | 6753.902 | 6753.902 | 7429.2922 | 0.29731 | 0.52369
Total Customer Costs: |  | 18236102 | Pay for Performance {E} | 12198-1 | PFP: Performance Incentive - Year 2 | 1 | 0 | Comm Flat | 1 |  |  | 0 | 0 | 0 | 0 | 0 |  |  | 1 | 0 | 0 | 0% | 0 | 0 | 0 | 0 | 0 | 0 | 0 | 0 | 0.086162 | 0 | 0.086162 | 0 | 0 | 0 | 0 | 0 | 0 | 0 | #DIV/0!
215619.5 |  | 18236102 | Pay for Performance {E} | 12199-1 | PFP: Base Incentive - Year 3 | 20 | 0 | Comm Flat | 1 | 29066 |  | 10173.1 | 10173.1 | 29066 | 10173.1 | 10173.1 |  |  | 20 | 0.76357 | 0 | 3.818% | 2275.6546 | 0 | 8996.37 | 12448.7546 | 8423.5674 | 11656.1372 | 0 | 0 | 1.3527 | 39317.6255 | 1.3527 | 0 | 39317.6255 | 0 | 39317.6255 | 39317.6255 | 43249.388 | 4.6676 | 3.7104
Weighted Avg Life |  | 18236102 | Pay for Performance {E} | 12199-1 | PFP: Base Incentive - Year 3 | 20 | 0 | Comm Flat | 1 | 52631.5 |  | 15789 | 36316 | 52631.5 | 15789 | 36316 |  |  | 20 | 1.3826 | 20527 | 6.913% | 4120.6603 | 20527 | 16290.2513 | 40436.6603 | 15253.0443 | 37862.0415 | 0 | 0 | 1.3527 | 71194.7157 | 1.3527 | 0 | 71194.7157 | 0 | 71194.7157 | 71194.7157 | 78314.1873 | 4.6676 | 2.0684
11.2132 |  | 18236102 | Pay for Performance {E} | 12199-1 | PFP: Base Incentive - Year 3 | 20 | 0 | Comm Flat | 1 | 29548 |  | 10342 | 23787 | 29548 | 10342 | 23787 |  |  | 20 | 0.77624 | 13445 | 3.881% | 2313.3916 | 13445 | 9145.5563 | 26100.3916 | 8563.255 | 24438.5689 | 0 | 0 | 1.3527 | 39969.6277 | 1.3527 | 0 | 39969.6277 | 0 | 39969.6277 | 39969.6277 | 43966.5905 | 4.6676 | 1.7991
Total Utility Cost |  | 18236102 | Pay for Performance {E} | 12200-1 | PFP: Performance Incentive - Year 3 | 1 | 0 | Comm Flat | 1 | 283893 |  | 14195 | 32648.5 | 283893 | 14195 | 32648.5 |  |  | 1 | 0.3729 | 18453.5 | 37.29% | 22226.7391 | 18453.5 | 87869.21 | 54875.2391 | 82274.5412 | 51381.31 | 0 | 0 | 0.086162 | 24460.8157 | 0.086162 | 0 | 24460.8157 | 0 | 24460.8157 | 24460.8157 | 26906.8973 | 0.29731 | 0.52367
235638.44 |  | 18236102 | Pay for Performance {E} | 12200-1 | PFP: Performance Incentive - Year 3 | 1 | 0 | Comm Flat | 1 |  |  | 0 | 0 | 0 | 0 | 0 |  |  | 1 | 0 | 0 | 0% | 0 | 0 | 0 | 0 | 0 | 0 | 0 | 0 | 0.086162 | 0 | 0.086162 | 0 | 0 | 0 | 0 | 0 | 0 | 0 | #DIV/0!
Total Resource Cost | [18 empty] | 0 | 0 | 0 | 0% | 0 | 0 | 0 | 0 | 0 | 0 | 0 | 0 | #N/A | #N/A | #N/A | #N/A | #N/A | #N/A | #N/A | 0 | 0 | 0 | #DIV/0!
451257.94 | [18 empty] | 0 | 0 | 0 | 0% | 0 | 0 | 0 | 0 | 0 | 0 | 0 | 0 | #N/A | #N/A | #N/A | #N/A | #N/A | #N/A | #N/A | 0 | 0 | 0 | #DIV/0!
UC B/C Ratio | [18 empty] | 0 | 0 | 0 | 0% | 0 | 0 | 0 | 0 | 0 | 0 | 0 | 0 | #N/A | #N/A | #N/A | #N/A | #N/A | #N/A | #N/A | 0 | 0 | 0 | #DIV/0!
2.6214 | [18 empty] | 0 | 0 | 0 | 0% | 0 | 0 | 0 | 0 | 0 | 0 | 0 | 0 | #N/A | #N/A | #N/A | #N/A | #N/A | #N/A | #N/A | 0 | 0 | 0 | #DIV/0!
TRC B/C Ratio | [18 empty] | 0 | 0 | 0 | 0% | 0 | 0 | 0 | 0 | 0 | 0 | 0 | 0 | #N/A | #N/A | #N/A | #N/A | #N/A | #N/A | #N/A | 0 | 0 | 0 | #DIV/0!
1.5057 | [18 empty] | 0 | 0 | 0 | 0% | 0 | 0 | 0 | 0 | 0 | 0 | 0 | 0 | #N/A | #N/A | #N/A | #N/A | #N/A | #N/A | #N/A | 0 | 0 | 0 | #DIV/0!

## LPU 449 {E}
Rtn to Summary |  | Order Number | Program Name | Discount Rate: | 6.8% | [9 empty] | Paste in incentives but use DBtC for Total
| Program: | 18230720 | High Voltage Program 449 {E}
| paste |  |  | paste | paste | paste | paste | paste | paste | paste | paste | paste | paste | Paste | paste | paste | paste | paste | Formula: G + H | Formula: (O/A10)*T | Formula: N - M | Formula: O/A10 | Formula: W*A8 | Formula: Q - P | Formula: X + DBtC | Formula: Q + X | Formula: Z/(1+ElecDiscountRate)^1 | Formula: AA/(1+ElecDiscountRate)^1 | Formula: -PV (ElecDiscount Rate,T,R)*J | Formula: - PV (ElecDiscount Rate, T, S)*J |  | AF*J*K |  | AH*J*L | AG + AI |  | AG +AI -AK | formula: Logic to lookup from AC tables and adjust by savings and quantity | Formula: Utility Savings (AM)*1.1+AD+AE | formula: AM/AB | formula: AN/AC
| Sch. No. | Order Number | Program Name | Measure Version | Measure Name | First Period Measure Life | Second period Measure Life | Electric End-Use Type | Number of units offered | Savings per Unit Period 1 | Savngs per Unit Period 2 | Incentives Per Unit | Incremental Measure Cost per Unit | Total First Year Savings | Total Incentive | Total Incremental Measure Cost | Unit First Year Non-Energy Benefits | Unit Annual Net Equipment O&M | Total Measure Life | Weighted Life | Agency or Customer Cost per Unit | Percent Unit overhead | Program Overhead Cost | Total Customer Cost | Total Utility Program Costs | Total Resource Cost | PV Total Utility Program Costs | PV Total Resource Costs | PV Total Non-Energy Benefits | PV Total Net Equipment O&M | Unit PV First period Savings for 1 kWh | Total First Period Savings | Unit PV Savings for Second Period for 1 kWh | Total Second period Savings | Unadjusted Total | Decrement | Final UC Total Savings | PV Total Savings UC | PV Total Savings TRC | UC B/C Ratio | TRC B/C Ratio
DBTC: | E258 | 18230720 | High Voltage Program 449 {E} | 10059-1 | Lighting - Custom | 20 | 0 | Comm Lighting | 1 | 1006682 |  | 85546.85 | 85546.85 | 1006682 | 85546.85 | 85546.85 |  |  | 20 | 3.5 | 0 | 17.5% | 48039.3742 | 0 | 219749.9389 | 133586.2242 | 205758.3698 | 125080.7343 | 0 | 0 | 1.3696 | 1378725.0143 | 1.3696 | 0 | 1378725.0143 | 0 | 1378725.0143 | 1378725.0143 | 1516597.5157 | 6.7007 | 12.1249
981197.33 | E258 | 18230720 | High Voltage Program 449 {E} | 12823-1 | Commissioning - Ongoing - Performance - Year 1 - Custom | 5 | 0 | Comm Flat | 1 | 4745752 |  | 711863 | 1508057 | 4745752 | 711863 | 1508057 |  |  | 5 | 4.125 | 796194 | 82.5% | 226469.6858 | 796194 | 1035956.4511 | 1734526.6858 | 969996.677 | 1624088.6571 | 0 | 0 | 0.39887 | 1892928.7711 | 0.39887 | 0 | 1892928.7711 | 0 | 1892928.7711 | 1892928.7711 | 2082221.6482 | 1.9515 | 1.2821
Program Costs: | E258 | 18230720 | High Voltage Program 449 {E} | [15 empty] | 0 | 0 | 0 | 0% | 0 | 0 | 0 | 0 | 0 | 0 | 0 | 0 | #N/A | #N/A | #N/A | #N/A | #N/A | #N/A | #N/A | 0 | 0 | 0 | #DIV/0!
274509.06 | E258 | 18230720 | High Voltage Program 449 {E} | [15 empty] | 0 | 0 | 0 | 0% | 0 | 0 | 0 | 0 | 0 | 0 | 0 | 0 | #N/A | #N/A | #N/A | #N/A | #N/A | #N/A | #N/A | 0 | 0 | 0 | #DIV/0!
Total Savings (kWh): | E258 | 18230720 | High Voltage Program 449 {E} | [15 empty] | 0 | 0 | 0 | 0% | 0 | 0 | 0 | 0 | 0 | 0 | 0 | 0 | #N/A | #N/A | #N/A | #N/A | #N/A | #N/A | #N/A | 0 | 0 | 0 | #DIV/0!
5752434 | E258 | 18230720 | High Voltage Program 449 {E} | [15 empty] | 0 | 0 | 0 | 0% | 0 | 0 | 0 | 0 | 0 | 0 | 0 | 0 | #N/A | #N/A | #N/A | #N/A | #N/A | #N/A | #N/A | 0 | 0 | 0 | #DIV/0!
Total Incentives: | E258 | 18230720 | High Voltage Program 449 {E} | [15 empty] | 0 | 0 | 0 | 0% | 0 | 0 | 0 | 0 | 0 | 0 | 0 | 0 | #N/A | #N/A | #N/A | #N/A | #N/A | #N/A | #N/A | 0 | 0 | 0 | #DIV/0!
797409.85 | E258 | 18230720 | High Voltage Program 449 {E} | [15 empty] | 0 | 0 | 0 | 0% | 0 | 0 | 0 | 0 | 0 | 0 | 0 | 0 | #N/A | #N/A | #N/A | #N/A | #N/A | #N/A | #N/A | 0 | 0 | 0 | #DIV/0!
Total Customer Costs: | E258 | 18230720 | High Voltage Program 449 {E} | [15 empty] | 0 | 0 | 0 | 0% | 0 | 0 | 0 | 0 | 0 | 0 | 0 | 0 | #N/A | #N/A | #N/A | #N/A | #N/A | #N/A | #N/A | 0 | 0 | 0 | #DIV/0!
796194 | [18 empty] | 0 | 0 | 0 | 0% | 0 | 0 | 0 | 0 | 0 | 0 | 0 | 0 | #N/A | #N/A | #N/A | #N/A | #N/A | #N/A | #N/A | 0 | 0 | 0 | #DIV/0!
Weighted Avg Life | [18 empty] | 0 | 0 | 0 | 0% | 0 | 0 | 0 | 0 | 0 | 0 | 0 | 0 | #N/A | #N/A | #N/A | #N/A | #N/A | #N/A | #N/A | 0 | 0 | 0 | #DIV/0!
7.625 | [18 empty] | 0 | 0 | 0 | 0% | 0 | 0 | 0 | 0 | 0 | 0 | 0 | 0 | #N/A | #N/A | #N/A | #N/A | #N/A | #N/A | #N/A | 0 | 0 | 0 | #DIV/0!
Total Utility Cost | [18 empty] | 0 | 0 | 0 | 0% | 0 | 0 | 0 | 0 | 0 | 0 | 0 | 0 | #N/A | #N/A | #N/A | #N/A | #N/A | #N/A | #N/A | 0 | 0 | 0 | #DIV/0!
1255706.39 | [18 empty] | 0 | 0 | 0 | 0% | 0 | 0 | 0 | 0 | 0 | 0 | 0 | 0 | #N/A | #N/A | #N/A | #N/A | #N/A | #N/A | #N/A | 0 | 0 | 0 | #DIV/0!
Total Resource Cost | [18 empty] | 0 | 0 | 0 | 0% | 0 | 0 | 0 | 0 | 0 | 0 | 0 | 0 | #N/A | #N/A | #N/A | #N/A | #N/A | #N/A | #N/A | 0 | 0 | 0 | #DIV/0!
1868112.91 | [18 empty] | 0 | 0 | 0 | 0% | 0 | 0 | 0 | 0 | 0 | 0 | 0 | 0 | #N/A | #N/A | #N/A | #N/A | #N/A | #N/A | #N/A | 0 | 0 | 0 | #DIV/0!
UC B/C Ratio | [18 empty] | 0 | 0 | 0 | 0% | 0 | 0 | 0 | 0 | 0 | 0 | 0 | 0 | #N/A | #N/A | #N/A | #N/A | #N/A | #N/A | #N/A | 0 | 0 | 0 | #DIV/0!
2.7826 | [18 empty] | 0 | 0 | 0 | 0% | 0 | 0 | 0 | 0 | 0 | 0 | 0 | 0 | #N/A | #N/A | #N/A | #N/A | #N/A | #N/A | #N/A | 0 | 0 | 0 | #DIV/0!
TRC B/C Ratio | [18 empty] | 0 | 0 | 0 | 0% | 0 | 0 | 0 | 0 | 0 | 0 | 0 | 0 | #N/A | #N/A | #N/A | #N/A | #N/A | #N/A | #N/A | 0 | 0 | 0 | #DIV/0!
2.0574 | [18 empty] | 0 | 0 | 0 | 0% | 0 | 0 | 0 | 0 | 0 | 0 | 0 | 0 | #N/A | #N/A | #N/A | #N/A | #N/A | #N/A | #N/A | 0 | 0 | 0 | #DIV/0!

## LPU Non-449 {E}
Rtn to Summary |  | Order Number | Program Name | Discount Rate: | 6.8% | [9 empty] | Paste in incentives but use DBtC for Total
| Program: | 18230721 | High Voltage Program 40 46 49 {E}
| paste |  |  | paste | paste | paste | paste | paste | paste | paste | paste | paste | paste | Paste | paste | paste | paste | paste | Formula: G + H | Formula: (O/A10)*T | Formula: N - M | Formula: O/A10 | Formula: W*A8 | Formula: Q - P | Formula: X + DBtC | Formula: Q + X | Formula: Z/(1+ElecDiscountRate)^1 | Formula: AA/(1+ElecDiscountRate)^1 | Formula: -PV (ElecDiscount Rate,T,R)*J | Formula: - PV (ElecDiscount Rate, T, S)*J |  | AF*J*K |  | AH*J*L | AG + AI |  | AG +AI -AK | formula: Logic to lookup from AC tables and adjust by savings and quantity | Formula: Utility Savings (AM)*1.1+AD+AE | formula: AM/AB | formula: AN/AC
| Sch. No. | Order Number | Program Name | Measure Version | Measure Name | First Period Measure Life | Second period Measure Life | Electric End-Use Type | Number of units offered | Savings per Unit Period 1 | Savngs per Unit Period 2 | Incentives Per Unit | Incremental Measure Cost per Unit | Total First Year Savings | Total Incentive | Total Incremental Measure Cost | Unit First Year Non-Energy Benefits | Unit Annual Net Equipment O&M | Total Measure Life | Weighted Life | Agency or Customer Cost per Unit | Percent Unit overhead | Program Overhead Cost | Total Customer Cost | Total Utility Program Costs | Total Resource Cost | PV Total Utility Program Costs | PV Total Resource Costs | PV Total Non-Energy Benefits | PV Total Net Equipment O&M | Unit PV First period Savings for 1 kWh | Total First Period Savings | Unit PV Savings for Second Period for 1 kWh | Total Second period Savings | Unadjusted Total | Decrement | Final UC Total Savings | PV Total Savings UC | PV Total Savings TRC | UC B/C Ratio | TRC B/C Ratio
DBTC: | E258 | 18230721 | High Voltage Program 40 46 49 {E} | 10059-1 | Lighting - Custom | 20 | 0 | Comm Lighting | 1 | -10617 |  | -5308 | -25162 | -10617 | -5308 | -25162 |  |  | 20 | -8.6177 | -19854 | -43.09% | -80402.0024 | -19854 | -79098.8432 | -105564.0024 | -74062.5873 | -98842.6989 | 0 | 0 | 1.3696 | -14540.7621 | 1.3696 | 0 | -14540.7621 | 0 | -14540.7621 | -14540.7621 | -15994.8383 | 0.19633 | 0.16182
-3024.38 | E258 | 18230721 | High Voltage Program 40 46 49 {E} | 12576-1 | Pumps and Vacuums - Custom | 15 | 0 | Comm Flat | 1 | 35257 |  | 26443 | 31326 | 35257 | 26443 | 31326 |  |  | 15 | 21.4633 | 4883 | 143.1% | 266999.4724 | 4883 | 262671.9332 | 298325.4724 | 245947.503 | 279330.9667 | 0 | 0 | 1.0764 | 37949.4662 | 1.0764 | 0 | 37949.4662 | 0 | 37949.4662 | 37949.4662 | 41744.4128 | 0.1543 | 0.14944
Program Costs: | E258 | 18230721 | High Voltage Program 40 46 49 {E} | 12698-1 | Study - Engineering - Custom | 5 | 0 | Comm Flat | 1 |  |  | 249437 | 249437 | 0 | 249437 | 249437 |  |  | 5 | 0 | 0 | 0% | 0 | 0 | 0 | 249437 | 0 | 233555.2434 | 0 | 0 | 0.39887 | 0 | 0.39887 | 0 | 0 | 0 | 0 | 0 | 0 | 0 | 0
186597.47 | E258 | 18230721 | High Voltage Program 40 46 49 {E} | [15 empty] | 0 | 0 | 0 | 0% | 0 | 0 | 0 | 0 | 0 | 0 | 0 | 0 | #N/A | #N/A | #N/A | #N/A | #N/A | #N/A | #N/A | 0 | 0 | 0 | #DIV/0!
Total Savings (kWh): | E258 | 18230721 | High Voltage Program 40 46 49 {E} | [15 empty] | 0 | 0 | 0 | 0% | 0 | 0 | 0 | 0 | 0 | 0 | 0 | 0 | #N/A | #N/A | #N/A | #N/A | #N/A | #N/A | #N/A | 0 | 0 | 0 | #DIV/0!
24640 | E258 | 18230721 | High Voltage Program 40 46 49 {E} | [15 empty] | 0 | 0 | 0 | 0% | 0 | 0 | 0 | 0 | 0 | 0 | 0 | 0 | #N/A | #N/A | #N/A | #N/A | #N/A | #N/A | #N/A | 0 | 0 | 0 | #DIV/0!
Total Incentives: | E258 | 18230721 | High Voltage Program 40 46 49 {E} | [15 empty] | 0 | 0 | 0 | 0% | 0 | 0 | 0 | 0 | 0 | 0 | 0 | 0 | #N/A | #N/A | #N/A | #N/A | #N/A | #N/A | #N/A | 0 | 0 | 0 | #DIV/0!
270572 | E258 | 18230721 | High Voltage Program 40 46 49 {E} | [15 empty] | 0 | 0 | 0 | 0% | 0 | 0 | 0 | 0 | 0 | 0 | 0 | 0 | #N/A | #N/A | #N/A | #N/A | #N/A | #N/A | #N/A | 0 | 0 | 0 | #DIV/0!
Total Customer Costs: | E258 | 18230721 | High Voltage Program 40 46 49 {E} | [15 empty] | 0 | 0 | 0 | 0% | 0 | 0 | 0 | 0 | 0 | 0 | 0 | 0 | #N/A | #N/A | #N/A | #N/A | #N/A | #N/A | #N/A | 0 | 0 | 0 | #DIV/0!
-14971 | [18 empty] | 0 | 0 | 0 | 0% | 0 | 0 | 0 | 0 | 0 | 0 | 0 | 0 | #N/A | #N/A | #N/A | #N/A | #N/A | #N/A | #N/A | 0 | 0 | 0 | #DIV/0!
Weighted Avg Life | [18 empty] | 0 | 0 | 0 | 0% | 0 | 0 | 0 | 0 | 0 | 0 | 0 | 0 | #N/A | #N/A | #N/A | #N/A | #N/A | #N/A | #N/A | 0 | 0 | 0 | #DIV/0!
12.8456 | [18 empty] | 0 | 0 | 0 | 0% | 0 | 0 | 0 | 0 | 0 | 0 | 0 | 0 | #N/A | #N/A | #N/A | #N/A | #N/A | #N/A | #N/A | 0 | 0 | 0 | #DIV/0!
Total Utility Cost | [18 empty] | 0 | 0 | 0 | 0% | 0 | 0 | 0 | 0 | 0 | 0 | 0 | 0 | #N/A | #N/A | #N/A | #N/A | #N/A | #N/A | #N/A | 0 | 0 | 0 | #DIV/0!
183573.09 | [18 empty] | 0 | 0 | 0 | 0% | 0 | 0 | 0 | 0 | 0 | 0 | 0 | 0 | #N/A | #N/A | #N/A | #N/A | #N/A | #N/A | #N/A | 0 | 0 | 0 | #DIV/0!
Total Resource Cost | [18 empty] | 0 | 0 | 0 | 0% | 0 | 0 | 0 | 0 | 0 | 0 | 0 | 0 | #N/A | #N/A | #N/A | #N/A | #N/A | #N/A | #N/A | 0 | 0 | 0 | #DIV/0!
442198.47 | [18 empty] | 0 | 0 | 0 | 0% | 0 | 0 | 0 | 0 | 0 | 0 | 0 | 0 | #N/A | #N/A | #N/A | #N/A | #N/A | #N/A | #N/A | 0 | 0 | 0 | #DIV/0!
UC B/C Ratio | [18 empty] | 0 | 0 | 0 | 0% | 0 | 0 | 0 | 0 | 0 | 0 | 0 | 0 | #N/A | #N/A | #N/A | #N/A | #N/A | #N/A | #N/A | 0 | 0 | 0 | #DIV/0!
0.13619 | [18 empty] | 0 | 0 | 0 | 0% | 0 | 0 | 0 | 0 | 0 | 0 | 0 | 0 | #N/A | #N/A | #N/A | #N/A | #N/A | #N/A | #N/A | 0 | 0 | 0 | #DIV/0!
TRC B/C Ratio | [18 empty] | 0 | 0 | 0 | 0% | 0 | 0 | 0 | 0 | 0 | 0 | 0 | 0 | #N/A | #N/A | #N/A | #N/A | #N/A | #N/A | #N/A | 0 | 0 | 0 | #DIV/0!
0.062191 | [18 empty] | 0 | 0 | 0 | 0% | 0 | 0 | 0 | 0 | 0 | 0 | 0 | 0 | #N/A | #N/A | #N/A | #N/A | #N/A | #N/A | #N/A | 0 | 0 | 0 | #DIV/0!

## Lighting to Go {E}
Rtn to Summary |  | Order Number | Program Name | Discount Rate: | 6.8% | [9 empty] | Paste in incentives but use DBtC for Total
| Program: | 18230714 | Lighting to Go {E}
| paste |  |  | paste | paste | paste | paste | paste | paste | paste | paste | paste | paste | Paste | paste | paste | paste | paste | Formula: G + H | Formula: (O/A10)*T | Formula: N - M | Formula: O/A10 | Formula: W*A8 | Formula: Q - P | Formula: X + DBtC | Formula: Q + X | Formula: Z/(1+ElecDiscountRate)^1 | Formula: AA/(1+ElecDiscountRate)^1 | Formula: -PV (ElecDiscount Rate,T,R)*J | Formula: - PV (ElecDiscount Rate, T, S)*J |  | AF*J*K |  | AH*J*L | AG + AI |  | AG +AI -AK | formula: Logic to lookup from AC tables and adjust by savings and quantity | Formula: Utility Savings (AM)*1.1+AD+AE | formula: AM/AB | formula: AN/AC
| Sch. No. | Order Number | Program Name | Measure Version | Measure Name | First Period Measure Life | Second period Measure Life | Electric End-Use Type | Number of units offered | Savings per Unit Period 1 | Savngs per Unit Period 2 | Incentives Per Unit | Incremental Measure Cost per Unit | Total First Year Savings | Total Incentive | Total Incremental Measure Cost | Unit First Year Non-Energy Benefits | Unit Annual Net Equipment O&M | Total Measure Life | Weighted Life | Agency or Customer Cost per Unit | Percent Unit overhead | Program Overhead Cost | Total Customer Cost | Total Utility Program Costs | Total Resource Cost | PV Total Utility Program Costs | PV Total Resource Costs | PV Total Non-Energy Benefits | PV Total Net Equipment O&M | Unit PV First period Savings for 1 kWh | Total First Period Savings | Unit PV Savings for Second Period for 1 kWh | Total Second period Savings | Unadjusted Total | Decrement | Final UC Total Savings | PV Total Savings UC | PV Total Savings TRC | UC B/C Ratio | TRC B/C Ratio
DBTC: | E262 | 18230714 | Lighting to Go {E} | 10628-5 | LTGO: Lamp - TLED - 2 3 or 4 foot | 12 | 0 | Comm Lighting | 20657 | 79.2 |  | 4 | 4 | 1636034.4 | 82567.8 | 82628 | 2.6754 | 0 | 12 | 0.54949 | 0 | 4.579% | 25835.2336 | 60.2 | 260105.3087 | 108463.2336 | 243544.2965 | 101557.3348 | 443668.9951 | 0 | 0.91128 | 1490890.0853 | 0.91128 | 0 | 1490890.0853 | 0 | 1490890.0853 | 1490890.0853 | 2083648.0889 | 6.1216 | 20.517
5116075.04 | E262 | 18230714 | Lighting to Go {E} | 12771-2 | Lamp - LED - 101w to 200w - from 320w to 400w HID - Comm | 10 | 0 | Comm Lighting | 649 | 679.3 |  | 150 | 206.89 | 440865.7 | 88210.57 | 134271.61 | 22.947 | 0 | 10 | 0.12339 | 56.89 | 1.234% | 6961.8758 | 46061.04 | 70091.1356 | 141233.4858 | 65628.4041 | 132241.0916 | 105573.3198 | 0 | 0.7746 | 341496.4055 | 0.7746 | 0 | 341496.4055 | 0 | 341496.4055 | 341496.4055 | 481219.3659 | 5.2035 | 3.639
Program Costs: | E262 | 18230714 | Lighting to Go {E} | 12773-2 | Lamp - LED - 201w or more - from 1000w - Comm | 10 | 0 | Comm Lighting | 98 | 2817.8 |  | 300 | 693.27 | 276144.4 | 27600 | 67940.46 | 95.185 | 0 | 10 | 0.07729 | 393.27 | 0.7729% | 4360.6999 | 40340.46 | 43902.8815 | 72301.1599 | 41107.567 | 67697.7153 | 66126.8988 | 0 | 0.7746 | 213902.6012 | 0.7746 | 0 | 213902.6012 | 0 | 213902.6012 | 213902.6012 | 301419.7601 | 5.2035 | 4.4524
564199.22 | E262 | 18230714 | Lighting to Go {E} | 12774-2 | Lamp - LED - 25w or less - from 50w to 100w HID - Comm | 10 | 0 | Comm Lighting | 93 | 232.3 |  | 40 | 131.18 | 21603.9 | 3643.7 | 12199.74 | 7.847 | 0 | 10 | 0.0060467 | 91.18 | 0.06047% | 341.1553 | 8556.04 | 3434.7011 | 12540.8953 | 3216.0122 | 11742.4113 | 5173.3298 | 0 | 0.7746 | 16734.4708 | 0.7746 | 0 | 16734.4708 | 0 | 16734.4708 | 16734.4708 | 23581.2477 | 5.2035 | 2.0082
Total Savings (kWh): | E262 | 18230714 | Lighting to Go {E} | 12775-2 | Lamp - LED - 26w to 60w - from 150w to 175w HID - Comm | 10 | 0 | Comm Lighting | 661 | 502.4 |  | 90 | 215.58 | 332086.4 | 39551.7 | 142498.38 | 16.971 | 0 | 10 | 0.092948 | 125.58 | 0.9295% | 5244.101 | 102946.68 | 52796.8334 | 147742.481 | 49435.2372 | 138335.6564 | 79522.9457 | 0 | 0.7746 | 257235.5072 | 0.7746 | 0 | 257235.5072 | 0 | 257235.5072 | 257235.5072 | 362482.0036 | 5.2035 | 2.6203
35728313.8 | E262 | 18230714 | Lighting to Go {E} | 12777-2 | Lamp - LED - 61w to 100w - from 250w HID - Comm | 10 | 0 | Comm Lighting | 430 | 652 |  | 100 | 241.93 | 280360 | 36278.26 | 104029.9 | 22.024 | 0 | 10 | 0.07847 | 141.93 | 0.7847% | 4427.27 | 67751.64 | 44573.0997 | 108457.17 | 41735.112 | 101551.6573 | 67134.8805 | 0 | 0.7746 | 217168.0225 | 0.7746 | 0 | 217168.0225 | 0 | 217168.0225 | 217168.0225 | 306019.7052 | 5.2035 | 3.0134
Total Incentives: | E262 | 18230714 | Lighting to Go {E} | 12779-2 | Lamp - LED - Any - from CFL - Comm | 10 | 0 | Comm Lighting | 2415 | 54 |  | 3 | 20 | 130410 | 7245 | 48300 | 1.824 | 0 | 10 | 0.0365 | 17 | 0.365% | 2059.3533 | 41055 | 20733.2641 | 50359.3533 | 19413.1686 | 47152.9525 | 31226.66 | 0 | 0.7746 | 101016.1286 | 0.7746 | 0 | 101016.1286 | 0 | 101016.1286 | 101016.1286 | 142344.4015 | 5.2035 | 3.0188
4114760.55 | E262 | 18230714 | Lighting to Go {E} | 12818-2 | Lamp - TLED - Any - from 4 ft T5 - Comm | 12 | 0 | Comm Lighting | 35 | 70.6 |  | 4 | 20 | 2471 | 140 | 700 | 2.385 | 0 | 12 | 0.00082993 | 16 | 0.006916% | 39.0205 | 560 | 392.8525 | 739.0205 | 367.8394 | 691.9667 | 670.1408 | 0 | 0.91128 | 2251.7799 | 0.91128 | 0 | 2251.7799 | 0 | 2251.7799 | 2251.7799 | 3147.0987 | 6.1216 | 4.548
Total Customer Costs: | E262 | 18230714 | Lighting to Go {E} | 12818-3 | Lamp - TLED - Any - from 4 ft T5 - Comm | 12 | 0 | Comm Lighting | 7289 | 129 |  | 4 | 20 | 940281 | 28885.96 | 145780 | 2.385 | 0 | 12 | 0.31581 | 16 | 2.632% | 14848.3304 | 116894.04 | 149490.793 | 160628.3304 | 139972.6526 | 150401.0584 | 139561.6035 | 0 | 0.91128 | 856861.9464 | 0.91128 | 0 | 856861.9464 | 0 | 856861.9464 | 856861.9464 | 1082109.7445 | 6.1216 | 7.1948
4871817.54 | E262 | 18230714 | Lighting to Go {E} | 12944-1 | Fixture - LED - 50W or less - from HID 150W - Comm | 15 | 0 | Comm Lighting | 11 | 533 |  | 110 | 388 | 5863 | 862.4 | 4268 | 0 | 0 | 15 | 0.0024615 | 278 | 0.01641% | 92.5848 | 3405.6 | 932.1304 | 4360.5848 | 872.7813 | 4082.9446 | 0 | 0 | 1.0915 | 6399.4317 | 1.0915 | 0 | 6399.4317 | 0 | 6399.4317 | 6399.4317 | 7039.3749 | 7.3322 | 1.7241
Weighted Avg Life | E262 | 18230714 | Lighting to Go {E} | 13192-1 | Troffer - LED - Any - from FL - Comm | 15 | 0 | Comm Lighting | 3987 | 234 |  | 20 | 98 | 932958 | 78683.16 | 390726 | 0 | 0 | 15 | 0.39169 | 78 | 2.611% | 14732.6901 | 312042.84 | 148326.5441 | 405458.6901 | 138882.5319 | 379642.9683 | 0 | 0 | 1.0915 | 1018318.4363 | 1.0915 | 0 | 1018318.4363 | 0 | 1018318.4363 | 1018318.4363 | 1120150.2799 | 7.3322 | 2.9505
13.8109 | E262 | 18230714 | Lighting to Go {E} | 13193-1 | Strip Fixture - LED - Any - Comm | 15 | 0 | Comm Lighting | 1620 | 305 |  | 15 | 89 | 494100 | 24027.12 | 144180 | 0 | 0 | 15 | 0.20744 | 74 | 1.383% | 7802.5186 | 120152.88 | 78554.6032 | 151982.5186 | 73552.9992 | 142305.7291 | 0 | 0 | 1.0915 | 539307.3851 | 1.0915 | 0 | 539307.3851 | 0 | 539307.3851 | 539307.3851 | 593238.1236 | 7.3322 | 4.1688
Total Utility Cost | E262 | 18230714 | Lighting to Go {E} | 13196-1 | Downlight - LED - 25w or less - from CFL - Comm | 15 | 0 | Comm Lighting | 4983 | 107 |  | 30 | 66 | 533181 | 120105.62 | 328878 | 0 | 0 | 15 | 0.22385 | 36 | 1.492% | 8419.6614 | 208772.38 | 84767.905 | 337297.6614 | 79370.6976 | 315821.7803 | 0 | 0 | 1.0915 | 581964.0779 | 1.0915 | 0 | 581964.0779 | 0 | 581964.0779 | 581964.0779 | 640160.4857 | 7.3322 | 2.027
5680274.26 | E262 | 18230714 | Lighting to Go {E} | 13197-1 | Downlight - LED - over 25w - from CFL - Comm | 15 | 0 | Comm Lighting | 371 | 60 |  | 30 | 45 | 22260 | 11130 | 16695 | 0 | 0 | 15 | 0.0093455 | 15 | 0.0623% | 351.516 | 5565 | 3539.0113 | 17046.516 | 3313.681 | 15961.1573 | 0 | 0 | 1.0915 | 24296.6654 | 1.0915 | 0 | 24296.6654 | 0 | 24296.6654 | 24296.6654 | 26726.332 | 7.3322 | 1.6745
Total Resource Cost | E262 | 18230714 | Lighting to Go {E} | 13198-1 | High Bay - LED - 50w or less - Comm | 15 | 0 | Comm Lighting | 808 | 318 |  | 45 | 68 | 256944 | 34821.25 | 54944 | 0 | 0 | 15 | 0.10787 | 23 | 0.7192% | 4057.4992 | 20122.75 | 40850.3015 | 59001.4992 | 38249.3459 | 55244.8494 | 0 | 0 | 1.0915 | 280452.9382 | 1.0915 | 0 | 280452.9382 | 0 | 280452.9382 | 280452.9382 | 308498.232 | 7.3322 | 5.5842
9550777.31 | E262 | 18230714 | Lighting to Go {E} | 13199-1 | High Bay - LED - 51w to 125 w - Comm | 15 | 0 | Comm Lighting | 1229 | 620 |  | 80 | 201 | 761980 | 98138.4 | 247029 | 0 | 0 | 15 | 0.31991 | 121 | 2.133% | 12032.7123 | 148890.6 | 121143.5671 | 259061.7123 | 113430.3063 | 242567.1464 | 0 | 0 | 1.0915 | 831696.906 | 1.0915 | 0 | 831696.906 | 0 | 831696.906 | 831696.906 | 914866.5967 | 7.3322 | 3.7716
UC B/C Ratio | E262 | 18230714 | Lighting to Go {E} | 13200-1 | High Bay - LED - over 125w - Comm | 15 | 0 | Comm Lighting | 5798 | 953 |  | 140 | 352 | 5525494 | 787217.29 | 2040896 | 0 | 0 | 15 | 2.3198 | 212 | 15.47% | 87255.1507 | 1253678.71 | 878471.9457 | 2128151.1507 | 822539.275 | 1992650.8902 | 0 | 0 | 1.0915 | 6031045.781 | 1.0915 | 0 | 6031045.781 | 0 | 6031045.781 | 6031045.781 | 6634150.3591 | 7.3322 | 3.3293
6.8478 | E262 | 18230714 | Lighting to Go {E} | 13302-1 | Fixture - LED - 15w or less - from HID 50w - SMB | 15 | 0 | Comm Lighting | 69 | 202 |  | 40 | 190 | 13938 | 2755.49 | 13110 | 6.824 | 0 | 15 | 0.0058517 | 150 | 0.03901% | 220.1002 | 10354.51 | 2215.9362 | 13330.1002 | 2074.8466 | 12481.3672 | 4343.2198 | 0 | 1.0915 | 15213.249 | 1.0915 | 0 | 15213.249 | 0 | 15213.249 | 15213.249 | 21077.7937 | 7.3322 | 1.6887
TRC B/C Ratio | E262 | 18230714 | Lighting to Go {E} | 13303-1 | Fixture - LED - 30w or less - from HID 70w - SMB | 15 | 0 | Comm Lighting | 372 | 252 |  | 50 | 222 | 93744 | 17526.01 | 82584 | 8.513 | 0 | 15 | 0.039357 | 172 | 0.2624% | 1480.3467 | 65057.99 | 14903.9116 | 84064.3467 | 13954.9734 | 78711.9351 | 29211.1916 | 0 | 1.0915 | 102321.0514 | 1.0915 | 0 | 102321.0514 | 0 | 102321.0514 | 102321.0514 | 141764.3482 | 7.3322 | 1.8011
5.2861 | E262 | 18230714 | Lighting to Go {E} | 13304-1 | Fixture - LED - 40w or less - from HID 100w - SMB | 15 | 0 | Comm Lighting | 406 | 352 |  | 70 | 207 | 142912 | 27338.92 | 84042 | 11.89 | 0 | 15 | 0.059999 | 137 | 0.4% | 2256.7771 | 56703.08 | 22720.8975 | 86298.7771 | 21274.2486 | 80804.0984 | 44527.8359 | 0 | 1.0915 | 155987.6483 | 1.0915 | 0 | 155987.6483 | 0 | 155987.6483 | 155987.6483 | 216114.249 | 7.3322 | 2.6745
| E262 | 18230714 | Lighting to Go {E} | 13305-1 | Fixture - LED - 50w or less - from HID 150w - SMB | 15 | 0 | Comm Lighting | 124 | 533 |  | 110 | 281 | 66092 | 13238.64 | 34844 | 18.005 | 0 | 15 | 0.027748 | 171 | 0.185% | 1043.6836 | 21605.36 | 10507.652 | 35887.6836 | 9838.6254 | 33602.7 | 20593.8958 | 0 | 1.0915 | 72139.0482 | 1.0915 | 0 | 72139.0482 | 0 | 72139.0482 | 72139.0482 | 99946.8488 | 7.3322 | 2.9744
| E262 | 18230714 | Lighting to Go {E} | 13307-1 | Fixture - LED - 90w or less - from HID 250w - SMB | 15 | 0 | Comm Lighting | 1805 | 857 |  | 175 | 372 | 1546885 | 283139.11 | 671460 | 28.949 | 0 | 15 | 0.64944 | 197 | 4.33% | 24427.4419 | 388320.89 | 245931.8707 | 695887.4419 | 230273.2871 | 651580.0018 | 481986.0546 | 0 | 1.0915 | 1688416.3213 | 1.0915 | 0 | 1688416.3213 | 0 | 1688416.3213 | 1688416.3213 | 2339244.0081 | 7.3322 | 3.5901
| E262 | 18230714 | Lighting to Go {E} | 13308-1 | Fixture - LED - 105w or less - from HID 320w - SMB | 15 | 0 | Comm Lighting | 392 | 1042 |  | 210 | 292 | 408464 | 72166.48 | 114464 | 35.199 | 0 | 15 | 0.17149 | 82 | 1.143% | 6450.2084 | 42297.52 | 64939.7438 | 120914.2084 | 60805.0036 | 113215.5509 | 127274.117 | 0 | 1.0915 | 445836.1703 | 1.0915 | 0 | 445836.1703 | 0 | 445836.1703 | 445836.1703 | 617693.9043 | 7.3322 | 5.4559
| E262 | 18230714 | Lighting to Go {E} | 13309-1 | Fixture - LED - 155w or less - from HID 400w - SMB | 15 | 0 | Comm Lighting | 1142 | 1230 |  | 250 | 475 | 1404660 | 265556.62 | 542450 | 41.549 | 0 | 15 | 0.58973 | 225 | 3.932% | 22181.5135 | 276893.38 | 223320.196 | 564631.5135 | 209101.3072 | 528681.1925 | 437673.629 | 0 | 1.0915 | 1533178.5297 | 1.0915 | 0 | 1533178.5297 | 0 | 1533178.5297 | 1533178.5297 | 2124170.0116 | 7.3322 | 4.0179
| E262 | 18230714 | Lighting to Go {E} | 13310-1 | Fixture - LED - 315w or less - from HID 1000w - SMB | 15 | 0 | Comm Lighting | 2713 | 3204 |  | 645 | 873 | 8692452 | 1290475.32 | 2368449 | 108.23 | 0 | 15 | 3.6494 | 228 | 24.33% | 137265.7737 | 1077973.68 | 1381971.4982 | 2505714.7737 | 1293980.8036 | 2346174.8818 | 2708452.0581 | 0 | 1.0915 | 9487762.716 | 1.0915 | 0 | 9487762.716 | 0 | 9487762.716 | 9487762.716 | 13144991.0457 | 7.3322 | 5.6027
| E262 | 18230714 | Lighting to Go {E} | 13773-1 | Lamp - TLED - 2 3 or 4 foot - Comm | 12 | 0 | Comm Lighting | 112515 | 81 |  | 4 | 4 | 9113715 | 426569.96 | 450060 | 2.6754 | 0 | 12 | 3.061 | 0 | 25.51% | 143918.096 | 23490.04 | 1448946.094 | 593978.096 | 1356691.0993 | 556159.2659 | 2416622.219 | 0 | 0.91128 | 8305172.1492 | 0.91128 | 0 | 8305172.1492 | 0 | 8305172.1492 | 8305172.1492 | 11552311.5832 | 6.1216 | 20.7716
| E262 | 18230714 | Lighting to Go {E} | 13935-1 | Strip Fixture - LED - Any - Comm - LTO | 15 | 0 | Comm Lighting | 849 | 305 |  | 30 | 89 | 258945 | 17154.56 | 75561 | 0 | 0 | 15 | 0.10871 | 59 | 0.7248% | 4089.0977 | 58406.44 | 41168.4309 | 79650.0977 | 38547.22 | 74578.7432 | 0 | 0 | 1.0915 | 282637.0185 | 1.0915 | 0 | 282637.0185 | 0 | 282637.0185 | 282637.0185 | 310900.7203 | 7.3322 | 4.1688
| E262 | 18230714 | Lighting to Go {E} | 13936-1 | Troffer - LED - Any - from FL - Comm - LTO | 15 | 0 | Comm Lighting | 5955 | 234 |  | 40 | 98 | 1393470 | 229731.21 | 583590 | 0 | 0 | 15 | 0.58503 | 58 | 3.9% | 22004.808 | 353858.79 | 221541.1513 | 605594.808 | 207435.5349 | 567036.3371 | 0 | 0 | 1.0915 | 1520964.7073 | 1.0915 | 0 | 1520964.7073 | 0 | 1520964.7073 | 1520964.7073 | 1673061.178 | 7.3322 | 2.9505
| E262 | 18230714 | Lighting to Go {E} | [14 empty] | 0 | 0 | 0 | 0 | 0% | 0 | 0 | 0 | 0 | 0 | 0 | 0 | 0 | #N/A | #N/A | #N/A | #N/A | #N/A | #N/A | #N/A | 0 | 0 | 0 | #DIV/0!
| E262 | 18230714 | Lighting to Go {E} | [14 empty] | 0 | 0 | 0 | 0 | 0% | 0 | 0 | 0 | 0 | 0 | 0 | 0 | 0 | #N/A | #N/A | #N/A | #N/A | #N/A | #N/A | #N/A | 0 | 0 | 0 | #DIV/0!
[19 empty] | 0 | 0 | 0 | 0% | 0 | 0 | 0 | 0 | 0 | 0 | 0 | 0 | #N/A | #N/A | #N/A | #N/A | #N/A | #N/A | #N/A | 0 | 0 | 0 | #DIV/0!
[19 empty] | 0 | 0 | 0 | 0% | 0 | 0 | 0 | 0 | 0 | 0 | 0 | 0 | #N/A | #N/A | #N/A | #N/A | #N/A | #N/A | #N/A | 0 | 0 | 0 | #DIV/0!
[19 empty] | 0 | 0 | 0 | 0% | 0 | 0 | 0 | 0 | 0 | 0 | 0 | 0 | #N/A | #N/A | #N/A | #N/A | #N/A | #N/A | #N/A | 0 | 0 | 0 | #DIV/0!
[19 empty] | 0 | 0 | 0 | 0% | 0 | 0 | 0 | 0 | 0 | 0 | 0 | 0 | #N/A | #N/A | #N/A | #N/A | #N/A | #N/A | #N/A | 0 | 0 | 0 | #DIV/0!
[19 empty] | 0 | 0 | 0 | 0% | 0 | 0 | 0 | 0 | 0 | 0 | 0 | 0 | #N/A | #N/A | #N/A | #N/A | #N/A | #N/A | #N/A | 0 | 0 | 0 | #DIV/0!
[19 empty] | 0 | 0 | 0 | 0% | 0 | 0 | 0 | 0 | 0 | 0 | 0 | 0 | #N/A | #N/A | #N/A | #N/A | #N/A | #N/A | #N/A | 0 | 0 | 0 | #DIV/0!
[19 empty] | 0 | 0 | 0 | 0% | 0 | 0 | 0 | 0 | 0 | 0 | 0 | 0 | #N/A | #N/A | #N/A | #N/A | #N/A | #N/A | #N/A | 0 | 0 | 0 | #DIV/0!
[19 empty] | 0 | 0 | 0 | 0% | 0 | 0 | 0 | 0 | 0 | 0 | 0 | 0 | #N/A | #N/A | #N/A | #N/A | #N/A | #N/A | #N/A | 0 | 0 | 0 | #DIV/0!
[19 empty] | 0 | 0 | 0 | 0% | 0 | 0 | 0 | 0 | 0 | 0 | 0 | 0 | #N/A | #N/A | #N/A | #N/A | #N/A | #N/A | #N/A | 0 | 0 | 0 | #DIV/0!
[19 empty] | 0 | 0 | 0 | 0% | 0 | 0 | 0 | 0 | 0 | 0 | 0 | 0 | #N/A | #N/A | #N/A | #N/A | #N/A | #N/A | #N/A | 0 | 0 | 0 | #DIV/0!
[19 empty] | 0 | 0 | 0 | 0% | 0 | 0 | 0 | 0 | 0 | 0 | 0 | 0 | #N/A | #N/A | #N/A | #N/A | #N/A | #N/A | #N/A | 0 | 0 | 0 | #DIV/0!
[19 empty] | 0 | 0 | 0 | 0% | 0 | 0 | 0 | 0 | 0 | 0 | 0 | 0 | #N/A | #N/A | #N/A | #N/A | #N/A | #N/A | #N/A | 0 | 0 | 0 | #DIV/0!
[19 empty] | 0 | 0 | 0 | 0% | 0 | 0 | 0 | 0 | 0 | 0 | 0 | 0 | #N/A | #N/A | #N/A | #N/A | #N/A | #N/A | #N/A | 0 | 0 | 0 | #DIV/0!
[19 empty] | 0 | 0 | 0 | 0% | 0 | 0 | 0 | 0 | 0 | 0 | 0 | 0 | #N/A | #N/A | #N/A | #N/A | #N/A | #N/A | #N/A | 0 | 0 | 0 | #DIV/0!

## Commercial Kitchen Laundry {E}
Rtn to Summary |  | Order Number | Program Name | Discount Rate: | 6.8% | [9 empty] | Paste in incentives but use DBtC for Total
| Program: | 18230716 | Commercial Foodservice {E}
| paste |  |  | paste | paste | paste | paste | paste | paste | paste | paste | paste | paste | Paste | paste | paste | paste | paste | Formula: G + H | Formula: (O/A10)*T | Formula: N - M | Formula: O/A10 | Formula: W*A8 | Formula: Q - P | Formula: X + DBtC | Formula: Q + X | Formula: Z/(1+ElecDiscountRate)^1 | Formula: AA/(1+ElecDiscountRate)^1 | Formula: -PV (ElecDiscount Rate,T,R)*J | Formula: - PV (ElecDiscount Rate, T, S)*J |  | AF*J*K |  | AH*J*L | AG + AI |  | AG +AI -AK | formula: Logic to lookup from AC tables and adjust by savings and quantity | Formula: Utility Savings (AM)*1.1+AD+AE | formula: AM/AB | formula: AN/AC
| Sch. No. | Order Number | Program Name | Measure Version | Measure Name | First Period Measure Life | Second period Measure Life | Electric End-Use Type | Number of units offered | Savings per Unit Period 1 | Savngs per Unit Period 2 | Incentives Per Unit | Incremental Measure Cost per Unit | Total First Year Savings | Total Incentive | Total Incremental Measure Cost | Unit First Year Non-Energy Benefits | Unit Annual Net Equipment O&M | Total Measure Life | Weighted Life | Agency or Customer Cost per Unit | Percent Unit overhead | Program Overhead Cost | Total Customer Cost | Total Utility Program Costs | Total Resource Cost | PV Total Utility Program Costs | PV Total Resource Costs | PV Total Non-Energy Benefits | PV Total Net Equipment O&M | Unit PV First period Savings for 1 kWh | Total First Period Savings | Unit PV Savings for Second Period for 1 kWh | Total Second period Savings | Unadjusted Total | Decrement | Final UC Total Savings | PV Total Savings UC | PV Total Savings TRC | UC B/C Ratio | TRC B/C Ratio
DBTC: | E262 | 18230716 | Commercial Foodservice {E} | 12430-4 | Fryer - Kitchen - Any Vat - Comm - E | 12 | 0 | Comm Cooking | 3 | 1027 |  | 1500 | 871 | 3081 | 4500 | 2613 | 1357 | 0 | 12 | 0.02978 | -629 | 0.2482% | 305.2347 | -1887 | 1577.7864 | 2918.2347 | 1477.3281 | 2732.4295 | 32682.1576 | 0 | 0.88596 | 2729.6452 | 0.88596 | 0 | 2729.6452 | 0 | 2729.6452 | 2729.6452 | 35684.7673 | 1.8477 | 13.0597
512781.82 | E262 | 18230716 | Commercial Foodservice {E} | 12494-3 | DCV - Kitchen - Single - Comm - 4 HP - C | 15 | 0 | Comm Space Heat | 1 | 5004 |  | 2400 | 4019.54 | 5004 | 2400 | 4019.54 | 0 | 0 | 15 | 0.060459 | 1619.54 | 0.4031% | 495.7463 | 1619.54 | 2562.5587 | 4515.2863 | 2399.3995 | 4227.7961 | 0 | 0 | 1.2903 | 6456.7641 | 1.2903 | 0 | 6456.7641 | 0 | 6456.7641 | 6456.7641 | 7102.4406 | 2.691 | 1.6799
Program Costs: | E262 | 18230716 | Commercial Foodservice {E} | 12756-2 | Oven - Convection - Half - EH - Comm | 12 | 0 | Comm Cooking | 1 | 3127 |  | 800 | 828 | 3127 | 800 | 828 | 0 | 0 | 12 | 0.030225 | 28 | 0.2519% | 309.7919 | 28 | 1601.3431 | 1137.7919 | 1499.385 | 1065.3482 | 0 | 0 | 0.88596 | 2770.3994 | 0.88596 | 0 | 2770.3994 | 0 | 2770.3994 | 2770.3994 | 3047.4393 | 1.8477 | 2.8605
122996.01 | E262 | 18230716 | Commercial Foodservice {E} | 12756-3 | Oven - Convection - Half - EH - Comm | 12 | 0 | Comm Cooking | 1 | 3127 |  | 1200 | 828 | 3127 | 1200 | 828 | 0 | 0 | 12 | 0.030225 | -372 | 0.2519% | 309.7919 | -372 | 1601.3431 | 1137.7919 | 1499.385 | 1065.3482 | 0 | 0 | 0.88596 | 2770.3994 | 0.88596 | 0 | 2770.3994 | 0 | 2770.3994 | 2770.3994 | 3047.4393 | 1.8477 | 2.8605
Total Savings (kWh): | E262 | 18230716 | Commercial Foodservice {E} | 12834-3 | Ice Maker - Ice Making Head - AC - IHR 300 to 799 - Comm | 10 | 0 | Comm Refrigeration | 35 | 666 |  | 375 | 272.88 | 23310 | 13125 | 9550.8 | 927.92 | 0 | 10 | 0.18776 | -102.12 | 1.878% | 2309.3217 | -3574.2 | 11937.099 | 11860.1217 | 11177.059 | 11104.9829 | 230230.1231 | 0 | 0.7506 | 17496.5697 | 0.7506 | 0 | 17496.5697 | 0 | 17496.5697 | 17496.5697 | 249476.3498 | 1.5654 | 22.4653
1241506.1 | E262 | 18230716 | Commercial Foodservice {E} | 12836-3 | Ice Maker - Ice Making Head - AC - IHR 800 to 1499 - Comm | 10 | 0 | Comm Refrigeration | 1 | 1177 |  | 565 | 409.68 | 1177 | 565 | 409.68 | 927.92 | 0 | 10 | 0.0094804 | -155.32 | 0.0948% | 116.6054 | -155.32 | 602.7441 | 526.2854 | 564.3672 | 492.7766 | 6578.0035 | 0 | 0.7506 | 883.4604 | 0.7506 | 0 | 883.4604 | 0 | 883.4604 | 883.4604 | 7549.81 | 1.5654 | 15.321
Total Incentives: | E262 | 18230716 | Commercial Foodservice {E} | 12842-3 | Ice Maker - Remote Condensing - AC - IHR less than 988 - Comm | 10 | 0 | Comm Refrigeration | 2 | 1319 |  | 565 | 399.56 | 2638 | 1130 | 799.12 | 927.92 | 0 | 10 | 0.021248 | -165.44 | 0.2125% | 261.3467 | -330.88 | 1350.9252 | 1060.4667 | 1264.9113 | 992.9463 | 13156.007 | 0 | 0.7506 | 1980.0923 | 0.7506 | 0 | 1980.0923 | 0 | 1980.0923 | 1980.0923 | 15334.1085 | 1.5654 | 15.443
361615 | E262 | 18230716 | Commercial Foodservice {E} | 12844-2 | Ice Maker - Self Contained - AC - IHR 110 to 199 - Comm | 10 | 0 | Comm Refrigeration | 1 | 497 |  | 175 | 177.53 | 497 | 175 | 177.53 | 878.03 | 0 | 10 | 0.0040032 | 2.53 | 0.04003% | 49.2378 | 2.53 | 254.5147 | 226.7678 | 238.3097 | 212.3294 | 6224.3345 | 0 | 0.7506 | 373.05 | 0.7506 | 0 | 373.05 | 0 | 373.05 | 373.05 | 6634.6894 | 1.5654 | 31.2472
Total Customer Costs: | E262 | 18230716 | Commercial Foodservice {E} | 12846-2 | Ice Maker - Self Contained - AC - IHR 200 or more - Comm | 10 | 0 | Comm Refrigeration | 1 | 745 |  | 200 | 224.48 | 745 | 200 | 224.48 | 878.03 | 0 | 10 | 0.0060008 | 24.48 | 0.06001% | 73.8072 | 24.48 | 381.516 | 298.2872 | 357.2248 | 279.2951 | 6224.3345 | 0 | 0.7506 | 559.1997 | 0.7506 | 0 | 559.1997 | 0 | 559.1997 | 559.1997 | 6839.4541 | 1.5654 | 24.4883
-66998.94 | E262 | 18230716 | Commercial Foodservice {E} | 12846-3 | Ice Maker - Self Contained - AC - IHR 200 or more - Comm | 10 | 0 | Comm Refrigeration | 5 | 745 |  | 300 | 224.48 | 3725 | 1500 | 1122.4 | 927.92 | 0 | 10 | 0.030004 | -75.52 | 0.3% | 369.0358 | -377.6 | 1907.5802 | 1491.4358 | 1786.1238 | 1396.4754 | 32890.0176 | 0 | 0.7506 | 2795.9984 | 0.7506 | 0 | 2795.9984 | 0 | 2795.9984 | 2795.9984 | 35965.6158 | 1.5654 | 25.7546
Weighted Avg Life | E262 | 18230716 | Commercial Foodservice {E} | 12848-3 | Ice Maker - Self Contained - AC - IHR less than 110 - Comm | 10 | 0 | Comm Refrigeration | 5 | 344 |  | 225 | 151.82 | 1720 | 1125 | 759.1 | 927.92 | 0 | 10 | 0.013854 | -73.18 | 0.1385% | 170.4004 | -365.9 | 880.8155 | 929.5004 | 824.7337 | 870.3187 | 32890.0176 | 0 | 0.7506 | 1291.0382 | 0.7506 | 0 | 1291.0382 | 0 | 1291.0382 | 1291.0382 | 34310.1596 | 1.5654 | 39.4225
12.7969 | E262 | 18230716 | Commercial Foodservice {E} | 12875-2 | Incentive - Sales - DCV - Single - Comm - Kitchen - C | 1 | 0 |  | 1 | 0 |  | 25 | 0 | 0 | 25 | 0 | 0 | 0 | 1 | 0 | -25 | 0% | 0 | -25 | 0 | 0 | 0 | 0 | 0 | 0 | #N/A | #N/A | #N/A | #N/A | #N/A | #N/A | #N/A | 0 | 0 | 0 | #DIV/0!
Total Utility Cost | E262 | 18230716 | Commercial Foodservice {E} | 12878-2 | Incentive - Sales - Dishwasher - DWH - Comm - Kitchen | 1 | 0 |  | 7 | 0 |  | 25 | 0 | 0 | 175 | 0 | 0 | 0 | 1 | 0 | -25 | 0% | 0 | -175 | 0 | 0 | 0 | 0 | 0 | 0 | #N/A | #N/A | #N/A | #N/A | #N/A | #N/A | #N/A | 0 | 0 | 0 | #DIV/0!
635777.83 | E262 | 18230716 | Commercial Foodservice {E} | 12879-2 | Incentive - Sales - Dishwasher - EWH - Comm - Kitchen | 1 | 0 |  | 27 | 0 |  | 50 | 0 | 0 | 1350 | 0 | 0 | 0 | 1 | 0 | -50 | 0% | 0 | -1350 | 0 | 0 | 0 | 0 | 0 | 0 | #N/A | #N/A | #N/A | #N/A | #N/A | #N/A | #N/A | 0 | 0 | 0 | #DIV/0!
Total Resource Cost | E262 | 18230716 | Commercial Foodservice {E} | 12881-3 | Incentive - Sales - Food Cabinet - Hot - EH - Comm - Kitchen | 1 | 0 |  | 12 | 0 |  | 50 | 0 | 0 | 600 | 0 | 0 | 0 | 1 | 0 | -50 | 0% | 0 | -600 | 0 | 0 | 0 | 0 | 0 | 0 | #N/A | #N/A | #N/A | #N/A | #N/A | #N/A | #N/A | 0 | 0 | 0 | #DIV/0!
417612.07 | E262 | 18230716 | Commercial Foodservice {E} | 12882-2 | Incentive - Sales - Fryer - EH - Comm - Kitchen | 1 | 0 |  | 3 | 0 |  | 50 | 0 | 0 | 150 | 0 | 0 | 0 | 1 | 0 | -50 | 0% | 0 | -150 | 0 | 0 | 0 | 0 | 0 | 0 | #N/A | #N/A | #N/A | #N/A | #N/A | #N/A | #N/A | 0 | 0 | 0 | #DIV/0!
UC B/C Ratio | E262 | 18230716 | Commercial Foodservice {E} | 12884-3 | Incentive - Sales - Griddle - EH - Comm - Kitchen | 1 | 0 |  | 1 | 0 |  | 50 | 0 | 0 | 50 | 0 | 0 | 0 | 1 | 0 | -50 | 0% | 0 | -50 | 0 | 0 | 0 | 0 | 0 | 0 | #N/A | #N/A | #N/A | #N/A | #N/A | #N/A | #N/A | 0 | 0 | 0 | #DIV/0!
1.943 | E262 | 18230716 | Commercial Foodservice {E} | 12886-2 | Incentive - Sales - Ice Maker - EH - Comm - Kitchen | 1 | 0 |  | 44 | 0 |  | 50 | 0 | 0 | 2200 | 0 | 0 | 0 | 1 | 0 | -50 | 0% | 0 | -2200 | 0 | 0 | 0 | 0 | 0 | 0 | #N/A | #N/A | #N/A | #N/A | #N/A | #N/A | #N/A | 0 | 0 | 0 | #DIV/0!
TRC B/C Ratio | E262 | 18230716 | Commercial Foodservice {E} | 12887-2 | Incentive - Sales - Oven - EH - Comm - Kitchen | 1 | 0 |  | 33 | 0 |  | 50 | 0 | 0 | 1650 | 0 | 0 | 0 | 1 | 0 | -50 | 0% | 0 | -1650 | 0 | 0 | 0 | 0 | 0 | 0 | #N/A | #N/A | #N/A | #N/A | #N/A | #N/A | #N/A | 0 | 0 | 0 | #DIV/0!
5.2268 | E262 | 18230716 | Commercial Foodservice {E} | 12889-2 | Incentive - Sales - Steam Cooker - EH - Comm - Kitchen | 1 | 0 |  | 3 | 0 |  | 300 | 0 | 0 | 900 | 0 | 0 | 0 | 1 | 0 | -300 | 0% | 0 | -900 | 0 | 0 | 0 | 0 | 0 | 0 | #N/A | #N/A | #N/A | #N/A | #N/A | #N/A | #N/A | 0 | 0 | 0 | #DIV/0!
| E262 | 18230716 | Commercial Foodservice {E} | 12976-2 | Food Cabinet - Holding - 13 ft to under 28 ft - Kitchen - Comm | 7 | 0 | Comm Cooking | 12 | 1016 |  | 500 | 2094 | 12192 | 6000 | 25128 | 0 | 0 | 7 | 0.068742 | 1594 | 0.982% | 1207.8614 | 19128 | 6243.5483 | 26335.8614 | 5846.019 | 24659.0463 | 0 | 0 | 0.53487 | 6521.1299 | 0.53487 | 0 | 6521.1299 | 0 | 6521.1299 | 6521.1299 | 7173.2429 | 1.1155 | 0.2909
| E262 | 18230716 | Commercial Foodservice {E} | 12980-2 | Food Cabinet - Holding - Under 13 ft - Kitchen - Comm | 7 | 0 | Comm Cooking | 2 | 398 |  | 200 | 429 | 796 | 400 | 858 | 0 | 0 | 7 | 0.0044881 | 229 | 0.06412% | 78.8597 | 458 | 407.6332 | 936.8597 | 381.6791 | 877.2095 | 0 | 0 | 0.53487 | 425.7562 | 0.53487 | 0 | 425.7562 | 0 | 425.7562 | 425.7562 | 468.3318 | 1.1155 | 0.53389
| E262 | 18230716 | Commercial Foodservice {E} | 13039-1 | Freezer - Ultra Low Temp - 15 ft to under 24 ft - Comm | 12 | 0 | Comm Refrigeration | 1 | 1851 |  | 1200 | 1821 | 1851 | 1200 | 1821 | 0 | 0 | 12 | 0.017891 | 621 | 0.1491% | 183.3786 | 621 | 947.9009 | 2004.3786 | 887.5477 | 1876.759 | 0 | 0 | 0.88471 | 1637.5893 | 0.88471 | 0 | 1637.5893 | 0 | 1637.5893 | 1637.5893 | 1801.3483 | 1.8451 | 0.95982
| E262 | 18230716 | Commercial Foodservice {E} | 13040-1 | Freezer - Ultra Low Temp - 24 ft to 29 ft - Comm | 12 | 0 | Comm Refrigeration | 9 | 3772 |  | 1200 | 1476 | 33948 | 10800 | 13284 | 0 | 0 | 12 | 0.32813 | 276 | 2.734% | 3363.2284 | 2484 | 17384.8407 | 16647.2284 | 16277.9407 | 15587.2925 | 0 | 0 | 0.88471 | 30033.9724 | 0.88471 | 0 | 30033.9724 | 0 | 30033.9724 | 30033.9724 | 33037.3696 | 1.8451 | 2.1195
| E262 | 18230716 | Commercial Foodservice {E} | 13043-2 | Griddle - 2 LF - EH - Kitchen - Comm | 12 | 0 | Comm Cooking | 1 | 2651.16 |  | 1200 | 640.72 | 2651.16 | 1200 | 640.72 | 0 | 0 | 12 | 0.025625 | -559.28 | 0.2135% | 262.6504 | -559.28 | 1357.6645 | 903.3704 | 1271.2214 | 845.8525 | 0 | 0 | 0.88596 | 2348.8238 | 0.88596 | 0 | 2348.8238 | 0 | 2348.8238 | 2348.8238 | 2583.7062 | 1.8477 | 3.0546
| E262 | 18230716 | Commercial Foodservice {E} | 13066-2 | Oven - Convection - Double - EH - Comm | 12 | 0 | Comm Cooking | 7 | 5190 |  | 3000 | 2382 | 36330 | 21000 | 16674 | 0 | 0 | 12 | 0.35115 | -618 | 2.926% | 3599.2131 | -4326 | 18604.6678 | 20273.2131 | 17420.1009 | 18982.4093 | 0 | 0 | 0.88596 | 32186.9557 | 0.88596 | 0 | 32186.9557 | 0 | 32186.9557 | 32186.9557 | 35405.6513 | 1.8477 | 1.8652
| E262 | 18230716 | Commercial Foodservice {E} | 13072-1 | Oven - Convection - Full - EH - Comm | 12 | 0 | Comm Cooking | 2 | 2595 |  | 1000 | 1191 | 5190 | 2000 | 2382 | 0 | 0 | 12 | 0.050165 | 191 | 0.418% | 514.1733 | 382 | 2657.8097 | 2896.1733 | 2488.5858 | 2711.7728 | 0 | 0 | 0.88596 | 4598.1365 | 0.88596 | 0 | 4598.1365 | 0 | 4598.1365 | 4598.1365 | 5057.9502 | 1.8477 | 1.8652
| E262 | 18230716 | Commercial Foodservice {E} | 13072-2 | Oven - Convection - Full - EH - Comm | 12 | 0 | Comm Cooking | 20 | 2595 |  | 1500 | 1191 | 51900 | 30000 | 23820 | 0 | 0 | 12 | 0.50165 | -309 | 4.18% | 5141.733 | -6180 | 26578.0969 | 28961.733 | 24885.8585 | 27117.7276 | 0 | 0 | 0.88596 | 45981.3653 | 0.88596 | 0 | 45981.3653 | 0 | 45981.3653 | 45981.3653 | 50579.5018 | 1.8477 | 1.8652
| E262 | 18230716 | Commercial Foodservice {E} | 13076-2 | Oven - Deck - EH - Comm | 12 | 0 | Comm Cooking | 7 | 7633 |  | 4800 | 3271.95 | 53431 | 33600 | 22903.65 | 0 | 0 | 12 | 0.51645 | -1528.05 | 4.304% | 5293.4092 | -10696.35 | 27362.1251 | 28197.0592 | 25619.9673 | 26401.7408 | 0 | 0 | 0.88596 | 47337.7713 | 0.88596 | 0 | 47337.7713 | 0 | 47337.7713 | 47337.7713 | 52071.5484 | 1.8477 | 1.9723
| E262 | 18230716 | Commercial Foodservice {E} | 13080-2 | Steamer - Any Size - EH - Kitchen - Comm | 12 | 0 | Comm Cooking | 3 | 36468 |  | 3500 | 2393 | 109404 | 10500 | 7179 | 1887.14 | 0 | 12 | 1.0575 | -1107 | 8.812% | 10838.6543 | -3321 | 56026.0137 | 18017.6543 | 52458.8143 | 16870.4629 | 45450.1156 | 0 | 0.88596 | 96927.6549 | 0.88596 | 0 | 96927.6549 | 0 | 96927.6549 | 96927.6549 | 152070.5359 | 1.8477 | 9.014
| E262 | 18230716 | Commercial Foodservice {E} | 13084-1 | Incentive - Sales - Freezer - Ultra Low Temp - EH - Comm | 1 | 0 |  | 10 | 0 |  | 100 | 0 | 0 | 1000 | 0 | 0 | 0 | 1 | 0 | -100 | 0% | 0 | -1000 | 0 | 0 | 0 | 0 | 0 | 0 | #N/A | #N/A | #N/A | #N/A | #N/A | #N/A | #N/A | 0 | 0 | 0 | #DIV/0!
| E262 | 18230716 | Commercial Foodservice {E} | 13085-1 | Incentive - Sales - Oven - Combination - EH - Comm - Kitchen | 1 | 0 |  | 12 | 0 |  | 100 | 0 | 0 | 1200 | 0 | 0 | 0 | 1 | 0 | -100 | 0% | 0 | -1200 | 0 | 0 | 0 | 0 | 0 | 0 | #N/A | #N/A | #N/A | #N/A | #N/A | #N/A | #N/A | 0 | 0 | 0 | #DIV/0!
| E262 | 18230716 | Commercial Foodservice {E} | 13093-2 | Dishwasher - Door Type - Single Tank - High Temp - E Booster - Foodservice | 15 | 0 | Comm Cooking | 1 | 5013.35 |  | 2400 | 2400.49 | 5013.35 | 2400 | 2400.49 | 688.95 | 0 | 15 | 0.060572 | 0.49 | 0.4038% | 496.6726 | 0.49 | 2567.3469 | 2897.1626 | 2403.8828 | 2712.6991 | 6354.9393 | 0 | 1.0632 | 5330.0619 | 1.0632 | 0 | 5330.0619 | 0 | 5330.0619 | 5330.0619 | 12218.0074 | 2.2173 | 4.504
| E262 | 18230716 | Commercial Foodservice {E} | 13093-3 | Dishwasher - Door Type - Single Tank - High Temp - E Booster - Foodservice | 15 | 0 | Comm Cooking | 1 | 5013.35 |  | 3600 | 2400.49 | 5013.35 | 3600 | 2400.49 | 728.1 | 0 | 15 | 0.060572 | -1199.51 | 0.4038% | 496.6726 | -1199.51 | 2567.3469 | 2897.1626 | 2403.8828 | 2712.6991 | 6716.0625 | 0 | 1.0632 | 5330.0619 | 1.0632 | 0 | 5330.0619 | 0 | 5330.0619 | 5330.0619 | 12579.1307 | 2.2173 | 4.6371
| E262 | 18230716 | Commercial Foodservice {E} | 13095-3 | Dishwasher - Door Type - Single Tank - High Temp - EWH - E Booster - Foodservice | 15 | 0 | Comm Cooking | 5 | 11333.92 |  | 3975 | 2659 | 56669.6 | 19875 | 13295 | 806.51 | 0 | 15 | 0.68469 | -1316 | 4.565% | 5614.2573 | -6580 | 29020.6188 | 18909.2573 | 27172.8641 | 17705.2971 | 37196.6186 | 0 | 1.0632 | 60249.629 | 1.0632 | 0 | 60249.629 | 0 | 60249.629 | 60249.629 | 103471.2105 | 2.2173 | 5.8441
| E262 | 18230716 | Commercial Foodservice {E} | 13097-2 | Dishwasher - Door Type - Single Tank - High Temp - GWH - E Booster - Foodservice | 15 | 0 | Comm Cooking | 2 | 5013.35 |  | 2400 | 2400.49 | 10026.7 | 4800 | 4800.98 |  | 0 | 15 | 0.12114 | 0.49 | 0.8076% | 993.3452 | 0.98 | 5134.6937 | 5794.3252 | 4807.7657 | 5425.3981 | 0 | 0 | 1.0632 | 10660.1239 | 1.0632 | 0 | 10660.1239 | 0 | 10660.1239 | 10660.1239 | 11726.1363 | 2.2173 | 2.1613
| E262 | 18230716 | Commercial Foodservice {E} | 13097-3 | Dishwasher - Door Type - Single Tank - High Temp - GWH - E Booster - Foodservice | 15 | 0 | Comm Cooking | 4 | 5013.35 |  | 3600 | 2400.49 | 20053.4 | 14400 | 9601.96 |  | 0 | 15 | 0.24229 | -1199.51 | 1.615% | 1986.6903 | -4798.04 | 10269.3874 | 11588.6503 | 9615.5313 | 10850.7962 | 0 | 0 | 1.0632 | 21320.2477 | 1.0632 | 0 | 21320.2477 | 0 | 21320.2477 | 21320.2477 | 23452.2725 | 2.2173 | 2.1613
| E262 | 18230716 | Commercial Foodservice {E} | 13100-2 | Dishwasher - Door Type - Single Tank - Low Temp - EWH - Foodservice | 15 | 0 | Comm Cooking | 2 | 15621.35 |  | 2650 | 2659 | 31242.7 | 5300 | 5318 | 1755.23 | 0 | 15 | 0.37748 | 9 | 2.517% | 3095.2143 | 18 | 15999.451 | 8413.2143 | 14980.7594 | 7877.5415 | 32380.8116 | 0 | 1.0632 | 33216.4174 | 1.0632 | 0 | 33216.4174 | 0 | 33216.4174 | 33216.4174 | 68918.8706 | 2.2173 | 8.7488
| E262 | 18230716 | Commercial Foodservice {E} | 13100-3 | Dishwasher - Door Type - Single Tank - Low Temp - EWH - Foodservice | 15 | 0 | Comm Cooking | 12 | 15621.35 |  | 3975 | 2659 | 187456.2 | 47700 | 31908 | 1854.97 | 0 | 15 | 2.2649 | -1316 | 15.1% | 18571.2858 | -15792 | 95996.706 | 50479.2858 | 89884.5562 | 47265.2489 | 205325.0025 | 0 | 1.0632 | 199298.5041 | 1.0632 | 0 | 199298.5041 | 0 | 199298.5041 | 199298.5041 | 424553.357 | 2.2173 | 8.9824
| E262 | 18230716 | Commercial Foodservice {E} | 13119-2 | Dishwasher - Rack Conveyor - Single Tank - High Temp - GWH - E Booster - Foodservice | 20 | 0 | Comm Cooking | 3 | 6029.73 |  | 3550 | 3583.43 | 18089.19 | 10650 | 10750.29 |  | 0 | 20 | 0.29141 | 33.43 | 1.457% | 1792.0961 | 100.29 | 9263.5114 | 12542.3861 | 8673.6999 | 11743.8072 | 0 | 0 | 1.3381 | 24204.4583 | 1.3381 | 0 | 24204.4583 | 0 | 24204.4583 | 24204.4583 | 26624.9041 | 2.7906 | 2.2671
| E262 | 18230716 | Commercial Foodservice {E} | 13119-3 | Dishwasher - Rack Conveyor - Single Tank - High Temp - GWH - E Booster - Foodservice | 20 | 0 | Comm Cooking | 1 | 6029.73 |  | 5325 | 3583.43 | 6029.73 | 5325 | 3583.43 |  | 0 | 20 | 0.097136 | -1741.57 | 0.4857% | 597.3654 | -1741.57 | 3087.8371 | 4180.7954 | 2891.2333 | 3914.6024 | 0 | 0 | 1.3381 | 8068.1528 | 1.3381 | 0 | 8068.1528 | 0 | 8068.1528 | 8068.1528 | 8874.968 | 2.7906 | 2.2671
| E262 | 18230716 | Commercial Foodservice {E} | 13131-3 | Dishwasher - Under Counter - High Temp - EWH - E Booster - Foodservice | 10 | 0 | Comm Cooking | 8 | 3871.96 |  | 345 | 232 | 30975.68 | 2760 | 1856 | 116.41 | 0 | 10 | 0.2495 | -113 | 2.495% | 3068.7606 | -904 | 15862.7095 | 4924.7606 | 14852.7243 | 4611.1991 | 6601.8225 | 0 | 0.75176 | 23286.2043 | 0.75176 | 0 | 23286.2043 | 0 | 23286.2043 | 23286.2043 | 32216.6472 | 1.5678 | 6.9866
| E262 | 18230716 | Commercial Foodservice {E} | 13133-2 | Dishwasher - Under Counter - High Temp - GWH - E Booster - Foodservice | 10 | 0 | Comm Cooking | 1 | 2898.48 |  | 190 | 192.37 | 2898.48 | 190 | 192.37 |  | 0 | 10 | 0.023346 | 2.37 | 0.2335% | 287.1524 | 2.37 | 1484.3176 | 479.5224 | 1389.8105 | 448.991 | 0 | 0 | 0.75176 | 2178.9545 | 0.75176 | 0 | 2178.9545 | 0 | 2178.9545 | 2178.9545 | 2396.85 | 1.5678 | 5.3383
|  |  |  | 13133-3 | Dishwasher - Under Counter - High Temp - GWH - E Booster - Foodservice | 10 | 0 | Comm Cooking | 2 | 2898.48 |  | 285 | 192.37 | 5796.96 | 570 | 384.74 |  | 0 | 10 | 0.046693 | -92.63 | 0.4669% | 574.3048 | -185.26 | 2968.6352 | 959.0448 | 2779.6209 | 897.9821 | 0 | 0 | 0.75176 | 4357.909 | 0.75176 | 0 | 4357.909 | 0 | 4357.909 | 4357.909 | 4793.6999 | 1.5678 | 5.3383
|  |  |  | 13228-2 | Oven - Combination - 14 Pans or less - EH - Comm | 12 | 0 | Comm Cooking | 10 | 15115 |  | 1500 | 1053 | 151150 | 15000 | 10530 | 521.0944 | 0 | 12 | 1.461 | -447 | 12.17% | 14974.4306 | -4470 | 77404.2262 | 25504.4306 | 72475.8672 | 23880.553 | 41833.6755 | 0 | 0.88596 | 133912.9742 | 0.88596 | 0 | 133912.9742 | 0 | 133912.9742 | 133912.9742 | 189137.9471 | 1.8477 | 7.9202
|  |  |  | 13230-2 | Oven - Combination - 15 to 28 Pans - EH - Comm | 12 | 0 | Comm Cooking | 2 | 19763 |  | 2250 | 1584 | 39526 | 4500 | 3168 | 781.6416 | 0 | 12 | 0.38205 | -666 | 3.184% | 3915.8408 | -1332 | 20241.346 | 7083.8408 | 18952.5711 | 6632.8098 | 12550.1026 | 0 | 0.88596 | 35018.4864 | 0.88596 | 0 | 35018.4864 | 0 | 35018.4864 | 35018.4864 | 51070.4377 | 1.8477 | 7.6997
|  |  |  | 13360-1 | Incentive - Sales - Dishwasher - EWH - Comm - Kitchen - LTO | 1 | 0 |  | 1 | 0 |  | 100 | 0 | 0 | 100 | 0 | 0 | 0 | 1 | 0 | -100 | 0% | 0 | -100 | 0 | 0 | 0 | 0 | 0 | 0 | #N/A | #N/A | #N/A | #N/A | #N/A | #N/A | #N/A | 0 | 0 | 0 | #DIV/0!
|  |  |  | 13377-1 | Dishwasher - Door Type - Single Tank - Low Temp - EWH - Foodservice - LTO | 15 | 0 | Comm Cooking | 1 | 15621.35 |  | 3975 | 2659 | 15621.35 | 3975 | 2659 | 1755.23 | 0 | 15 | 0.18874 | -1316 | 1.258% | 1547.6072 | -1316 | 7999.7255 | 4206.6072 | 7490.3797 | 3938.7707 | 16190.4058 | 0 | 1.0632 | 16608.2087 | 1.0632 | 0 | 16608.2087 | 0 | 16608.2087 | 16608.2087 | 34459.4353 | 2.2173 | 8.7488
|  |  |  | 13675-1 | Freezer - Solid Door - less than 15 cu ft - Foodservice | 12 | 0 | Comm Refrigeration | 3 | 868.7 |  | 100 | 119.07 | 2606.1 | 300 | 357.21 | 0 | 0 | 12 | 0.02519 | 19.07 | 0.2099% | 258.1863 | 57.21 | 1334.5892 | 615.3963 | 1249.6153 | 576.2138 | 0 | 0 | 0.88471 | 2305.6302 | 0.88471 | 0 | 2305.6302 | 0 | 2305.6302 | 2305.6302 | 2536.1933 | 1.8451 | 4.4015
|  |  |  | 13676-1 | Freezer - Solid Door - 15 to 29.9 cu ft - Foodservice | 12 | 0 | Comm Refrigeration | 12 | 2135.98 |  | 450 | 456.52 | 25631.76 | 5400 | 5478.24 | 0 | 0 | 12 | 0.24775 | 6.52 | 2.065% | 2539.3385 | 78.24 | 13126.0771 | 8017.5785 | 12290.3343 | 7507.096 | 0 | 0 | 0.88471 | 22676.5516 | 0.88471 | 0 | 22676.5516 | 0 | 22676.5516 | 22676.5516 | 24944.2067 | 1.8451 | 3.3228
|  |  |  | 13677-1 | Freezer - Solid Door - 30 to 49.9 cu ft - Foodservice | 12 | 0 | Comm Refrigeration | 20 | 3107.245 |  | 600 | 634.77 | 62144.83 | 12000 | 12695.4 | 0 | 0 | 12 | 0.60067 | 34.77 | 5.006% | 6156.6883 | 695.4 | 31824.4954 | 18852.0883 | 29798.2167 | 17651.7681 | 0 | 0 | 0.88471 | 54979.9167 | 0.88471 | 0 | 54979.9167 | 0 | 54979.9167 | 54979.9167 | 60477.9083 | 1.8451 | 3.4262
|  |  |  | 13678-1 | Freezer - Solid Door - over 50 cu ft - Foodservice | 12 | 0 | Comm Refrigeration | 2 | 5661.515 |  | 750 | 777.49 | 11323.04 | 1500 | 1554.98 | 0 | 0 | 12 | 0.10944 | 27.49 | 0.912% | 1121.7736 | 54.98 | 5798.5521 | 2676.7536 | 5429.3559 | 2506.3236 | 0 | 0 | 0.88471 | 10017.5436 | 0.88471 | 0 | 10017.5436 | 0 | 10017.5436 | 10017.5436 | 11019.298 | 1.8451 | 4.3966
|  |  |  | 13679-1 | Freezer - Glass Door - less than 15 cu ft - Foodservice | 12 | 0 | Comm Refrigeration | 1 | 2525.8 |  | 100 | 74.42 | 2525.8 | 100 | 74.42 | 0 | 0 | 12 | 0.024414 | -25.58 | 0.2034% | 250.231 | -25.58 | 1293.4674 | 324.651 | 1211.1118 | 303.9803 | 0 | 0 | 0.88471 | 2234.5884 | 0.88471 | 0 | 2234.5884 | 0 | 2234.5884 | 2234.5884 | 2458.0473 | 1.8451 | 8.0862
|  |  |  | 13680-1 | Freezer - Glass Door - 15 to 29.9 cu ft - Foodservice | 12 | 0 | Comm Refrigeration | 1 | 5172.78 |  | 150 | 156.16 | 5172.78 | 150 | 156.16 | 0 | 0 | 12 | 0.049998 | 6.16 | 0.4167% | 512.4673 | 6.16 | 2648.9913 | 668.6273 | 2480.3289 | 626.0555 | 0 | 0 | 0.88471 | 4576.3854 | 0.88471 | 0 | 4576.3854 | 0 | 4576.3854 | 4576.3854 | 5034.0239 | 1.8451 | 8.0409
|  |  |  | 13681-1 | Freezer - Glass Door - 30 to 49.9 cu ft - Foodservice | 12 | 0 | Comm Refrigeration | 7 | 8954.18 |  | 350 | 364.9 | 62679.26 | 2450 | 2554.3 | 0 | 0 | 12 | 0.60584 | 14.9 | 5.049% | 6209.6343 | 104.3 | 32098.1781 | 8763.9343 | 30054.4739 | 8205.931 | 0 | 0 | 0.88471 | 55452.6677 | 0.88471 | 0 | 55452.6677 | 0 | 55452.6677 | 55452.6677 | 60997.9345 | 1.8451 | 7.4334
|  |  |  | 13758-1 | Refrigerator - Glass Door - less than 15 cu ft - Foodservice | 12 | 0 | Comm Refrigeration | 8 | 1147.925 |  | 100 | 41.48 | 9183.36 | 800 | 331.84 | 0 | 0 | 12 | 0.088763 | -58.52 | 0.7397% | 909.7955 | -468.16 | 4702.8176 | 1241.6355 | 4403.3872 | 1162.58 | 0 | 0 | 0.88471 | 8124.6018 | 0.88471 | 0 | 8124.6018 | 0 | 8124.6018 | 8124.6018 | 8937.062 | 1.8451 | 7.6873
|  |  |  | 13759-1 | Refrigerator - Glass Door - 15 to 29.9 cu ft - Foodservice | 12 | 0 | Comm Refrigeration | 7 | 1423.5 |  | 300 | 298.7 | 9964.5 | 2100 | 2090.9 | 0 | 0 | 12 | 0.096314 | -1.3 | 0.8026% | 987.183 | -9.1 | 5102.841 | 3078.083 | 4777.941 | 2882.1002 | 0 | 0 | 0.88471 | 8815.645 | 0.88471 | 0 | 8815.645 | 0 | 8815.645 | 8815.645 | 9697.2095 | 1.8451 | 3.3646
|  |  |  | 13760-1 | Refrigerator - Glass Door - 30 to 49.9 cu ft - Foodservice | 12 | 0 | Comm Refrigeration | 5 | 1801.64 |  | 550 | 549.98 | 9008.2 | 2750 | 2749.9 | 0 | 0 | 12 | 0.08707 | -0.02 | 0.7256% | 892.4424 | -0.1 | 4613.1178 | 3642.3424 | 4319.3987 | 3410.4329 | 0 | 0 | 0.88471 | 7969.6015 | 0.88471 | 0 | 7969.6015 | 0 | 7969.6015 | 7969.6015 | 8766.5616 | 1.8451 | 2.5705
|  |  |  | 13762-1 | Refrigerator - Solid Door - less than 15 cu ft - Foodservice | 12 | 0 | Comm Refrigeration | 34 | 675.25 |  | 200 | 224.72 | 22958.5 | 6800 | 7640.48 | 0 | 0 | 12 | 0.22191 | 24.72 | 1.849% | 2274.4986 | 840.48 | 11757.0951 | 9914.9786 | 11008.516 | 9283.6878 | 0 | 0 | 0.88471 | 20311.5045 | 0.88471 | 0 | 20311.5045 | 0 | 20311.5045 | 20311.5045 | 22342.655 | 1.8451 | 2.4067
|  |  |  | 13763-1 | Refrigerator - Solid Door - 15 to 29.9 cu ft - Foodservice | 12 | 0 | Comm Refrigeration | 28 | 929.29 |  | 250 | 267.99 | 26020.12 | 7000 | 7503.72 | 0 | 0 | 12 | 0.2515 | 17.99 | 2.096% | 2577.8133 | 503.72 | 13324.957 | 10081.5333 | 12476.5515 | 9439.6379 | 0 | 0 | 0.88471 | 23020.1357 | 0.88471 | 0 | 23020.1357 | 0 | 23020.1357 | 23020.1357 | 25322.1492 | 1.8451 | 2.6825
|  |  |  | 13764-1 | Refrigerator - Solid Door - 30 to 49.9 cu ft - Foodservice | 12 | 0 | Comm Refrigeration | 31 | 1310.35 |  | 300 | 334.89 | 40620.85 | 9300 | 10381.59 | 0 | 0 | 12 | 0.39263 | 34.89 | 3.272% | 4024.3076 | 1081.59 | 20802.0209 | 14405.8976 | 19477.5477 | 13488.6682 | 0 | 0 | 0.88471 | 35937.4775 | 0.88471 | 0 | 35937.4775 | 0 | 35937.4775 | 35937.4775 | 39531.2253 | 1.8451 | 2.9307
|  |  |  | 13765-1 | Refrigerator - Solid Door - over 50 cu ft - Foodservice | 12 | 0 | Comm Refrigeration | 5 | 2052.03 |  | 400 | 435.23 | 10260.15 | 2000 | 2176.15 | 0 | 0 | 12 | 0.099171 | 35.23 | 0.8264% | 1016.4731 | 176.15 | 5254.2439 | 3192.6231 | 4919.7041 | 2989.3474 | 0 | 0 | 0.88471 | 9077.2081 | 0.88471 | 0 | 9077.2081 | 0 | 9077.2081 | 9077.2081 | 9984.929 | 1.8451 | 3.3402
|  |  |  | 13861-1 | Incentive - Sales - Freezer - Reach In - Foodservice | 1 | 0 |  | 43 | 0 |  | 100 | 0 | 0 | 4300 | 0 | 0 | 0 | 1 | 0 | -100 | 0% | 0 | -4300 | 0 | 0 | 0 | 0 | 0 | 0 | #N/A | #N/A | #N/A | #N/A | #N/A | #N/A | #N/A | 0 | 0 | 0 | #DIV/0!
|  |  |  | 13867-1 | Incentive - Sales - Refrigerator - Reach In - Foodservice | 1 | 0 |  | 108 | 0 |  | 100 | 0 | 0 | 10800 | 0 | 0 | 0 | 1 | 0 | -100 | 0% | 0 | -10800 | 0 | 0 | 0 | 0 | 0 | 0 | #N/A | #N/A | #N/A | #N/A | #N/A | #N/A | #N/A | 0 | 0 | 0 | #DIV/0!
[19 empty] | 0 | 0 | 0 | 0% | 0 | 0 | 0 | 0 | 0 | 0 | 0 | 0 | #N/A | #N/A | #N/A | #N/A | #N/A | #N/A | #N/A | 0 | 0 | 0 | #DIV/0!
[19 empty] | 0 | 0 | 0 | 0% | 0 | 0 | 0 | 0 | 0 | 0 | 0 | 0 | #N/A | #N/A | #N/A | #N/A | #N/A | #N/A | #N/A | 0 | 0 | 0 | #DIV/0!
[19 empty] | 0 | 0 | 0 | 0% | 0 | 0 | 0 | 0 | 0 | 0 | 0 | 0 | #N/A | #N/A | #N/A | #N/A | #N/A | #N/A | #N/A | 0 | 0 | 0 | #DIV/0!
[19 empty] | 0 | 0 | 0 | 0% | 0 | 0 | 0 | 0 | 0 | 0 | 0 | 0 | #N/A | #N/A | #N/A | #N/A | #N/A | #N/A | #N/A | 0 | 0 | 0 | #DIV/0!
[19 empty] | 0 | 0 | 0 | 0% | 0 | 0 | 0 | 0 | 0 | 0 | 0 | 0 | #N/A | #N/A | #N/A | #N/A | #N/A | #N/A | #N/A | 0 | 0 | 0 | #DIV/0!
[19 empty] | 0 | 0 | 0 | 0% | 0 | 0 | 0 | 0 | 0 | 0 | 0 | 0 | #N/A | #N/A | #N/A | #N/A | #N/A | #N/A | #N/A | 0 | 0 | 0 | #DIV/0!
[19 empty] | 0 | 0 | 0 | 0% | 0 | 0 | 0 | 0 | 0 | 0 | 0 | 0 | #N/A | #N/A | #N/A | #N/A | #N/A | #N/A | #N/A | 0 | 0 | 0 | #DIV/0!
[19 empty] | 0 | 0 | 0 | 0% | 0 | 0 | 0 | 0 | 0 | 0 | 0 | 0 | #N/A | #N/A | #N/A | #N/A | #N/A | #N/A | #N/A | 0 | 0 | 0 | #DIV/0!
[19 empty] | 0 | 0 | 0 | 0% | 0 | 0 | 0 | 0 | 0 | 0 | 0 | 0 | #N/A | #N/A | #N/A | #N/A | #N/A | #N/A | #N/A | 0 | 0 | 0 | #DIV/0!
[19 empty] | 0 | 0 | 0 | 0% | 0 | 0 | 0 | 0 | 0 | 0 | 0 | 0 | #N/A | #N/A | #N/A | #N/A | #N/A | #N/A | #N/A | 0 | 0 | 0 | #DIV/0!
[19 empty] | 0 | 0 | 0 | 0% | 0 | 0 | 0 | 0 | 0 | 0 | 0 | 0 | #N/A | #N/A | #N/A | #N/A | #N/A | #N/A | #N/A | 0 | 0 | 0 | #DIV/0!
[19 empty] | 0 | 0 | 0 | 0% | 0 | 0 | 0 | 0 | 0 | 0 | 0 | 0 | #N/A | #N/A | #N/A | #N/A | #N/A | #N/A | #N/A | 0 | 0 | 0 | #DIV/0!
[19 empty] | 0 | 0 | 0 | 0% | 0 | 0 | 0 | 0 | 0 | 0 | 0 | 0 | #N/A | #N/A | #N/A | #N/A | #N/A | #N/A | #N/A | 0 | 0 | 0 | #DIV/0!
[19 empty] | 0 | 0 | 0 | 0% | 0 | 0 | 0 | 0 | 0 | 0 | 0 | 0 | #N/A | #N/A | #N/A | #N/A | #N/A | #N/A | #N/A | 0 | 0 | 0 | #DIV/0!
[19 empty] | 0 | 0 | 0 | 0% | 0 | 0 | 0 | 0 | 0 | 0 | 0 | 0 | #N/A | #N/A | #N/A | #N/A | #N/A | #N/A | #N/A | 0 | 0 | 0 | #DIV/0!

## Commercial HVAC Rebates {E}
Rtn to Summary |  | Order Number | Program Name | Discount Rate: | 6.8% | [9 empty] | Paste in incentives but use DBtC for Total
| Program: | 18230718 | Commercial HVAC Rebates {E}
| paste |  |  | paste | paste | paste | paste | paste | paste | paste | paste | paste | paste | Paste | paste | paste | paste | paste | Formula: G + H | Formula: (O/A10)*T | Formula: N - M | Formula: O/A10 | Formula: W*A8 | Formula: Q - P | Formula: X + DBtC | Formula: Q + X | Formula: Z/(1+ElecDiscountRate)^1 | Formula: AA/(1+ElecDiscountRate)^1 | Formula: -PV (ElecDiscount Rate,T,R)*J | Formula: - PV (ElecDiscount Rate, T, S)*J |  | AF*J*K |  | AH*J*L | AG + AI |  | AG +AI -AK | formula: Logic to lookup from AC tables and adjust by savings and quantity | Formula: Utility Savings (AM)*1.1+AD+AE | formula: AM/AB | formula: AN/AC
| Sch. No. | Order Number | Program Name | Measure Version | Measure Name | First Period Measure Life | Second period Measure Life | Electric End-Use Type | Number of units offered | Savings per Unit Period 1 | Savngs per Unit Period 2 | Incentives Per Unit | Incremental Measure Cost per Unit | Total First Year Savings | Total Incentive | Total Incremental Measure Cost | Unit First Year Non-Energy Benefits | Unit Annual Net Equipment O&M | Total Measure Life | Weighted Life | Agency or Customer Cost per Unit | Percent Unit overhead | Program Overhead Cost | Total Customer Cost | Total Utility Program Costs | Total Resource Cost | PV Total Utility Program Costs | PV Total Resource Costs | PV Total Non-Energy Benefits | PV Total Net Equipment O&M | Unit PV First period Savings for 1 kWh | Total First Period Savings | Unit PV Savings for Second Period for 1 kWh | Total Second period Savings | Unadjusted Total | Decrement | Final UC Total Savings | PV Total Savings UC | PV Total Savings TRC | UC B/C Ratio | TRC B/C Ratio
DBTC: | E262 | 18230718 | Commercial HVAC Rebates {E} | 12357-1 | Thermostat - Web Enabled - HP Heating - Comm | 10 | 0 | Comm Space Heat | 17.5 | 116 |  | 200 | 69.6 | 2030 | 946.31 | 1218 | 0 | 0 | 10 | 0.1279 | -130.4 | 1.279% | 1883.5332 | 271.69 | 2986.3473 | 3101.5332 | 2796.2054 | 2904.0573 | 0 | 0 | 0.92698 | 1881.7642 | 0.92698 | 0 | 1881.7642 | 0 | 1881.7642 | 1881.7642 | 2069.9406 | 0.67297 | 0.71278
86226.47 | E262 | 18230718 | Commercial HVAC Rebates {E} | 12357-2 | Thermostat - Web Enabled - HP Heating - Comm | 10 | 0 | Comm Space Heat | 57.5 | 116 |  | 200 | 74.22 | 6670 | 2402.9 | 4267.65 | 0 | 0 | 10 | 0.42023 | -125.78 | 4.202% | 6188.7519 | 1864.75 | 9812.2841 | 10456.4019 | 9187.5319 | 9790.6384 | 0 | 0 | 0.92698 | 6182.9395 | 0.92698 | 0 | 6182.9395 | 0 | 6182.9395 | 6182.9395 | 6801.2335 | 0.67297 | 0.69467
Program Costs: | E262 | 18230718 | Commercial HVAC Rebates {E} | 12358-1 | Thermostat - Web Enabled - GP Heating - Comm | 10 | 0 | Comm Space Heat | 11.68 | 51 |  | 200 | 69.6 | 595.68 | 477.26 | 812.93 | 0 | 0 | 10 | 0.03753 | -130.4 | 0.3753% | 552.701 | 335.67 | 876.3091 | 1365.631 | 820.5141 | 1278.6807 | 0 | 0 | 0.92698 | 552.1819 | 0.92698 | 0 | 552.1819 | 0 | 552.1819 | 552.1819 | 607.4001 | 0.67297 | 0.47502
147269.07 | E262 | 18230718 | Commercial HVAC Rebates {E} | 12363-1 | Heat Pump - Ductless - Comm | 15 | 0 | Comm Space Heat | 33.92 | 1589 |  | 500 | 2115.3499 | 53898.88 | 16960 | 71752.67 | 0 | 0 | 15 | 5.0937 | 1615.3499 | 33.96% | 50010.014 | 54792.67 | 79291.0231 | 121762.684 | 74242.5309 | 114010.0037 | 0 | 0 | 1.2903 | 69546.8337 | 1.2903 | 0 | 69546.8337 | 0 | 69546.8337 | 69546.8337 | 76501.5171 | 0.93675 | 0.67101
Total Savings (kWh): | E262 | 18230718 | Commercial HVAC Rebates {E} | 13064-4 | Heat Pump - Packaged Terminal - Lodging | 15 | 0 | Comm Space Heat | 0 | 726 |  | 1000 | #DIV/0! | 0 | 0 | 0 | 0 | 0 | 15 | 0 | #DIV/0! | 0% | 0 | 0 | 0 | 0 | 0 | 0 | 0 | 0 | 1.2903 | 0 | 1.2903 | 0 | 0 | 0 | 0 | 0 | 0 | 0 | #DIV/0!
158720.97 | E262 | 18230718 | Commercial HVAC Rebates {E} | 13815-1 | Heat Pump - Ductless - from Zonal - Comm | 15 | 0 | Comm Space Heat | 52.83 | 1589 |  | 1000 | 2115.3494 | 83946.87 | 52830 | 111753.91 | 0 | 0 | 15 | 7.9334 | 1115.3494 | 52.89% | 77890.0071 | 58923.91 | 123494.8334 | 189643.9171 | 115631.8664 | 177569.2107 | 0 | 0 | 1.2903 | 108318.3734 | 1.2903 | 0 | 108318.3734 | 0 | 108318.3734 | 108318.3734 | 119150.2107 | 0.93675 | 0.67101
Total Incentives: | E262 | 18230718 | Commercial HVAC Rebates {E} | 14098-1 | Insulation - Attic - R48 or higher - GH - Comm | 45 | 0 | Comm Space Heat | 6100 | 1.289 |  | 1.5 | 2.57 | 7862.9 | 9130 | 15677 |  | 0 | 45 | 2.2293 | 1.07 | 4.954% | 7295.5827 | 6547 | 11567.1677 | 22972.5827 | 10830.6814 | 21509.9089 | 0 | 0 | 2.9075 | 22861.7631 | 2.9075 | 0 | 22861.7631 | 0 | 22861.7631 | 22861.7631 | 25147.9395 | 2.1108 | 1.1691
86226.47 | E262 | 18230718 | Commercial HVAC Rebates {E} | 14099-1 | Insulation - Wall - R14 - EH - Comm | 45 | 0 | Comm Space Heat | 4640 | 0.801 |  | 0.75 | 3.04 | 3716.64 | 3480 | 14105.6 | 0 | 0 | 45 | 1.0537 | 2.29 | 2.342% | 3448.4802 | 10625.6 | 5467.5754 | 17554.0802 | 5119.4526 | 16436.4046 | 0 | 0 | 2.9075 | 10806.3111 | 2.9075 | 0 | 10806.3111 | 0 | 10806.3111 | 10806.3111 | 11886.9422 | 2.1108 | 0.72321
Total Customer Costs: | E262 | 18230718 | Commercial HVAC Rebates {E} | [15 empty] | 0 | 0 | 0 | 0% | 0 | 0 | 0 | 0 | 0 | 0 | 0 | 0 | #N/A | #N/A | #N/A | #N/A | #N/A | #N/A | #N/A | 0 | 0 | 0 | #DIV/0!
133361.29 | E262 | 18230718 | Commercial HVAC Rebates {E} | [15 empty] | 0 | 0 | 0 | 0% | 0 | 0 | 0 | 0 | 0 | 0 | 0 | 0 | #N/A | #N/A | #N/A | #N/A | #N/A | #N/A | #N/A | 0 | 0 | 0 | #DIV/0!
Weighted Avg Life | E262 | 18230718 | Commercial HVAC Rebates {E} | [15 empty] | 0 | 0 | 0 | 0% | 0 | 0 | 0 | 0 | 0 | 0 | 0 | 0 | #N/A | #N/A | #N/A | #N/A | #N/A | #N/A | #N/A | 0 | 0 | 0 | #DIV/0!
16.8958 | E262 | 18230718 | Commercial HVAC Rebates {E} | [15 empty] | 0 | 0 | 0 | 0% | 0 | 0 | 0 | 0 | 0 | 0 | 0 | 0 | #N/A | #N/A | #N/A | #N/A | #N/A | #N/A | #N/A | 0 | 0 | 0 | #DIV/0!
Total Utility Cost | E262 | 18230718 | Commercial HVAC Rebates {E} | [15 empty] | 0 | 0 | 0 | 0% | 0 | 0 | 0 | 0 | 0 | 0 | 0 | 0 | #N/A | #N/A | #N/A | #N/A | #N/A | #N/A | #N/A | 0 | 0 | 0 | #DIV/0!
233495.54 | E262 | 18230718 | Commercial HVAC Rebates {E} | [15 empty] | 0 | 0 | 0 | 0% | 0 | 0 | 0 | 0 | 0 | 0 | 0 | 0 | #N/A | #N/A | #N/A | #N/A | #N/A | #N/A | #N/A | 0 | 0 | 0 | #DIV/0!
Total Resource Cost | E262 | 18230718 | Commercial HVAC Rebates {E} | [15 empty] | 0 | 0 | 0 | 0% | 0 | 0 | 0 | 0 | 0 | 0 | 0 | 0 | #N/A | #N/A | #N/A | #N/A | #N/A | #N/A | #N/A | 0 | 0 | 0 | #DIV/0!
366856.83 | E263 | 18230719 | Commercial HVAC Rebates {E} | [15 empty] | 0 | 0 | 0 | 0% | 0 | 0 | 0 | 0 | 0 | 0 | 0 | 0 | #N/A | #N/A | #N/A | #N/A | #N/A | #N/A | #N/A | 0 | 0 | 0 | #DIV/0!
UC B/C Ratio | E264 | 18230720 | Commercial HVAC Rebates {E} | [15 empty] | 0 | 0 | 0 | 0% | 0 | 0 | 0 | 0 | 0 | 0 | 0 | 0 | #N/A | #N/A | #N/A | #N/A | #N/A | #N/A | #N/A | 0 | 0 | 0 | #DIV/0!
1.007 | E265 | 18230721 | Commercial HVAC Rebates {E} | [15 empty] | 0 | 0 | 0 | 0% | 0 | 0 | 0 | 0 | 0 | 0 | 0 | 0 | #N/A | #N/A | #N/A | #N/A | #N/A | #N/A | #N/A | 0 | 0 | 0 | #DIV/0!
TRC B/C Ratio | E266 | 18230722 | Commercial HVAC Rebates {E} | [15 empty] | 0 | 0 | 0 | 0% | 0 | 0 | 0 | 0 | 0 | 0 | 0 | 0 | #N/A | #N/A | #N/A | #N/A | #N/A | #N/A | #N/A | 0 | 0 | 0 | #DIV/0!
0.705 | E267 | 18230723 | Commercial HVAC Rebates {E} | [15 empty] | 0 | 0 | 0 | 0% | 0 | 0 | 0 | 0 | 0 | 0 | 0 | 0 | #N/A | #N/A | #N/A | #N/A | #N/A | #N/A | #N/A | 0 | 0 | 0 | #DIV/0!
| E268 | 18230724 | Commercial HVAC Rebates {E} | [15 empty] | 0 | 0 | 0 | 0% | 0 | 0 | 0 | 0 | 0 | 0 | 0 | 0 | #N/A | #N/A | #N/A | #N/A | #N/A | #N/A | #N/A | 0 | 0 | 0 | #DIV/0!
| E269 | 18230725 | Commercial HVAC Rebates {E} | [15 empty] | 0 | 0 | 0 | 0% | 0 | 0 | 0 | 0 | 0 | 0 | 0 | 0 | #N/A | #N/A | #N/A | #N/A | #N/A | #N/A | #N/A | 0 | 0 | 0 | #DIV/0!
| E270 | 18230726 | Commercial HVAC Rebates {E} | [15 empty] | 0 | 0 | 0 | 0% | 0 | 0 | 0 | 0 | 0 | 0 | 0 | 0 | #N/A | #N/A | #N/A | #N/A | #N/A | #N/A | #N/A | 0 | 0 | 0 | #DIV/0!
| E271 | 18230727 | Commercial HVAC Rebates {E} | [15 empty] | 0 | 0 | 0 | 0% | 0 | 0 | 0 | 0 | 0 | 0 | 0 | 0 | #N/A | #N/A | #N/A | #N/A | #N/A | #N/A | #N/A | 0 | 0 | 0 | #DIV/0!
| E272 | 18230728 | Commercial HVAC Rebates {E} | [15 empty] | 0 | 0 | 0 | 0% | 0 | 0 | 0 | 0 | 0 | 0 | 0 | 0 | #N/A | #N/A | #N/A | #N/A | #N/A | #N/A | #N/A | 0 | 0 | 0 | #DIV/0!
| E273 | 18230729 | Commercial HVAC Rebates {E} | [15 empty] | 0 | 0 | 0 | 0% | 0 | 0 | 0 | 0 | 0 | 0 | 0 | 0 | #N/A | #N/A | #N/A | #N/A | #N/A | #N/A | #N/A | 0 | 0 | 0 | #DIV/0!
| E274 | 18230730 | Commercial HVAC Rebates {E} | [15 empty] | 0 | 0 | 0 | 0% | 0 | 0 | 0 | 0 | 0 | 0 | 0 | 0 | #N/A | #N/A | #N/A | #N/A | #N/A | #N/A | #N/A | 0 | 0 | 0 | #DIV/0!
[19 empty] | 0 | 0 | 0 | 0% | 0 | 0 | 0 | 0 | 0 | 0 | 0 | 0 | #N/A | #N/A | #N/A | #N/A | #N/A | #N/A | #N/A | 0 | 0 | 0 | #DIV/0!
[19 empty] | 0 | 0 | 0 | 0% | 0 | 0 | 0 | 0 | 0 | 0 | 0 | 0 | #N/A | #N/A | #N/A | #N/A | #N/A | #N/A | #N/A | 0 | 0 | 0 | #DIV/0!
[19 empty] | 0 | 0 | 0 | 0% | 0 | 0 | 0 | 0 | 0 | 0 | 0 | 0 | #N/A | #N/A | #N/A | #N/A | #N/A | #N/A | #N/A | 0 | 0 | 0 | #DIV/0!
[19 empty] | 0 | 0 | 0 | 0% | 0 | 0 | 0 | 0 | 0 | 0 | 0 | 0 | #N/A | #N/A | #N/A | #N/A | #N/A | #N/A | #N/A | 0 | 0 | 0 | #DIV/0!
[19 empty] | 0 | 0 | 0 | 0% | 0 | 0 | 0 | 0 | 0 | 0 | 0 | 0 | #N/A | #N/A | #N/A | #N/A | #N/A | #N/A | #N/A | 0 | 0 | 0 | #DIV/0!

## Commercial Midstream {E}
Rtn to Summary |  | Order Number | Program Name | Discount Rate: | 6.8% | [9 empty] | Paste in incentives but use DBtC for Total
| Program: | 18230524 | Commercial Midstream HVAC and Water Heat {E}
| paste |  |  | paste | paste | paste | paste | paste | paste | paste | paste | paste | paste | Paste | paste | paste | paste | paste | Formula: G + H | Formula: (O/A10)*T | Formula: N - M | Formula: O/A10 | Formula: W*A8 | Formula: Q - P | Formula: X + DBtC | Formula: Q + X | Formula: Z/(1+ElecDiscountRate)^1 | Formula: AA/(1+ElecDiscountRate)^1 | Formula: -PV (ElecDiscount Rate,T,R)*J | Formula: - PV (ElecDiscount Rate, T, S)*J |  | AF*J*K |  | AH*J*L | AG + AI |  | AG +AI -AK | formula: Logic to lookup from AC tables and adjust by savings and quantity | Formula: Utility Savings (AM)*1.1+AD+AE | formula: AM/AB | formula: AN/AC
| Sch. No. | Order Number | Program Name | Measure Version | Measure Name | First Period Measure Life | Second period Measure Life | Electric End-Use Type | Number of units offered | Savings per Unit Period 1 | Savngs per Unit Period 2 | Incentives Per Unit | Incremental Measure Cost per Unit | Total First Year Savings | Total Incentive | Total Incremental Measure Cost | Unit First Year Non-Energy Benefits | Unit Annual Net Equipment O&M | Total Measure Life | Weighted Life | Agency or Customer Cost per Unit | Percent Unit overhead | Program Overhead Cost | Total Customer Cost | Total Utility Program Costs | Total Resource Cost | PV Total Utility Program Costs | PV Total Resource Costs | PV Total Non-Energy Benefits | PV Total Net Equipment O&M | Unit PV First period Savings for 1 kWh | Total First Period Savings | Unit PV Savings for Second Period for 1 kWh | Total Second period Savings | Unadjusted Total | Decrement | Final UC Total Savings | PV Total Savings UC | PV Total Savings TRC | UC B/C Ratio | TRC B/C Ratio
DBTC: | E262 | 18230524 | Commercial Midstream HVAC and Water Heat {E} | 12232-1 | CMID: Air Conditioner - AC - Bthu 65k to 135k - Tier 1 | 15 | 0 | Comm Space Heat | 10 | 458.7 |  | 349.92 | 50.5 | 4587 | 3499.2 | 505 | 0 | 0 | 15 | 0.097945 | -299.42 | 0.653% | 975.23 | -2994.2 | 4108.1082 | 1480.23 | 3846.5433 | 1385.9832 | 0 | 0 | 1.2903 | 5918.7005 | 1.2903 | 0 | 5918.7005 | 0 | 5918.7005 | 5918.7005 | 6510.5705 | 1.5387 | 4.6974
479792.06 | E262 | 18230524 | Commercial Midstream HVAC and Water Heat {E} | 12233-1 | CMID: Air Conditioner - AC - Bthu 65k to 135k - Tier 2 | 15 | 0 | Comm Space Heat | 5 | 943 |  | 633.75 | 76.4 | 4715 | 3168.75 | 382 | 0 | 0 | 15 | 0.10068 | -557.35 | 0.6712% | 1002.4438 | -2786.75 | 4222.7448 | 1384.4438 | 3953.8809 | 1296.2957 | 0 | 0 | 1.2903 | 6083.8615 | 1.2903 | 0 | 6083.8615 | 0 | 6083.8615 | 6083.8615 | 6692.2477 | 1.5387 | 5.1626
Program Costs: | E262 | 18230524 | Commercial Midstream HVAC and Water Heat {E} | 12234-2 | CMID: Air Conditioner - AC - Bthu 65k to 135k - Tier 3 | 15 | 0 | Comm Space Heat | 2 | 691 |  | 575 | 245 | 1382 | 1150 | 490 | 0 | 0 | 15 | 0.029509 | -330 | 0.1967% | 293.8234 | -660 | 1237.7165 | 783.8234 | 1158.9106 | 733.917 | 0 | 0 | 1.2903 | 1783.223 | 1.2903 | 0 | 1783.223 | 0 | 1783.223 | 1783.223 | 1961.5453 | 1.5387 | 2.6727
149353.92 | E262 | 18230524 | Commercial Midstream HVAC and Water Heat {E} | 12237-2 | CMID: Air Conditioner - AC - Bthu 135k to 240k - Tier 3 | 15 | 0 | Comm Space Heat | 6 | 3092 |  | 1933 | 28.3333 | 18552 | 11598 | 170 | 0 | 0 | 15 | 0.39614 | -1904.6667 | 2.641% | 3944.2921 | -11428 | 16615.1348 | 4114.2921 | 15557.2423 | 3852.3334 | 0 | 0 | 1.2903 | 23938.0273 | 1.2903 | 0 | 23938.0273 | 0 | 23938.0273 | 23938.0273 | 26331.83 | 1.5387 | 6.8353
Total Savings (kWh): | E262 | 18230524 | Commercial Midstream HVAC and Water Heat {E} | 12238-1 | CMID: Air Conditioner - AC - Btuh 240k to 760k - Tier 1 | 15 | 0 | Comm Space Heat | 1 | 2059 |  | 1800 | 50 | 2059 | 1800 | 50 | 0 | 0 | 15 | 0.043965 | -1750 | 0.2931% | 437.7586 | -1750 | 1844.0364 | 487.7586 | 1726.6258 | 456.7028 | 0 | 0 | 1.2903 | 2656.7701 | 1.2903 | 0 | 2656.7701 | 0 | 2656.7701 | 2656.7701 | 2922.4471 | 1.5387 | 6.399
702487 | E262 | 18230524 | Commercial Midstream HVAC and Water Heat {E} | 12240-1 | CMID: Air Conditioner - AC - Btuh 240k to 760k - Tier 3 | 15 | 0 | Comm Space Heat | 7 | 6604.4286 |  | 4990.2857 | 159.4286 | 46231 | 34932 | 1116 | 0 | 0 | 15 | 0.98716 | -4830.8571 | 6.581% | 9829.0517 | -33816 | 41404.393 | 10945.0517 | 38768.1582 | 10248.1758 | 0 | 0 | 1.2903 | 59652.8104 | 1.2903 | 0 | 59652.8104 | 0 | 59652.8104 | 59652.8104 | 65618.0914 | 1.5387 | 6.4029
Total Incentives: | E262 | 18230524 | Commercial Midstream HVAC and Water Heat {E} | 12243-1 | CMID: Air Conditioner - AC - Btuh over 760k - Tier 3 | 15 | 0 | Comm Space Heat | 2 | 17212.5 |  | 9434.375 | 19774.45 | 34425 | 18868.75 | 39548.9 | 0 | 0 | 15 | 0.73507 | 10340.075 | 4.9% | 7319.009 | 20680.15 | 30830.9625 | 46867.909 | 28867.9424 | 43883.81 | 0 | 0 | 1.2903 | 44419.2857 | 1.2903 | 0 | 44419.2857 | 0 | 44419.2857 | 44419.2857 | 48861.2143 | 1.5387 | 1.1134
355801.7 | E262 | 18230524 | Commercial Midstream HVAC and Water Heat {E} | 12261-1 | CMID: Heat Pump - WC - WL - Btuh Under 17k - Tier 3 | 15 | 0 | Comm Space Heat | 14 | 387 |  | 156.25 | 23.3571 | 5418 | 2187.5 | 327 | 0 | 0 | 15 | 0.11569 | -132.8929 | 0.7713% | 1151.9068 | -1860.5 | 4852.3502 | 1478.9068 | 4543.399 | 1384.7442 | 0 | 0 | 1.2903 | 6990.9569 | 1.2903 | 0 | 6990.9569 | 0 | 6990.9569 | 6990.9569 | 7690.0525 | 1.5387 | 5.5534
Total Customer Costs: | E262 | 18230524 | Commercial Midstream HVAC and Water Heat {E} | 12262-1 | CMID: Heat Pump - WC - WL - Btuh over 17k - Tier 1 | 15 | 0 | Comm Space Heat | 1 | 690 |  | 275 | 163 | 690 | 275 | 163 | 0 | 0 | 15 | 0.014733 | -112 | 0.09822% | 146.6991 | -112 | 617.9626 | 309.6991 | 578.6167 | 289.9804 | 0 | 0 | 1.2903 | 890.3212 | 1.2903 | 0 | 890.3212 | 0 | 890.3212 | 890.3212 | 979.3533 | 1.5387 | 3.3773
-182521.12 | E262 | 18230524 | Commercial Midstream HVAC and Water Heat {E} | 12263-1 | CMID: Heat Pump - WC - WL - Btuh over 17k - Tier 2 | 15 | 0 | Comm Space Heat | 22 | 299 |  | 114 | 11.1364 | 6578 | 2508 | 245 | 0 | 0 | 15 | 0.14046 | -102.8636 | 0.9364% | 1398.5313 | -2263 | 5891.2439 | 1643.5313 | 5516.146 | 1538.887 | 0 | 0 | 1.2903 | 8487.7287 | 1.2903 | 0 | 8487.7287 | 0 | 8487.7287 | 8487.7287 | 9336.5016 | 1.5387 | 6.067
Weighted Avg Life | E262 | 18230524 | Commercial Midstream HVAC and Water Heat {E} | 12264-1 | CMID: Heat Pump - WC - WL - Btuh over 17k - Tier 3 | 15 | 0 | Comm Space Heat | 106 | 972.1981 |  | 340.3184 | 6.1698 | 103053 | 36073.75 | 654 | 0 | 0 | 15 | 2.2005 | -334.1486 | 14.67% | 21909.8282 | -35419.75 | 92294.0648 | 22563.8282 | 86417.6636 | 21127.18 | 0 | 0 | 1.2903 | 132971.406 | 1.2903 | 0 | 132971.406 | 0 | 132971.406 | 132971.406 | 146268.5466 | 1.5387 | 6.9232
14.7976 | E262 | 18230524 | Commercial Midstream HVAC and Water Heat {E} | 12852-1 | Heat Pump - Ductless - Tier 1 - Less than 65 kBtuh - EH - Comm | 15 | 0 | Comm Space Heat | 27 | 656.4815 |  | 400 | 276.3289 | 17725 | 10800 | 7460.88 | 0 | 0 | 15 | 0.37848 | -123.6711 | 2.523% | 3768.4658 | -3339.12 | 15874.4753 | 11229.3458 | 14863.7409 | 10514.3687 | 0 | 0 | 1.2903 | 22870.9322 | 1.2903 | 0 | 22870.9322 | 0 | 22870.9322 | 22870.9322 | 25158.0254 | 1.5387 | 2.3927
Total Utility Cost | E262 | 18230524 | Commercial Midstream HVAC and Water Heat {E} | 12855-1 | Heat Pump - Ductless - Tier 2 - Less than 65 kBtuh - EH - Comm | 15 | 0 | Comm Space Heat | 37 | 1454.8649 |  | 600 | 337.4919 | 53830 | 22200 | 12487.2 | 0 | 0 | 15 | 1.1494 | -262.5081 | 7.663% | 11444.6552 | -9712.8 | 48210.0425 | 23931.8552 | 45140.4892 | 22408.1041 | 0 | 0 | 1.2903 | 69457.9564 | 1.2903 | 0 | 69457.9564 | 0 | 69457.9564 | 69457.9564 | 76403.7521 | 1.5387 | 3.4096
629145.98 | E262 | 18230524 | Commercial Midstream HVAC and Water Heat {E} | 12864-1 | Heat Pump - Split - Tier 1 - Less than 65 kBtuh - EH - Comm | 15 | 0 | Comm Space Heat | 1 | 352 |  | 300 | 145 | 352 | 300 | 145 | 0 | 0 | 15 | 0.0075162 | -155 | 0.05011% | 74.8378 | -155 | 315.2505 | 219.8378 | 295.1784 | 205.8406 | 0 | 0 | 1.2903 | 454.1928 | 1.2903 | 0 | 454.1928 | 0 | 454.1928 | 454.1928 | 499.6121 | 1.5387 | 2.4272
Total Resource Cost | E262 | 18230524 | Commercial Midstream HVAC and Water Heat {E} | 12870-1 | Water Heater - Heat Pump - EH - Comm | 11 | 0 | Comm Water Heat | 1 | 17242 |  | 0 | 1503.12 | 17242 | 0 | 1503.12 | 0 | 0 | 11 | 0.26999 | 1503.12 | 2.454% | 3665.7764 | 1503.12 | 15441.9014 | 5168.8964 | 14458.7092 | 4839.7907 | 0 | 0 | 0.82326 | 14194.6196 | 0.82326 | 0 | 14194.6196 | 0 | 14194.6196 | 14194.6196 | 15614.0816 | 0.98173 | 3.2262
322634.5 | E262 | 18230524 | Commercial Midstream HVAC and Water Heat {E} | 12870-2 | Water Heater - Heat Pump - EH - Comm | 13 | 0 | Comm Water Heat | 3 | 8652 |  | 600 | 727.16 | 25956 | 1800 | 2181.48 | 0 | 0 | 13 | 0.48033 | 127.16 | 3.695% | 5518.4371 | 381.48 | 23246.1427 | 7699.9171 | 21766.0512 | 7209.6602 | 0 | 0 | 0.94976 | 24651.9931 | 0.94976 | 0 | 24651.9931 | 0 | 24651.9931 | 24651.9931 | 27117.1925 | 1.1326 | 3.7612
UC B/C Ratio | E262 | 18230524 | Commercial Midstream HVAC and Water Heat {E} | 12893-2 | Incentive - Sales - Distributor - EH or EWH - Comm | 1 | 0 |  | 206 | 0 |  | 49.5146 | 0 | 0 | 10200 | 0 | 0 | 0 | 1 | 0 | -49.5146 | 0% | 0 | -10200 | 0 | 0 | 0 | 0 | 0 | 0 | #N/A | #N/A | #N/A | #N/A | #N/A | #N/A | #N/A | 0 | 0 | 0 | #DIV/0!
1.5039 | E262 | 18230524 | Commercial Midstream HVAC and Water Heat {E} | 13215-1 | Air Conditioner - AC - Tier 4 - 135k to 240k Btuh - Comm | 15 | 0 | Comm Space Heat | 25 | 2644.56 |  | 1580.8 | 32.64 | 66114 | 39520 | 816 | 0 | 0 | 15 | 1.4117 | -1548.16 | 9.411% | 14056.3243 | -38704 | 59211.5688 | 14872.3243 | 55441.5438 | 13925.3973 | 0 | 0 | 1.2903 | 85308.2543 | 1.2903 | 0 | 85308.2543 | 0 | 85308.2543 | 85308.2543 | 93839.0798 | 1.5387 | 6.7387
TRC B/C Ratio | E262 | 18230524 | Commercial Midstream HVAC and Water Heat {E} | 13217-1 | Air Conditioner - AC - Tier 4 - 65k to 135k Btuh - Comm | 15 | 0 | Comm Space Heat | 15 | 2094.4 |  | 1148.6667 | 79.4667 | 31416 | 17230 | 1192 | 0 | 0 | 15 | 0.67082 | -1069.2 | 4.472% | 6679.2734 | -16038 | 28136.108 | 7871.2734 | 26344.6704 | 7370.1062 | 0 | 0 | 1.2903 | 40536.7111 | 1.2903 | 0 | 40536.7111 | 0 | 40536.7111 | 40536.7111 | 44590.3822 | 1.5387 | 6.0502
3.2259 | E262 | 18230524 | Commercial Midstream HVAC and Water Heat {E} | 13291-1 | Incentive - Sales - Contractor - EH or EWH - Comm | 1 | 0 |  | 5 | 0 |  | 100 | 0 | 0 | 500 | 0 | 0 | 0 | 1 | 0 | -100 | 0% | 0 | -500 | 0 | 0 | 0 | 0 | 0 | 0 | #N/A | #N/A | #N/A | #N/A | #N/A | #N/A | #N/A | 0 | 0 | 0 | #DIV/0!
| E262 | 18230524 | Commercial Midstream HVAC and Water Heat {E} | 13685-1 | Air Conditioner - AC - Tier 0 - 65k to 135k Btuh - Comm | 15 | 0 | Comm Space Heat | 7 | 668.5714 |  | 500.8714 | 81.8571 | 4680 | 3506.1 | 573 | 0.012 | 0 | 15 | 0.099931 | -419.0143 | 0.6662% | 995.0025 | -2933.1 | 4191.3988 | 1568.0025 | 3924.5307 | 1468.1672 | 0.77482 | 0 | 1.2903 | 6038.7003 | 1.2903 | 0 | 6038.7003 | 0 | 6038.7003 | 6038.7003 | 6643.3451 | 1.5387 | 4.5249
| E262 | 18230524 | Commercial Midstream HVAC and Water Heat {E} | 13686-1 | Air Conditioner - AC - Tier 1 - 135k to 240k Btuh - Comm | 15 | 0 | Comm Space Heat | 9 | 1621 |  | 1395.5556 | 151.1111 | 14589 | 12560 | 1360 | 0.012 | 0 | 15 | 0.31151 | -1244.4444 | 2.077% | 3101.7291 | -11200 | 13065.8798 | 4461.7291 | 12233.9698 | 4177.6489 | 0.9962 | 0 | 1.2903 | 18824.4868 | 1.2903 | 0 | 18824.4868 | 0 | 18824.4868 | 18824.4868 | 20707.9317 | 1.5387 | 4.9568
| E262 | 18230524 | Commercial Midstream HVAC and Water Heat {E} | 13687-1 | Air Conditioner - AC - Tier 1 - 240k to 760k Btuh - Comm | 15 | 0 | Comm Space Heat | 3 | 6738.6667 |  | 5639.6667 | 186 | 20216 | 16919 | 558 | 0.012 | 0 | 15 | 0.43167 | -5453.6667 | 2.878% | 4298.0708 | -16361 | 18105.41 | 4856.0708 | 16952.6311 | 4546.8828 | 0.33207 | 0 | 1.2903 | 26085.1207 | 1.2903 | 0 | 26085.1207 | 0 | 26085.1207 | 26085.1207 | 28693.9648 | 1.5387 | 6.3107
| E262 | 18230524 | Commercial Midstream HVAC and Water Heat {E} | 13688-1 | Air Conditioner - AC - Tier 1 - 65k to 135k Btuh - Comm | 15 | 0 | Comm Space Heat | 16 | 888.3125 |  | 843.75 | 183.75 | 14213 | 13500 | 2940 | 0.012 | 0 | 15 | 0.30349 | -660 | 2.023% | 3021.7887 | -10560 | 12729.1349 | 5961.7887 | 11918.6657 | 5582.1991 | 1.771 | 0 | 1.2903 | 18339.3263 | 1.2903 | 0 | 18339.3263 | 0 | 18339.3263 | 18339.3263 | 20175.03 | 1.5387 | 3.6142
| E263 | 18230525 | Commercial Midstream HVAC and Water Heat {E} | 13690-1 | Air Conditioner - AC - Tier 2 - 135k to 240k Btuh - Comm | 15 | 0 | Comm Space Heat | 1 | 2614 |  | 1562.5 | 204 | 2614 | 1562.5 | 204 | 0.012 | 0 | 15 | 0.055816 | -1358.5 | 0.3721% | 555.7557 | -1358.5 | 2341.0933 | 759.7557 | 2192.0349 | 711.3817 | 0.11069 | 0 | 1.2903 | 3372.898 | 1.2903 | 0 | 3372.898 | 0 | 3372.898 | 3372.898 | 3710.2985 | 1.5387 | 5.2156
| E264 | 18230526 | Commercial Midstream HVAC and Water Heat {E} | 13692-1 | Air Conditioner - AC - Tier 2 - 65k to 135k Btuh - Comm | 15 | 0 | Comm Space Heat | 4 | 1932.5 |  | 1098.75 | 223.5 | 7730 | 4395 | 894 | 0.012 | 0 | 15 | 0.16506 | -875.25 | 1.1% | 1643.455 | -3501 | 6922.9728 | 2537.455 | 6482.1843 | 2375.8942 | 0.44276 | 0 | 1.2903 | 9974.178 | 1.2903 | 0 | 9974.178 | 0 | 9974.178 | 9974.178 | 10972.0386 | 1.5387 | 4.6181
| E265 | 18230527 | Commercial Midstream HVAC and Water Heat {E} | 13693-1 | Air Conditioner - AC - Tier 2 - 760k Btuh or more - Comm | 15 | 0 | Comm Space Heat | 1 | 13278 |  | 4657.9 | 158 | 13278 | 4657.9 | 158 | 0.012 | 0 | 15 | 0.28352 | -4499.9 | 1.89% | 2823.0008 | -4499.9 | 11891.7508 | 2981.0008 | 11134.5981 | 2791.1992 | 0.11069 | 0 | 1.2903 | 17132.8766 | 1.2903 | 0 | 17132.8766 | 0 | 17132.8766 | 17132.8766 | 18846.2749 | 1.5387 | 6.752
| E266 | 18230528 | Commercial Midstream HVAC and Water Heat {E} | 13712-1 | Heat Pump - AC - Tier 2 - 65k Btuh or less - Comm | 15 | 0 | Comm Space Heat | 7 | 1160.1429 |  | 400 | 460 | 8121 | 2800 | 3220 | 0 | 0 | 15 | 0.17341 | 60 | 1.156% | 1726.5845 | 420 | 7273.1517 | 4946.5845 | 6810.0671 | 4631.6335 | 0 | 0 | 1.2903 | 10478.6934 | 1.2903 | 0 | 10478.6934 | 0 | 10478.6934 | 10478.6934 | 11526.5627 | 1.5387 | 2.4887
| E267 | 18230529 | Commercial Midstream HVAC and Water Heat {E} | 13713-1 | Heat Pump - AC - Tier 2 - 65k to 135k Btuh - Comm | 15 | 0 | Comm Space Heat | 1 | 1260 |  | 650 | 170 | 1260 | 650 | 170 | 0.012 | 0 | 15 | 0.026904 | -480 | 0.1794% | 267.8853 | -480 | 1128.4535 | 437.8853 | 1056.6044 | 410.005 | 0.11069 | 0 | 1.2903 | 1625.8039 | 1.2903 | 0 | 1625.8039 | 0 | 1625.8039 | 1625.8039 | 1788.495 | 1.5387 | 4.3621
| E268 | 18230530 | Commercial Midstream HVAC and Water Heat {E} | 13716-1 | Heat Pump - AC - Tier 3 - 65k Btuh or less - Comm | 15 | 0 | Comm Space Heat | 35 | 1231.4 |  | 600 | 766 | 43099 | 21000 | 26810 | 0 | 0 | 15 | 0.92028 | 166 | 6.135% | 9163.1654 | 5810 | 38599.3799 | 35973.1654 | 36141.7415 | 33682.7392 | 0 | 0 | 1.2903 | 55611.5264 | 1.2903 | 0 | 55611.5264 | 0 | 55611.5264 | 55611.5264 | 61172.679 | 1.5387 | 1.8161
| E269 | 18230531 | Commercial Midstream HVAC and Water Heat {E} | 13718-1 | Heat Pump - Ductless - Tier 1 - 65k Btuh or less - Comm | 15 | 0 | Comm Space Heat | 37 | 698.8919 |  | 400 | 435.1351 | 25859 | 14800 | 16100 | 0 | 0 | 15 | 0.55216 | 35.1351 | 3.681% | 5497.8142 | 1300 | 23159.2697 | 21597.8142 | 21684.7095 | 20222.6725 | 0 | 0 | 1.2903 | 33366.3997 | 1.2903 | 0 | 33366.3997 | 0 | 33366.3997 | 33366.3997 | 36703.0397 | 1.5387 | 1.8149
| E270 | 18230532 | Commercial Midstream HVAC and Water Heat {E} | 13719-1 | Heat Pump - Ductless - Tier 2 - 65k Btuh or less - Comm | 15 | 0 | Comm Space Heat | 58 | 1538.5172 |  | 600 | 834.1379 | 89234 | 34800 | 48380 | 0 | 0 | 15 | 1.9054 | 234.1379 | 12.7% | 18971.8069 | 13580 | 79917.7955 | 67351.8069 | 74829.3965 | 63063.4896 | 0 | 0 | 1.2903 | 115140.466 | 1.2903 | 0 | 115140.466 | 0 | 115140.466 | 115140.466 | 126654.5126 | 1.5387 | 2.0084
| E271 | 18230533 | Commercial Midstream HVAC and Water Heat {E} | 13725-1 | Heat Pump - WC - GS - Tier 1 - 135k Btuh or less - Comm | 15 | 0 | Comm Space Heat | 4 | 925.5 |  | 856.5625 | 100 | 3702 | 3426.25 | 400 | 0.0014 | 0 | 15 | 0.079048 | -756.5625 | 0.527% | 787.0725 | -3026.25 | 3315.5039 | 1187.0725 | 3104.4044 | 1111.4911 | 0.051655 | 0 | 1.2903 | 4776.7668 | 1.2903 | 0 | 4776.7668 | 0 | 4776.7668 | 4776.7668 | 5254.4951 | 1.5387 | 4.7274
| E272 | 18230534 | Commercial Midstream HVAC and Water Heat {E} | 13727-1 | Heat Pump - WC - WL - Tier 1 - 17k Btuh or more - Comm | 15 | 0 | Comm Space Heat | 4 | 728 |  | 353.5 | 122.25 | 2912 | 1414 | 489 | 0.0014 | 0 | 15 | 0.062179 | -231.25 | 0.4145% | 619.1127 | -925 | 2607.9815 | 1108.1127 | 2441.9302 | 1037.5587 | 0.051655 | 0 | 1.2903 | 3757.4135 | 1.2903 | 0 | 3757.4135 | 0 | 3757.4135 | 3757.4135 | 4133.2065 | 1.5387 | 3.9836
| E273 | 18230535 | Commercial Midstream HVAC and Water Heat {E} | 13746-1 | Water Heater - Heat Pump - 50 to 80 gal Tank - EH - Comm | 13 | 0 | Comm Water Heat | 2 | 5327.5 |  | 600 | 794 | 10655 | 1200 | 1588 | 0 | 0 | 13 | 0.19718 | 194 | 1.517% | 2265.3316 | 388 | 9542.5971 | 3853.3316 | 8935.016 | 3607.9884 | 0 | 0 | 0.94976 | 10119.7021 | 0.94976 | 0 | 10119.7021 | 0 | 10119.7021 | 10119.7021 | 11131.6723 | 1.1326 | 3.0853
[19 empty] | 0 | 0 | 0 | 0% | 0 | 0 | 0 | 0 | 0 | 0 | 0 | 0 | #N/A | #N/A | #N/A | #N/A | #N/A | #N/A | #N/A | 0 | 0 | 0 | #DIV/0!
[19 empty] | 0 | 0 | 0 | 0% | 0 | 0 | 0 | 0 | 0 | 0 | 0 | 0 | #N/A | #N/A | #N/A | #N/A | #N/A | #N/A | #N/A | 0 | 0 | 0 | #DIV/0!
[19 empty] | 0 | 0 | 0 | 0% | 0 | 0 | 0 | 0 | 0 | 0 | 0 | 0 | #N/A | #N/A | #N/A | #N/A | #N/A | #N/A | #N/A | 0 | 0 | 0 | #DIV/0!
[19 empty] | 0 | 0 | 0 | 0% | 0 | 0 | 0 | 0 | 0 | 0 | 0 | 0 | #N/A | #N/A | #N/A | #N/A | #N/A | #N/A | #N/A | 0 | 0 | 0 | #DIV/0!
[19 empty] | 0 | 0 | 0 | 0% | 0 | 0 | 0 | 0 | 0 | 0 | 0 | 0 | #N/A | #N/A | #N/A | #N/A | #N/A | #N/A | #N/A | 0 | 0 | 0 | #DIV/0!
[19 empty] | 0 | 0 | 0 | 0% | 0 | 0 | 0 | 0 | 0 | 0 | 0 | 0 | #N/A | #N/A | #N/A | #N/A | #N/A | #N/A | #N/A | 0 | 0 | 0 | #DIV/0!
[19 empty] | 0 | 0 | 0 | 0% | 0 | 0 | 0 | 0 | 0 | 0 | 0 | 0 | #N/A | #N/A | #N/A | #N/A | #N/A | #N/A | #N/A | 0 | 0 | 0 | #DIV/0!
[19 empty] | 0 | 0 | 0 | 0% | 0 | 0 | 0 | 0 | 0 | 0 | 0 | 0 | #N/A | #N/A | #N/A | #N/A | #N/A | #N/A | #N/A | 0 | 0 | 0 | #DIV/0!
[19 empty] | 0 | 0 | 0 | 0% | 0 | 0 | 0 | 0 | 0 | 0 | 0 | 0 | #N/A | #N/A | #N/A | #N/A | #N/A | #N/A | #N/A | 0 | 0 | 0 | #DIV/0!
[19 empty] | 0 | 0 | 0 | 0% | 0 | 0 | 0 | 0 | 0 | 0 | 0 | 0 | #N/A | #N/A | #N/A | #N/A | #N/A | #N/A | #N/A | 0 | 0 | 0 | #DIV/0!
[19 empty] | 0 | 0 | 0 | 0% | 0 | 0 | 0 | 0 | 0 | 0 | 0 | 0 | #N/A | #N/A | #N/A | #N/A | #N/A | #N/A | #N/A | 0 | 0 | 0 | #DIV/0!
[19 empty] | 0 | 0 | 0 | 0% | 0 | 0 | 0 | 0 | 0 | 0 | 0 | 0 | #N/A | #N/A | #N/A | #N/A | #N/A | #N/A | #N/A | 0 | 0 | 0 | #DIV/0!
[19 empty] | 0 | 0 | 0 | 0% | 0 | 0 | 0 | 0 | 0 | 0 | 0 | 0 | #N/A | #N/A | #N/A | #N/A | #N/A | #N/A | #N/A | 0 | 0 | 0 | #DIV/0!
[19 empty] | 0 | 0 | 0 | 0% | 0 | 0 | 0 | 0 | 0 | 0 | 0 | 0 | #N/A | #N/A | #N/A | #N/A | #N/A | #N/A | #N/A | 0 | 0 | 0 | #DIV/0!
[19 empty] | 0 | 0 | 0 | 0% | 0 | 0 | 0 | 0 | 0 | 0 | 0 | 0 | #N/A | #N/A | #N/A | #N/A | #N/A | #N/A | #N/A | 0 | 0 | 0 | #DIV/0!
[19 empty] | 0 | 0 | 0 | 0% | 0 | 0 | 0 | 0 | 0 | 0 | 0 | 0 | #N/A | #N/A | #N/A | #N/A | #N/A | #N/A | #N/A | 0 | 0 | 0 | #DIV/0!
[19 empty] | 0 | 0 | 0 | 0% | 0 | 0 | 0 | 0 | 0 | 0 | 0 | 0 | #N/A | #N/A | #N/A | #N/A | #N/A | #N/A | #N/A | 0 | 0 | 0 | #DIV/0!
[19 empty] | 0 | 0 | 0 | 0% | 0 | 0 | 0 | 0 | 0 | 0 | 0 | 0 | #N/A | #N/A | #N/A | #N/A | #N/A | #N/A | #N/A | 0 | 0 | 0 | #DIV/0!
[19 empty] | 0 | 0 | 0 | 0% | 0 | 0 | 0 | 0 | 0 | 0 | 0 | 0 | #N/A | #N/A | #N/A | #N/A | #N/A | #N/A | #N/A | 0 | 0 | 0 | #DIV/0!
[19 empty] | 0 | 0 | 0 | 0% | 0 | 0 | 0 | 0 | 0 | 0 | 0 | 0 | #N/A | #N/A | #N/A | #N/A | #N/A | #N/A | #N/A | 0 | 0 | 0 | #DIV/0!

## SBDI {E}
Rtn to Summary |  | Order Number | Program Name | Discount Rate: | 6.8% | [9 empty] | Paste in incentives but use DBtC for Total
| Program: | 18230570 | Small Business Direct Install {E}
| paste |  |  | paste | paste | paste | paste | paste | paste | paste | paste | paste | paste | Paste | paste | paste | paste | paste | Formula: G + H | Formula: (O/A10)*T | Formula: N - M | Formula: O/A10 | Formula: W*A8 | Formula: Q - P | Formula: X + DBtC | Formula: Q + X | Formula: Z/(1+ElecDiscountRate)^1 | Formula: AA/(1+ElecDiscountRate)^1 | Formula: -PV (ElecDiscount Rate,T,R)*J | Formula: - PV (ElecDiscount Rate, T, S)*J |  | AF*J*K |  | AH*J*L | AG + AI |  | AG +AI -AK | formula: Logic to lookup from AC tables and adjust by savings and quantity | Formula: Utility Savings (AM)*1.1+AD+AE | formula: AM/AB | formula: AN/AC
| Sch. No. | Order Number | Program Name | Measure Version | Measure Name | First Period Measure Life | Second period Measure Life | Electric End-Use Type | Number of units offered | Savings per Unit Period 1 | Savngs per Unit Period 2 | Incentives Per Unit | Incremental Measure Cost per Unit | Total First Year Savings | Total Incentive | Total Incremental Measure Cost | Unit First Year Non-Energy Benefits | Unit Annual Net Equipment O&M | Total Measure Life | Weighted Life | Agency or Customer Cost per Unit | Percent Unit overhead | Program Overhead Cost | Total Customer Cost | Total Utility Program Costs | Total Resource Cost | PV Total Utility Program Costs | PV Total Resource Costs | PV Total Non-Energy Benefits | PV Total Net Equipment O&M | Unit PV First period Savings for 1 kWh | Total First Period Savings | Unit PV Savings for Second Period for 1 kWh | Total Second period Savings | Unadjusted Total | Decrement | Final UC Total Savings | PV Total Savings UC | PV Total Savings TRC | UC B/C Ratio | TRC B/C Ratio
DBTC: | E262 | 18230570 | Small Business Direct Install {E} | 10059-1 | Lighting - Custom | 20 | 0 | Comm Lighting | 1 | 10763 |  | 42600 | 42600 | 10763 | 42600 | 42600 |  |  | 20 | 0.01356 | 0 | 0.0678% | 942.2344 | 0 | 6452.1389 | 43542.2344 | 6041.3285 | 40769.8824 | 0 | 0 | 1.3696 | 14740.7198 | 1.3696 | 0 | 14740.7198 | 0 | 14740.7198 | 14740.7198 | 16214.7918 | 2.44 | 0.39771
8126920.83 | E262 | 18230570 | Small Business Direct Install {E} | 11106-7 | SBDI: Lamp - TLED - 3 ft - 1x - from 3 ft 1x T8 25w | 12 | 0 | Comm Lighting | 62 | 51 |  | 43 | 43 | 3162 | 2666 | 2666 | 1.7228 | 0 | 12 | 0.0023902 | 0 | 0.01992% | 276.8136 | 0 | 1895.5369 | 2942.8136 | 1774.8472 | 2755.4435 | 857.504 | 0 | 0.91128 | 2881.4764 | 0.91128 | 0 | 2881.4764 | 0 | 2881.4764 | 2881.4764 | 4027.128 | 1.6235 | 1.4615
Program Costs: | E262 | 18230570 | Small Business Direct Install {E} | 11107-8 | SBDI: Lamp - TLED - 3 ft - 1x - from 3 ft T12 1x | 12 | 0 | Comm Lighting | 4 | 98 |  | 43 | 43 | 392 | 172 | 172 | 3.3104 | 0 | 12 | 0.00029631 | 0 | 0.002469% | 34.3172 | 0 | 234.9938 | 206.3172 | 220.0317 | 193.1809 | 106.3041 | 0 | 0.91128 | 357.2229 | 0.91128 | 0 | 357.2229 | 0 | 357.2229 | 357.2229 | 499.2493 | 1.6235 | 2.5844
1389763.46 | E262 | 18230570 | Small Business Direct Install {E} | 11108-7 | SBDI: Lamp - TLED - 4 ft - 1x - from 4 ft T12 1x | 12 | 0 | Comm Lighting | 2 | 87 |  | 37 | 37 | 174 | 74 | 74 | 3.074 | 0 | 12 | 0.00013153 | 0 | 0.001096% | 15.2326 | 0 | 104.3085 | 89.2326 | 97.6671 | 83.5512 | 49.3564 | 0 | 0.91128 | 158.5632 | 0.91128 | 0 | 158.5632 | 0 | 158.5632 | 158.5632 | 223.7759 | 1.6235 | 2.6783
Total Savings (kWh): | E262 | 18230570 | Small Business Direct Install {E} | 11108-8 | SBDI: Lamp - TLED - 4 ft - 1x - from 4 ft T12 1x | 12 | 0 | Comm Lighting | 290 | 85 |  | 43 | 43 | 24650 | 12470 | 12470 | 2.8713 | 0 | 12 | 0.018633 | 0 | 0.1553% | 2157.9557 | 0 | 14777.0346 | 14627.9557 | 13836.1747 | 13696.5877 | 6684.7656 | 0 | 0.91128 | 22463.1222 | 0.91128 | 0 | 22463.1222 | 0 | 22463.1222 | 22463.1222 | 31394.2 | 1.6235 | 2.2921
15875057.07 | E262 | 18230570 | Small Business Direct Install {E} | 11114-8 | SBDI: Lamp - TLED - 4 ft - 2x - from 4 ft T12 2x | 12 | 0 | Comm Lighting | 9 | 175 |  | 75 | 75 | 1575 | 675 | 675 | 6.182 | 0 | 12 | 0.0011905 | 0 | 0.009921% | 137.8815 | 0 | 944.1716 | 812.8815 | 884.0558 | 761.125 | 446.6642 | 0 | 0.91128 | 1435.2705 | 0.91128 | 0 | 1435.2705 | 0 | 1435.2705 | 1435.2705 | 2025.4617 | 1.6235 | 2.6611
Total Incentives: | E262 | 18230570 | Small Business Direct Install {E} | 11114-9 | SBDI: Lamp - TLED - 4 ft - 2x - from 4 ft T12 2x | 12 | 0 | Comm Lighting | 1543 | 171 |  | 81 | 81 | 263853 | 124983 | 124983 | 5.7763 | 0 | 12 | 0.19945 | 0 | 1.662% | 23098.7049 | 0 | 158173.0188 | 148081.7049 | 148102.0775 | 138653.2817 | 71552.5777 | 0 | 0.91128 | 240444.713 | 0.91128 | 0 | 240444.713 | 0 | 240444.713 | 240444.713 | 336041.7619 | 1.6235 | 2.4236
7834806.3 | E262 | 18230570 | Small Business Direct Install {E} | 11115-9 | SBDI: Lamp - TLED - 4 ft - 2x - from 4 ft T12 HO 2x | 12 | 0 | Comm Lighting | 4 | 392 |  | 81 | 81 | 1568 | 324 | 324 | 13.2417 | 0 | 12 | 0.0011853 | 0 | 0.009877% | 137.2687 | 0 | 939.9753 | 461.2687 | 880.1267 | 431.8996 | 425.2197 | 0 | 0.91128 | 1428.8915 | 0.91128 | 0 | 1428.8915 | 0 | 1428.8915 | 1428.8915 | 1997.0003 | 1.6235 | 4.6238
Total Customer Costs: | E262 | 18230570 | Small Business Direct Install {E} | 11127-8 | SBDI: Lamp - TLED - 4 ft - 3x from 4 ft T12 3x | 12 | 0 | Comm Lighting | 460 | 256 |  | 106 | 106 | 117760 | 48760 | 48760 | 8.6476 | 0 | 12 | 0.089015 | 0 | 0.7418% | 10309.1626 | 0 | 70594.0607 | 59069.1626 | 66099.3077 | 55308.2047 | 31934.7148 | 0 | 0.91128 | 107312.668 | 0.91128 | 0 | 107312.668 | 0 | 107312.668 | 107312.668 | 149978.6496 | 1.6235 | 2.7117
22629.74 | E262 | 18230570 | Small Business Direct Install {E} | 11128-7 | SBDI: Lamp - TLED - 4 ft - 4x - from 4 ft T12 4x | 12 | 0 | Comm Lighting | 24 | 349 |  | 127 | 127 | 8376 | 3048 | 3048 | 12.363 | 0 | 12 | 0.0063314 | 0 | 0.05276% | 733.2672 | 0 | 5021.1944 | 3781.2672 | 4701.4929 | 3540.5124 | 2382.0163 | 0 | 0.91128 | 7632.9051 | 0.91128 | 0 | 7632.9051 | 0 | 7632.9051 | 7632.9051 | 10778.2119 | 1.6235 | 3.0443
Weighted Avg Life | E262 | 18230570 | Small Business Direct Install {E} | 11128-8 | SBDI: Lamp - TLED - 4 ft - 4x - from 4 ft T12 4x | 12 | 0 | Comm Lighting | 1280 | 341 |  | 133 | 133 | 436480 | 170240 | 170240 | 11.5189 | 0 | 12 | 0.32994 | 0 | 2.749% | 38211.1354 | 0 | 261658.4205 | 208451.1354 | 244998.5211 | 195178.9657 | 118366.9875 | 0 | 0.91128 | 397756.7369 | 0.91128 | 0 | 397756.7369 | 0 | 397756.7369 | 397756.7369 | 555899.3981 | 1.6235 | 2.8482
12.6245 | E262 | 18230570 | Small Business Direct Install {E} | 11129-8 | SBDI: Lamp - TLED - 4 ft - 4x - from 4 ft T12 HO 4x | 12 | 0 | Comm Lighting | 95 | 783 |  | 133 | 133 | 74385 | 12635 | 12635 | 26.4496 | 0 | 12 | 0.056228 | 0 | 0.4686% | 6511.9486 | 0 | 44591.875 | 19146.9486 | 41752.692 | 17927.8545 | 20172.1566 | 0 | 0.91128 | 67785.7746 | 0.91128 | 0 | 67785.7746 | 0 | 67785.7746 | 67785.7746 | 94736.5086 | 1.6235 | 5.2843
Total Utility Cost | E262 | 18230570 | Small Business Direct Install {E} | 11135-3 | SBDI: LED Exit Sign | 9 | 0 | Comm Flat | 120 | 153.3 |  | 60 | 60 | 18396 | 7200 | 7200 | 4.933 | 0 | 9 | 0.010429 | 0 | 0.1159% | 1610.4565 | 0 | 11027.9241 | 8810.4565 | 10325.7716 | 8249.4911 | 3889.7854 | 0 | 0.6893 | 12680.4002 | 0.6893 | 0 | 12680.4002 | 0 | 12680.4002 | 12680.4002 | 17838.2256 | 1.228 | 2.1623
9516684.29 | E262 | 18230570 | Small Business Direct Install {E} | 11137-6 | SBDI: Occupancy Sensor - 100w to 150w | 10 | 0 | Comm Lighting | 22 | 81.53 |  | 68 | 68 | 1793.66 | 1496 | 1496 | 2.7174 | 0 | 10 | 0.0011299 | 0 | 0.0113% | 157.0239 | 0 | 1075.2526 | 1653.0239 | 1006.7908 | 1547.7752 | 423.7989 | 0 | 0.7746 | 1389.3765 | 0.7746 | 0 | 1389.3765 | 0 | 1389.3765 | 1389.3765 | 1952.113 | 1.38 | 1.2612
Total Resource Cost | E262 | 18230570 | Small Business Direct Install {E} | 11219-6 | SBDI: Sprayhead - EWH - 0.65 gpm - from 1.6 | 4 | 0 | Comm Water Heat | 1 | 943 |  | 76.3 | 76.3 | 943 | 76.3 | 76.3 | 155.78 | 0 | 4 | 0.00023761 | 0 | 0.00594% | 82.5538 | 0 | 565.304 | 158.8538 | 529.3109 | 148.7396 | 530.0509 | 0 | 0.32263 | 304.2446 | 0.32263 | 0 | 304.2446 | 0 | 304.2446 | 304.2446 | 864.72 | 0.57479 | 5.8137
9247199.5 | E262 | 18230570 | Small Business Direct Install {E} | 11224-3 | SBDI: Sprayhead - GWH - 0.65 gpm - from 1.6 - EIE | 4 | 0 | Comm Water Heat | 1 | 34 |  | 0 | 0 | 34 | 0 | 0 | 0 | 0 | 4 | 8.5669e-06 | 0 | 0.0002142% | 2.9765 | 0 | 20.3821 | 2.9765 | 19.0844 | 2.787 | 0 | 0 | 0.32263 | 10.9696 | 0.32263 | 0 | 10.9696 | 0 | 10.9696 | 10.9696 | 12.0665 | 0.57479 | 4.3296
UC B/C Ratio | E262 | 18230570 | Small Business Direct Install {E} | 11226-3 | SBDI: Sprayhead - GWH - 0.65 gpm - from 2.2 - EIE | 4 | 0 | Comm Water Heat | 8 | 54 |  | 0 | 0 | 432 | 0 | 0 | 0 | 0 | 4 | 0.00010885 | 0 | 0.002721% | 37.8189 | 0 | 258.9728 | 37.8189 | 242.4839 | 35.411 | 0 | 0 | 0.32263 | 139.3782 | 0.32263 | 0 | 139.3782 | 0 | 139.3782 | 139.3782 | 153.3161 | 0.57479 | 4.3296
1.6898 | E262 | 18230570 | Small Business Direct Install {E} | 11230-3 | SBDI: Sprayhead - GWH - 0.65 gpm - not PI - EIE | 4 | 0 | Comm Water Heat | 1 | 49 |  | 0 | 0 | 49 | 0 | 0 | 0 | 0 | 4 | 1.2346e-05 | 0 | 0.0003087% | 4.2896 | 0 | 29.3742 | 4.2896 | 27.504 | 4.0165 | 0 | 0 | 0.32263 | 15.8091 | 0.32263 | 0 | 15.8091 | 0 | 15.8091 | 15.8091 | 17.39 | 0.57479 | 4.3296
TRC B/C Ratio | E262 | 18230570 | Small Business Direct Install {E} | 12053-6 | SBDI: Fixture - LED - 100w - from 400w HID | 15 | 0 | Comm Lighting | 10 | 1158 |  | 239.32 | 239.32 | 11580 | 2393.2 | 2393.2 | 40.975 | 0 | 15 | 0.010942 | 0 | 0.07294% | 1013.7577 | 0 | 6941.9092 | 3406.9577 | 6499.9149 | 3190.0353 | 3779.5723 | 0 | 1.0915 | 12639.5052 | 1.0915 | 0 | 12639.5052 | 0 | 12639.5052 | 12639.5052 | 17683.0281 | 1.9446 | 5.5432
2.4261 | E262 | 18230570 | Small Business Direct Install {E} | 12053-7 | SBDI: Fixture - LED - 100w - from 400w HID | 15 | 0 | Comm Lighting | 312 | 1130 |  | 239.32 | 239.32 | 352560 | 74667.84 | 74667.84 | 38.1712 | 0 | 15 | 0.33313 | 0 | 2.221% | 30864.4563 | 0 | 211350.5607 | 105532.2963 | 197893.7835 | 98813.0115 | 109853.5529 | 0 | 1.0915 | 384817.2671 | 1.0915 | 0 | 384817.2671 | 0 | 384817.2671 | 384817.2671 | 533152.5468 | 1.9446 | 5.3956
| E262 | 18230570 | Small Business Direct Install {E} | 12105-4 | SBDI: Fixture - LED - 20w - from 100w HID | 15 | 0 | Comm Lighting | 19 | 457.8 |  | 123.77 | 176.82 | 8698.2 | 2351.63 | 3359.58 | 15.4711 | 0 | 15 | 0.0082187 | 53.05 | 0.05479% | 761.4738 | 1007.95 | 5214.3449 | 4121.0538 | 4882.3454 | 3858.6646 | 2711.4306 | 0 | 1.0915 | 9494.0366 | 1.0915 | 0 | 9494.0366 | 0 | 9494.0366 | 9494.0366 | 13154.8709 | 1.9446 | 3.4092
| E262 | 18230570 | Small Business Direct Install {E} | 12105-5 | SBDI: Fixture - LED - 20w - from 100w HID | 15 | 0 | Comm Lighting | 580 | 457.8 |  | 176.82 | 176.82 | 265524 | 102555.6 | 102555.6 | 15.4711 | 0 | 15 | 0.25089 | 0 | 1.673% | 23244.9906 | 0 | 159174.7399 | 125800.5906 | 149040.0186 | 117790.8152 | 82769.987 | 0 | 1.0915 | 289817.9602 | 1.0915 | 0 | 289817.9602 | 0 | 289817.9602 | 289817.9602 | 401569.7432 | 1.9446 | 3.4092
| E262 | 18230570 | Small Business Direct Install {E} | 12106-7 | SBDI: Lamp - TLED - 4 ft - 1x - from 4 ft T8 28w BBF 1x | 12 | 0 | Comm Lighting | 2 | 39 |  | 43 | 43 | 78 | 86 | 86 | 1.3174 | 0 | 12 | 5.896e-05 | 0 | 0.0004913% | 6.8284 | 0 | 46.759 | 92.8284 | 43.7818 | 86.918 | 21.1523 | 0 | 0.91128 | 71.0801 | 0.91128 | 0 | 71.0801 | 0 | 71.0801 | 71.0801 | 99.3404 | 1.6235 | 1.1429
| E262 | 18230570 | Small Business Direct Install {E} | 12107-6 | SBDI: Lamp - TLED - 4 ft - 1x - from 4ft T8 32w BBF 1x | 12 | 0 | Comm Lighting | 33 | 61 |  | 37 | 37 | 2013 | 1221 | 1221 | 2.162 | 0 | 12 | 0.0015216 | 0 | 0.01268% | 176.2258 | 0 | 1206.7412 | 1397.2258 | 1129.9075 | 1308.2638 | 572.7687 | 0 | 0.91128 | 1834.4124 | 0.91128 | 0 | 1834.4124 | 0 | 1834.4124 | 1834.4124 | 2590.6223 | 1.6235 | 1.9802
| E262 | 18230570 | Small Business Direct Install {E} | 12107-7 | SBDI: Lamp - TLED - 4 ft - 1x - from 4ft T8 32w BBF 1x | 12 | 0 | Comm Lighting | 896 | 60 |  | 43 | 43 | 53760 | 38528 | 38528 | 2.0268 | 0 | 12 | 0.040637 | 0 | 0.3386% | 4706.3569 | 0 | 32227.7234 | 43234.3569 | 30175.7709 | 40481.6075 | 14579.0264 | 0 | 0.91128 | 48990.5658 | 0.91128 | 0 | 48990.5658 | 0 | 48990.5658 | 48990.5658 | 68468.6488 | 1.6235 | 1.6914
| E262 | 18230570 | Small Business Direct Install {E} | 12108-8 | SBDI: Lamp - TLED - 4 ft - 2x - from 4 ft T8 28w BBF 2x | 12 | 0 | Comm Lighting | 8 | 79 |  | 81 | 81 | 632 | 648 | 648 | 2.6686 | 0 | 12 | 0.00047773 | 0 | 0.003981% | 55.3277 | 0 | 378.8676 | 703.3277 | 354.7449 | 658.5465 | 171.3891 | 0 | 0.91128 | 575.9308 | 0.91128 | 0 | 575.9308 | 0 | 575.9308 | 575.9308 | 804.9129 | 1.6235 | 1.2223
| E262 | 18230570 | Small Business Direct Install {E} | 12109-7 | SBDI: Lamp - TLED - 4 ft - 2x - from 4 ft T8 32w BBF 2x | 12 | 0 | Comm Lighting | 553 | 123 |  | 75 | 75 | 68019 | 41475 | 41475 | 4.358 | 0 | 12 | 0.051416 | 0 | 0.4285% | 5954.6445 | 0 | 40775.6234 | 47429.6445 | 38179.4227 | 44409.7795 | 19347.3716 | 0 | 0.91128 | 61984.5479 | 0.91128 | 0 | 61984.5479 | 0 | 61984.5479 | 61984.5479 | 87530.3744 | 1.6235 | 1.971
| E262 | 18230570 | Small Business Direct Install {E} | 12109-8 | SBDI: Lamp - TLED - 4 ft - 2x - from 4 ft T8 32w BBF 2x | 12 | 0 | Comm Lighting | 22215 | 120 |  | 81 | 81 | 2665800 | 1799247 | 1799415 | 4.0536 | 0 | 12 | 2.0151 | 0 | 16.79% | 233374.3693 | 168 | 1598077.8443 | 2032789.3693 | 1496327.5696 | 1903360.8327 | 722930.9628 | 0 | 0.91128 | 2429297.8127 | 0.91128 | 0 | 2429297.8127 | 0 | 2429297.8127 | 2429297.8127 | 3395158.5568 | 1.6235 | 1.7838
| E262 | 18230570 | Small Business Direct Install {E} | 12110-6 | SBDI: Lamp - TLED - 4 ft - 3x - from 4 ft T8 28w BBF 3x | 12 | 0 | Comm Lighting | 1 | 118 |  | 84 | 84 | 118 | 84 | 84 | 3.986 | 0 | 12 | 8.9197e-05 | 0 | 0.0007433% | 10.3302 | 0 | 70.7379 | 94.3302 | 66.234 | 88.3241 | 31.9998 | 0 | 0.91128 | 107.5314 | 0.91128 | 0 | 107.5314 | 0 | 107.5314 | 107.5314 | 150.2843 | 1.6235 | 1.7015
| E262 | 18230570 | Small Business Direct Install {E} | 12111-6 | SBDI: Lamp - TLED - 4 ft - 3x - from 4 ft T8 32w BBF 3x | 12 | 0 | Comm Lighting | 178 | 184 |  | 78 | 78 | 32752 | 13884 | 13884 | 6.52 | 0 | 12 | 0.024757 | 0 | 0.2063% | 2867.2359 | 0 | 19633.9731 | 16751.2359 | 18383.87 | 15684.6778 | 9317.024 | 0 | 0.91128 | 29846.3358 | 0.91128 | 0 | 29846.3358 | 0 | 29846.3358 | 29846.3358 | 42147.9934 | 1.6235 | 2.6872
| E262 | 18230570 | Small Business Direct Install {E} | 12111-7 | SBDI: Lamp - TLED - 4 ft - 3x - from 4 ft T8 32w BBF 3x | 12 | 0 | Comm Lighting | 15739 | 180 |  | 84 | 84 | 2833020 | 1321524 | 1322076 | 6.0804 | 0 | 12 | 2.1415 | 0 | 17.85% | 248013.4503 | 552 | 1698321.89 | 1570089.4503 | 1590189.0356 | 1470121.2081 | 768278.8942 | 0 | 0.91128 | 2581682.5304 | 0.91128 | 0 | 2581682.5304 | 0 | 2581682.5304 | 2581682.5304 | 3608129.6776 | 1.6235 | 2.4543
| E262 | 18230570 | Small Business Direct Install {E} | 12114-6 | SBDI: Lamp - TLED - 4 ft - 4x - from 4 ft T8 32w BBF 4x | 12 | 0 | Comm Lighting | 320 | 246 |  | 100 | 100 | 78720 | 32000 | 32000 | 8.715 | 0 | 12 | 0.059505 | 0 | 0.4959% | 6891.4511 | 0 | 47190.5949 | 38891.4511 | 44185.9503 | 36415.2164 | 22388.6026 | 0 | 0.91128 | 71736.1857 | 0.91128 | 0 | 71736.1857 | 0 | 71736.1857 | 71736.1857 | 101298.4068 | 1.6235 | 2.7818
| E262 | 18230570 | Small Business Direct Install {E} | 12114-7 | SBDI: Lamp - TLED - 4 ft - 4x - from 4 ft T8 32w BBF 4x | 12 | 0 | Comm Lighting | 16234 | 240 |  | 106 | 106 | 3896160 | 1720744 | 1720804 | 8.1072 | 0 | 12 | 2.9451 | 0 | 24.54% | 341084.8086 | 60 | 2335646.7003 | 2061888.8086 | 2186935.1127 | 1930607.4987 | 1056588.9039 | 0 | 0.91128 | 3550503.776 | 0.91128 | 0 | 3550503.776 | 0 | 3550503.776 | 3550503.776 | 4962143.0575 | 1.6235 | 2.5702
| E262 | 18230570 | Small Business Direct Install {E} | 12115-5 | SBDI: Fixture - Volumetric - LED - 24w - from 4 ft T12 4x | 15 | 0 | Comm Lighting | 126 | 420 |  | 112 | 140 | 52920 | 14112 | 17640 | 14.188 | 0 | 15 | 0.050003 | 28 | 0.3334% | 4632.82 | 3528 | 31724.1652 | 22272.82 | 29704.2745 | 20854.7004 | 16489.8014 | 0 | 1.0915 | 57761.8839 | 1.0915 | 0 | 57761.8839 | 0 | 57761.8839 | 57761.8839 | 80027.8737 | 1.9446 | 3.8374
| E262 | 18230570 | Small Business Direct Install {E} | 12115-6 | SBDI: Fixture - Volumetric - LED - 24w - from 4 ft T12 4x | 15 | 0 | Comm Lighting | 516 | 392 |  | 112 | 140 | 202272 | 68777 | 72240 | 14.188 | 0 | 15 | 0.19112 | 28 | 1.274% | 17707.6677 | 3463 | 121256.8091 | 89947.6677 | 113536.3381 | 84220.6626 | 67529.6629 | 0 | 1.0915 | 220778.7561 | 1.0915 | 0 | 220778.7561 | 0 | 220778.7561 | 220778.7561 | 310386.2946 | 1.9446 | 3.6854
| E262 | 18230570 | Small Business Direct Install {E} | 12115-7 | SBDI: Fixture - Volumetric - LED - 24w - from 4 ft T12 4x | 15 | 0 | Comm Lighting | 1724 | 392 |  | 140 | 140 | 675808 | 241360 | 241360 | 14.188 | 0 | 15 | 0.63856 | 0 | 4.257% | 59162.8276 | 0 | 405129.339 | 300522.8276 | 379334.587 | 281388.4153 | 225622.3621 | 0 | 1.0915 | 737640.6503 | 1.0915 | 0 | 737640.6503 | 0 | 737640.6503 | 737640.6503 | 1037027.0774 | 1.9446 | 3.6854
| E262 | 18230570 | Small Business Direct Install {E} | 12116-7 | SBDI: Fixture - Volumetric - LED - 24w - from 4 ft T8 32w 4x | 15 | 0 | Comm Lighting | 87 | 290 |  | 140 | 140 | 25230 | 12180 | 12180 | 10.539 | 0 | 15 | 0.023839 | 0 | 0.1589% | 2208.7311 | 0 | 15124.7295 | 14388.7311 | 14161.7318 | 13472.5947 | 8457.5068 | 0 | 1.0915 | 27538.4038 | 1.0915 | 0 | 27538.4038 | 0 | 27538.4038 | 27538.4038 | 38749.751 | 1.9446 | 2.8762
| E262 | 18230570 | Small Business Direct Install {E} | 12117-8 | SBDI: Fixture - Volumetric - LED - 24w - from 4 ft T8 32w 3x | 15 | 0 | Comm Lighting | 37 | 199 |  | 140 | 140 | 7363 | 5180 | 5180 | 7.195 | 0 | 15 | 0.0069571 | 0 | 0.04638% | 644.5853 | 0 | 4413.9272 | 5824.5853 | 4132.8906 | 5453.7316 | 2455.5921 | 0 | 1.0915 | 8036.6733 | 1.0915 | 0 | 8036.6733 | 0 | 8036.6733 | 8036.6733 | 11295.9327 | 1.9446 | 2.0712
| E262 | 18230570 | Small Business Direct Install {E} | 12118-2 | SBDI: Fixture - LED - 35w - from 175w HID | 15 | 0 | Comm Lighting | 8 | 735 |  | 153.17 | 218.82 | 5880 | 1225.36 | 1750.56 | 24.828 | 0 | 15 | 0.0055559 | 65.65 | 0.03704% | 514.7578 | 525.2 | 3524.9072 | 2265.3178 | 3300.4749 | 2121.0841 | 1832.1264 | 0 | 1.0915 | 6417.9871 | 1.0915 | 0 | 6417.9871 | 0 | 6417.9871 | 6417.9871 | 8891.9122 | 1.9446 | 4.1922
| E262 | 18230570 | Small Business Direct Install {E} | 12118-3 | SBDI: Fixture - LED - 35w - from 175w HID | 15 | 0 | Comm Lighting | 248 | 735 |  | 218.82 | 218.82 | 182280 | 54267.36 | 54267.36 | 24.828 | 0 | 15 | 0.17223 | 0 | 1.148% | 15957.4912 | 0 | 109272.1245 | 70224.8512 | 102314.7233 | 65753.606 | 56795.9173 | 0 | 1.0915 | 198957.6 | 1.0915 | 0 | 198957.6 | 0 | 198957.6 | 198957.6 | 275649.2773 | 1.9446 | 4.1922
| E262 | 18230570 | Small Business Direct Install {E} | 12156-2 | SBDI: Lamp - TLED - 4 ft - 1x - from 4ft T8 32w NLO 1x - LCA | 12 | 0 | Comm Lighting | 8 | 145 |  | 37 | 37 | 1160 | 296 | 296 | 4.898 | 0 | 12 | 0.00087685 | 0 | 0.007307% | 101.5509 | 0 | 695.3899 | 397.5509 | 651.1141 | 372.2386 | 314.5708 | 0 | 0.91128 | 1057.0881 | 0.91128 | 0 | 1057.0881 | 0 | 1057.0881 | 1057.0881 | 1477.3677 | 1.6235 | 3.9689
| E262 | 18230570 | Small Business Direct Install {E} | 12161-3 | SBDI: Lamp - TLED - 4 ft - 2x - from 4 ft T8 32w NLO 2x - LCA | 12 | 0 | Comm Lighting | 201 | 290 |  | 75 | 75 | 58290 | 15075 | 15075 | 9.796 | 0 | 12 | 0.044062 | 0 | 0.3672% | 5102.9304 | 0 | 34943.3407 | 20177.9304 | 32718.4838 | 18893.1933 | 15807.1819 | 0 | 0.91128 | 53118.6771 | 0.91128 | 0 | 53118.6771 | 0 | 53118.6771 | 53118.6771 | 74237.7267 | 1.6235 | 3.9293
| E262 | 18230570 | Small Business Direct Install {E} | 12166-3 | SBDI: Lamp - TLED - 4 ft - 3x - from 4 ft T8 32w NLO 3x - LCA | 12 | 0 | Comm Lighting | 40 | 358 |  | 78 | 78 | 14320 | 3120 | 3120 | 12.093 | 0 | 12 | 0.010825 | 0 | 0.0902% | 1253.6278 | 0 | 8584.468 | 4373.6278 | 8037.8914 | 4095.1571 | 3883.3243 | 0 | 0.91128 | 13049.5704 | 0.91128 | 0 | 13049.5704 | 0 | 13049.5704 | 13049.5704 | 18237.8517 | 1.6235 | 4.4535
| E262 | 18230570 | Small Business Direct Install {E} | 12176-2 | SBDI: Lamp - TLED - 4 ft - 4x - from 4 ft T8 32w NLO 4x - LCA | 12 | 0 | Comm Lighting | 21 | 886 |  | 100 | 100 | 18606 | 2100 | 2100 | 29.929 | 0 | 12 | 0.014064 | 0 | 0.1172% | 1628.8407 | 0 | 11153.8136 | 3728.8407 | 10443.6457 | 3491.4239 | 5045.6964 | 0 | 0.91128 | 16955.3286 | 0.91128 | 0 | 16955.3286 | 0 | 16955.3286 | 16955.3286 | 23696.5579 | 1.6235 | 6.7871
| E262 | 18230570 | Small Business Direct Install {E} | 12188-2 | SBDI: Fixture - LED - 35w - from 250w HID | 15 | 0 | Comm Lighting | 12 | 1075.2 |  | 153.17 | 218.82 | 12902.4 | 1838.04 | 2625.84 | 36.313 | 0 | 15 | 0.012191 | 65.65 | 0.08127% | 1129.5256 | 787.8 | 7734.6536 | 3755.3656 | 7242.185 | 3516.26 | 4019.4541 | 0 | 1.0915 | 14082.8974 | 1.0915 | 0 | 14082.8974 | 0 | 14082.8974 | 14082.8974 | 19510.6413 | 1.9446 | 5.5487
| E262 | 18230570 | Small Business Direct Install {E} | 12188-3 | SBDI: Fixture - LED - 35w - from 250w HID | 15 | 0 | Comm Lighting | 139 | 1075.2 |  | 218.82 | 218.82 | 149452.8 | 30153.38 | 30415.98 | 36.313 | 0 | 15 | 0.14121 | 0 | 0.9414% | 13083.672 | 262.6 | 89593.0709 | 43499.652 | 83888.6432 | 40730.0113 | 46558.6769 | 0 | 1.0915 | 163126.8949 | 1.0915 | 0 | 163126.8949 | 0 | 163126.8949 | 163126.8949 | 225998.2613 | 1.9446 | 5.5487
| E262 | 18230570 | Small Business Direct Install {E} | 12189-3 | SBDI: Fixture - LED - 60w - from 250w HID | 15 | 0 | Comm Lighting | 71 | 970.2 |  | 209.03 | 298.62 | 68884.2 | 15378.67 | 21202.02 | 32.773 | 0 | 15 | 0.065087 | 89.59 | 0.4339% | 6030.3874 | 5823.35 | 41294.2883 | 27232.4074 | 38665.064 | 25498.5088 | 21463.3865 | 0 | 1.0915 | 75186.7188 | 1.0915 | 0 | 75186.7188 | 0 | 75186.7188 | 75186.7188 | 104168.7773 | 1.9446 | 4.0853
| E262 | 18230570 | Small Business Direct Install {E} | 12189-4 | SBDI: Fixture - LED - 60w - from 250w HID | 15 | 0 | Comm Lighting | 433 | 970.2 |  | 298.62 | 298.62 | 420096.6 | 129302.46 | 129302.46 | 32.773 | 0 | 15 | 0.39694 | 0 | 2.646% | 36776.8696 | 0 | 251836.9979 | 166079.3296 | 235802.4325 | 155504.9903 | 130896.4278 | 0 | 1.0915 | 458533.0881 | 1.0915 | 0 | 458533.0881 | 0 | 458533.0881 | 458533.0881 | 635282.8247 | 1.9446 | 4.0853
| E262 | 18230570 | Small Business Direct Install {E} | 12190-2 | SBDI: Fixture - LED - 60w - from 400w HID | 15 | 0 | Comm Lighting | 17 | 1671.6 |  | 329.75 | 471.07 | 28417.2 | 5605.75 | 8008.19 | 56.48 | 0 | 15 | 0.026851 | 141.32 | 0.179% | 2487.7508 | 2402.44 | 17035.3731 | 10495.9408 | 15950.7239 | 9827.6599 | 8856.6057 | 0 | 1.0915 | 31017.2148 | 1.0915 | 0 | 31017.2148 | 0 | 31017.2148 | 31017.2148 | 42975.542 | 1.9446 | 4.3729
| E262 | 18230570 | Small Business Direct Install {E} | 12190-3 | SBDI: Fixture - LED - 60w - from 400w HID | 15 | 0 | Comm Lighting | 92 | 1671.6 |  | 471.07 | 471.07 | 153787.2 | 43338.44 | 43338.44 | 56.48 | 0 | 15 | 0.14531 | 0 | 0.9687% | 13463.1221 | 0 | 92191.4311 | 56801.5621 | 86321.5647 | 53184.9832 | 47929.8661 | 0 | 1.0915 | 167857.8682 | 1.0915 | 0 | 167857.8682 | 0 | 167857.8682 | 167857.8682 | 232573.5212 | 1.9446 | 4.3729
| E262 | 18230570 | Small Business Direct Install {E} | 12191-4 | SBDI: Fixture - LED - 80w - from 400w HID | 15 | 0 | Comm Lighting | 20 | 1587.6 |  | 329.75 | 471.07 | 31752 | 8008.2 | 9421.4 | 53.6423 | 0 | 15 | 0.030002 | 141.32 | 0.2% | 2779.692 | 1413.2 | 19034.4991 | 12201.092 | 17822.5647 | 11424.2435 | 9896.0319 | 0 | 1.0915 | 34657.1303 | 1.0915 | 0 | 34657.1303 | 0 | 34657.1303 | 34657.1303 | 48018.8753 | 1.9446 | 4.2032
| E262 | 18230570 | Small Business Direct Install {E} | 12191-5 | SBDI: Fixture - LED - 80w - from 400w HID | 15 | 0 | Comm Lighting | 301 | 1587.6 |  | 471.07 | 471.07 | 477867.6 | 141792.07 | 141792.07 | 53.6423 | 0 | 15 | 0.45153 | 0 | 3.01% | 41834.3648 | 0 | 286469.2115 | 183626.4348 | 268229.5988 | 171934.8641 | 148935.2801 | 0 | 1.0915 | 521589.8113 | 1.0915 | 0 | 521589.8113 | 0 | 521589.8113 | 521589.8113 | 722684.0726 | 1.9446 | 4.2032
| E262 | 18230570 | Small Business Direct Install {E} | 12357-2 | Thermostat - Web Enabled - HP Heating - Comm | 10 | 0 | Comm Space Heat | 10 | 116 |  | 200 | 74.22 | 1160 | 400 | 742.2 | 0 | 0 | 10 | 0.00073071 | -125.78 | 0.007307% | 101.5509 | 342.2 | 695.3899 | 843.7509 | 651.1141 | 790.0289 | 0 | 0 | 0.92698 | 1075.2938 | 0.92698 | 0 | 1075.2938 | 0 | 1075.2938 | 1075.2938 | 1182.8232 | 1.6515 | 1.4972
| E262 | 18230570 | Small Business Direct Install {E} | 12730-4 | Fixture - LED - 100w - from 4 ft T8 32w HBF 6x - SMB | 15 | 0 | Comm Lighting | 52 | 349 |  | 225 | 225 | 18148 | 11700 | 11700 | 11.789 | 0 | 15 | 0.017148 | 0 | 0.1143% | 1588.7456 | 0 | 10879.2545 | 13288.7456 | 10186.5679 | 12442.6457 | 5654.6276 | 0 | 1.0915 | 19808.4404 | 1.0915 | 0 | 19808.4404 | 0 | 19808.4404 | 19808.4404 | 27443.9121 | 1.9446 | 2.2056
| E262 | 18230570 | Small Business Direct Install {E} | 12731-3 | Fixture - LED - 150w - from 4 ft T5 HLO 6x - SMB | 15 | 0 | Comm Lighting | 109 | 883 |  | 225 | 225 | 96247 | 24525 | 24525 | 29.828 | 0 | 15 | 0.090942 | 0 | 0.6063% | 8425.832 | 0 | 57697.5761 | 32950.832 | 54023.9476 | 30852.8389 | 29989.8527 | 0 | 1.0915 | 105053.0619 | 1.0915 | 0 | 105053.0619 | 0 | 105053.0619 | 105053.0619 | 145548.2208 | 1.9446 | 4.7175
| E262 | 18230570 | Small Business Direct Install {E} | 12732-2 | Fixture - LED - 300w - from 1000w MH - SMB | 15 | 0 | Comm Lighting | 13 | 3276 |  | 400 | 588 | 42588 | 5200 | 7644 | 110.663 | 0 | 15 | 0.04024 | 188 | 0.2683% | 3728.3171 | 2444 | 25530.3996 | 11372.3171 | 23904.8685 | 10648.237 | 13269.9563 | 0 | 1.0915 | 46484.5637 | 1.0915 | 0 | 46484.5637 | 0 | 46484.5637 | 46484.5637 | 64402.9763 | 1.9446 | 6.0482
| E262 | 18230570 | Small Business Direct Install {E} | 12732-3 | Fixture - LED - 300w - from 1000w MH - SMB | 15 | 0 | Comm Lighting | 5 | 3276 |  | 558 | 558 | 16380 | 2940 | 2790 | 110.663 | 0 | 15 | 0.015477 | 0 | 0.1032% | 1433.9681 | -150 | 9819.3845 | 4223.9681 | 9194.1802 | 3955.0263 | 5103.8293 | 0 | 1.0915 | 17878.6783 | 1.0915 | 0 | 17878.6783 | 0 | 17878.6783 | 17878.6783 | 24770.3755 | 1.9446 | 6.263
| E262 | 18230570 | Small Business Direct Install {E} | 12784-4 | Lamp - TLED - 4 ft - 2x - DLR from 4 ft T12 3x - DI - SMB | 12 | 0 | Comm Lighting | 21 | 287 |  | 114 | 114 | 6027 | 2394 | 2394 | 10.404 | 0 | 12 | 0.0045558 | 0 | 0.03797% | 527.6267 | 0 | 3613.0299 | 2921.6267 | 3382.9868 | 2735.6055 | 1753.9987 | 0 | 0.91128 | 5492.3017 | 0.91128 | 0 | 5492.3017 | 0 | 5492.3017 | 5492.3017 | 7795.5305 | 1.6235 | 2.8497
| E262 | 18230570 | Small Business Direct Install {E} | 12786-4 | Lamp - TLED - 4 ft - 2x - DLR from 4 ft T12 4x - DI - SMB | 12 | 0 | Comm Lighting | 77 | 404 |  | 127 | 127 | 31108 | 9779 | 9779 | 14.66 | 0 | 12 | 0.023515 | 0 | 0.196% | 2723.3138 | 0 | 18648.4378 | 12502.3138 | 17461.0841 | 11706.2863 | 9062.214 | 0 | 0.91128 | 28348.1868 | 0.91128 | 0 | 28348.1868 | 0 | 28348.1868 | 28348.1868 | 40245.2194 | 1.6235 | 3.4379
| E262 | 18230570 | Small Business Direct Install {E} | 12792-4 | Lamp - TLED - 4 ft - 2x - DLR from 4 ft T8 32w BBF 3x - DI - SMB | 12 | 0 | Comm Lighting | 651 | 212 |  | 109 | 109 | 138012 | 70959 | 70959 | 7.668 | 0 | 12 | 0.10432 | 0 | 0.8694% | 12082.1005 | 0 | 82734.6085 | 83041.1005 | 77466.8619 | 77753.8394 | 40074.9242 | 0 | 0.91128 | 125767.9682 | 0.91128 | 0 | 125767.9682 | 0 | 125767.9682 | 125767.9682 | 178419.6893 | 1.6235 | 2.2947
| E262 | 18230570 | Small Business Direct Install {E} | 12793-3 | Lamp - TLED - 4 ft - 2x - DLR from 4 ft T8 32w BBF 4x - DI - SMB | 12 | 0 | Comm Lighting | 18 | 311 |  | 135 | 135 | 5598 | 2430 | 2430 | 10.978 | 0 | 12 | 0.0042315 | 0 | 0.03526% | 490.0704 | 0 | 3355.8556 | 2920.0704 | 3142.1869 | 2734.1483 | 1586.3731 | 0 | 0.91128 | 5101.3614 | 0.91128 | 0 | 5101.3614 | 0 | 5101.3614 | 5101.3614 | 7197.8707 | 1.6235 | 2.6326
| E262 | 18230570 | Small Business Direct Install {E} | 12793-4 | Lamp - TLED - 4 ft - 2x - DLR from 4 ft T8 32w BBF 4x - DI - SMB | 12 | 0 | Comm Lighting | 1993 | 303 |  | 135 | 135 | 603879 | 269055 | 269055 | 10.978 | 0 | 12 | 0.45647 | 0 | 3.804% | 52865.8867 | 0 | 362009.7721 | 321920.8867 | 338960.4608 | 301424.0512 | 175646.7596 | 0 | 0.91128 | 550304.5742 | 0.91128 | 0 | 550304.5742 | 0 | 550304.5742 | 550304.5742 | 780981.7912 | 1.6235 | 2.591
| E262 | 18230570 | Small Business Direct Install {E} | 12800-4 | Lamp - TLED - 4 ft - 2x - DLR from 8 ft T12 F96 2x - DI - SMB | 12 | 0 | Comm Lighting | 1186 | 373 |  | 116 | 116 | 442378 | 137576 | 137576 | 13.512 | 0 | 12 | 0.33439 | 0 | 2.787% | 38727.469 | 0 | 265194.1183 | 176303.469 | 248309.0995 | 165078.1545 | 128651.2299 | 0 | 0.91128 | 403131.4832 | 0.91128 | 0 | 403131.4832 | 0 | 403131.4832 | 403131.4832 | 572095.8614 | 1.6235 | 3.4656
| E262 | 18230570 | Small Business Direct Install {E} | 12804-4 | Lamp - TLED - 4 ft - 2x - from 8 ft T12 F96 1x - DI - SMB | 12 | 0 | Comm Lighting | 92 | 155 |  | 118 | 118 | 14260 | 10856 | 10856 | 5.2359 | 0 | 12 | 0.010779 | 0 | 0.08983% | 1248.3752 | 0 | 8548.4995 | 12104.3752 | 8004.213 | 11333.6846 | 3867.1301 | 0 | 0.91128 | 12994.8934 | 0.91128 | 0 | 12994.8934 | 0 | 12994.8934 | 12994.8934 | 18161.5129 | 1.6235 | 1.6024
| E262 | 18230570 | Small Business Direct Install {E} | 12806-4 | Lamp - TLED - 4 ft - 2x - from 8 ft T12 HO F96 1x - DI - SMB | 12 | 0 | Comm Lighting | 75 | 268 |  | 118 | 118 | 20100 | 8850 | 8850 | 9.053 | 0 | 12 | 0.015194 | 0 | 0.1266% | 1759.6312 | 0 | 12049.4278 | 10609.6312 | 11282.2358 | 9934.1116 | 5450.8396 | 0 | 0.91128 | 18316.7852 | 0.91128 | 0 | 18316.7852 | 0 | 18316.7852 | 18316.7852 | 25599.3033 | 1.6235 | 2.5769
| E262 | 18230570 | Small Business Direct Install {E} | 12815-3 | Lamp - TLED - 4 ft - 4x - from 8 ft T12 F96 2x - DI - SMB | 12 | 0 | Comm Lighting | 30 | 317 |  | 154 | 154 | 9510 | 4620 | 4620 | 11.215 | 0 | 12 | 0.0071886 | 0 | 0.05991% | 832.5419 | 0 | 5700.9979 | 5452.5419 | 5338.013 | 5105.3763 | 2701.0346 | 0 | 0.91128 | 8666.2999 | 0.91128 | 0 | 8666.2999 | 0 | 8666.2999 | 8666.2999 | 12233.9645 | 1.6235 | 2.3963
| E262 | 18230570 | Small Business Direct Install {E} | 12815-4 | Lamp - TLED - 4 ft - 4x - from 8 ft T12 F96 2x - DI - SMB | 12 | 0 | Comm Lighting | 822 | 309 |  | 160 | 160 | 253998 | 131520 | 131520 | 10.438 | 0 | 12 | 0.192 | 0 | 1.6% | 22235.9603 | 0 | 152265.2023 | 153755.9603 | 142570.4141 | 143966.255 | 68880.8864 | 0 | 0.91128 | 231464.0205 | 0.91128 | 0 | 231464.0205 | 0 | 231464.0205 | 231464.0205 | 323491.3089 | 1.6235 | 2.247
| E262 | 18230570 | Small Business Direct Install {E} | 12817-4 | Lamp - TLED - 4 ft - 4x - from 8 ft T12 HO F96 2x - DI - SMB | 12 | 0 | Comm Lighting | 382 | 537 |  | 176 | 176 | 205134 | 67232 | 67232 | 18.1398 | 0 | 12 | 0.15506 | 0 | 1.292% | 17958.2181 | 0 | 122972.5038 | 85190.2181 | 115142.7938 | 79766.1218 | 55629.5407 | 0 | 0.91128 | 186935.0955 | 0.91128 | 0 | 186935.0955 | 0 | 186935.0955 | 186935.0955 | 261258.1457 | 1.6235 | 3.2753
| E262 | 18230570 | Small Business Direct Install {E} | 12917-2 | Case Lighting - LED - Low Power - Refrigerated Space - Med Temp - from Single T8 - Restaurant | 13 | 0 | Comm Lighting | 25 | 25.37 |  | 17 | 17 | 634.25 | 425 | 425 | 0.093 | 0 | 13 | 0.00051938 | 0 | 0.003995% | 55.5247 | 0 | 380.2164 | 480.5247 | 356.0079 | 449.9295 | 19.6537 | 0 | 0.97451 | 618.0828 | 0.97451 | 0 | 618.0828 | 0 | 618.0828 | 618.0828 | 699.5448 | 1.7361 | 1.5548
| E262 | 18230570 | Small Business Direct Install {E} | 12929-2 | Case Lighting - LED - Low Power - Refrigerated Space - Med Temp - from Single T8 - Grocery | 7 | 0 | Comm Lighting | 647 | 37 |  | 17 | 17 | 23939 | 10999 | 10999 | 0.136 | 0 | 7 | 0.010556 | 0 | 0.1508% | 2095.712 | 0 | 14350.8086 | 13094.712 | 13437.0867 | 12260.9663 | 477.5389 | 0 | 0.55277 | 13232.8468 | 0.55277 | 0 | 13232.8468 | 0 | 13232.8468 | 13232.8468 | 15033.6704 | 0.9848 | 1.2261
| E262 | 18230570 | Small Business Direct Install {E} | 12930-2 | Case Lighting - LED - Low Power - Refrigerated Space - Med Temp - from Single T12 - Grocery | 7 | 0 | Comm Lighting | 564 | 60.64 |  | 17 | 17 | 34200.96 | 9588 | 9588 | 0.223 | 0 | 7 | 0.015081 | 0 | 0.2154% | 2994.0834 | 0 | 20502.587 | 12582.0834 | 19197.1788 | 11780.9769 | 682.5736 | 0 | 0.55277 | 18905.3872 | 0.55277 | 0 | 18905.3872 | 0 | 18905.3872 | 18905.3872 | 21478.4995 | 0.9848 | 1.8232
| E262 | 18230570 | Small Business Direct Install {E} | 12959-1 | Energy Audit - EH - SMB | 1 | 0 | Comm Lighting | 2114 | 0 |  | 240 | 240 | 0 | 507360 | 507360 | 0 | 0 | 1 | 0 | 0 | 0% | 0 | 0 | 0 | 507360 | 0 | 475056.1798 | 0 | 0 | 0.08785 | 0 | 0.08785 | 0 | 0 | 0 | 0 | 0 | 0 | 0 | 0
| E262 | 18230570 | Small Business Direct Install {E} | 14087-1 | Fixture - LED - Recessed Can - 4 to 6 in - Exterior - SMB | 15 | 0 | Comm Lighting | 140 | 85 |  | 100 | 100 | 11900 | 14000 | 14000 | 0 | 0 | 15 | 0.011244 | 0 | 0.07496% | 1041.7717 | 0 | 7133.7408 | 15041.7717 | 6679.5326 | 14084.0559 | 0 | 0 | 1.0915 | 12988.7834 | 1.0915 | 0 | 12988.7834 | 0 | 12988.7834 | 12988.7834 | 14287.6617 | 1.9446 | 1.0145
| E262 | 18230570 | Small Business Direct Install {E} | 14088-1 | Fixture - LED - Recessed Can - 8 in - Exterior - SMB | 15 | 0 | Comm Lighting | 217 | 61 |  | 130 | 130 | 13237 | 28210 | 28210 | 0 | 0 | 15 | 0.012507 | 0 | 0.08338% | 1158.8178 | 0 | 7935.2376 | 29368.8178 | 7429.9978 | 27498.8931 | 0 | 0 | 1.0915 | 14448.1114 | 1.0915 | 0 | 14448.1114 | 0 | 14448.1114 | 14448.1114 | 15892.9226 | 1.9446 | 0.57795
| E262 | 18230570 | Small Business Direct Install {E} | 14089-1 | Fixture - LED - Recessed Can - 4 to 6 in - Interior - SMB | 15 | 0 | Comm Lighting | 640 | 64 |  | 100 | 100 | 40960 | 64000 | 64000 | 0 | 0 | 15 | 0.038702 | 0 | 0.258% | 3585.7957 | 0 | 24554.4559 | 67585.7957 | 22991.0636 | 63282.5802 | 0 | 0 | 1.0915 | 44707.6108 | 1.0915 | 0 | 44707.6108 | 0 | 44707.6108 | 44707.6108 | 49178.3719 | 1.9446 | 0.77712
| E262 | 18230570 | Small Business Direct Install {E} | 14090-1 | Fixture - LED - Recessed Can - 8 in - Interior - SMB | 15 | 0 | Comm Lighting | 525 | 46 |  | 130 | 130 | 24150 | 68250 | 68250 | 0 | 0 | 15 | 0.022819 | 0 | 0.1521% | 2114.1837 | 0 | 14477.2976 | 70364.1837 | 13555.5221 | 65884.0672 | 0 | 0 | 1.0915 | 26359.5899 | 1.0915 | 0 | 26359.5899 | 0 | 26359.5899 | 26359.5899 | 28995.5488 | 1.9446 | 0.4401
| E262 | 18230570 | Small Business Direct Install {E} | [15 empty] | 0 | 0 | 0 | 0% | 0 | 0 | 0 | 0 | 0 | 0 | 0 | 0 | #N/A | #N/A | #N/A | #N/A | #N/A | #N/A | #N/A | 0 | 0 | 0 | #DIV/0!
| E262 | 18230570 | Small Business Direct Install {E} | [15 empty] | 0 | 0 | 0 | 0% | 0 | 0 | 0 | 0 | 0 | 0 | 0 | 0 | #N/A | #N/A | #N/A | #N/A | #N/A | #N/A | #N/A | 0 | 0 | 0 | #DIV/0!
| E262 | 18230570 | Small Business Direct Install {E} | [15 empty] | 0 | 0 | 0 | 0% | 0 | 0 | 0 | 0 | 0 | 0 | 0 | 0 | #N/A | #N/A | #N/A | #N/A | #N/A | #N/A | #N/A | 0 | 0 | 0 | #DIV/0!
| E262 | 18230570 | Small Business Direct Install {E} | [15 empty] | 0 | 0 | 0 | 0% | 0 | 0 | 0 | 0 | 0 | 0 | 0 | 0 | #N/A | #N/A | #N/A | #N/A | #N/A | #N/A | #N/A | 0 | 0 | 0 | #DIV/0!
| E262 | 18230570 | Small Business Direct Install {E} | [15 empty] | 0 | 0 | 0 | 0% | 0 | 0 | 0 | 0 | 0 | 0 | 0 | 0 | #N/A | #N/A | #N/A | #N/A | #N/A | #N/A | #N/A | 0 | 0 | 0 | #DIV/0!
| E262 | 18230570 | Small Business Direct Install {E} | [15 empty] | 0 | 0 | 0 | 0% | 0 | 0 | 0 | 0 | 0 | 0 | 0 | 0 | #N/A | #N/A | #N/A | #N/A | #N/A | #N/A | #N/A | 0 | 0 | 0 | #DIV/0!
[19 empty] | 0 | 0 | 0 | 0% | 0 | 0 | 0 | 0 | 0 | 0 | 0 | 0 | #N/A | #N/A | #N/A | #N/A | #N/A | #N/A | #N/A | 0 | 0 | 0 | #DIV/0!
[19 empty] | 0 | 0 | 0 | 0% | 0 | 0 | 0 | 0 | 0 | 0 | 0 | 0 | #N/A | #N/A | #N/A | #N/A | #N/A | #N/A | #N/A | 0 | 0 | 0 | #DIV/0!
[19 empty] | 0 | 0 | 0 | 0% | 0 | 0 | 0 | 0 | 0 | 0 | 0 | 0 | #N/A | #N/A | #N/A | #N/A | #N/A | #N/A | #N/A | 0 | 0 | 0 | #DIV/0!
[19 empty] | 0 | 0 | 0 | 0% | 0 | 0 | 0 | 0 | 0 | 0 | 0 | 0 | #N/A | #N/A | #N/A | #N/A | #N/A | #N/A | #N/A | 0 | 0 | 0 | #DIV/0!
[19 empty] | 0 | 0 | 0 | 0% | 0 | 0 | 0 | 0 | 0 | 0 | 0 | 0 | #N/A | #N/A | #N/A | #N/A | #N/A | #N/A | #N/A | 0 | 0 | 0 | #DIV/0!
[19 empty] | 0 | 0 | 0 | 0% | 0 | 0 | 0 | 0 | 0 | 0 | 0 | 0 | #N/A | #N/A | #N/A | #N/A | #N/A | #N/A | #N/A | 0 | 0 | 0 | #DIV/0!
[19 empty] | 0 | 0 | 0 | 0% | 0 | 0 | 0 | 0 | 0 | 0 | 0 | 0 | #N/A | #N/A | #N/A | #N/A | #N/A | #N/A | #N/A | 0 | 0 | 0 | #DIV/0!
[19 empty] | 0 | 0 | 0 | 0% | 0 | 0 | 0 | 0 | 0 | 0 | 0 | 0 | #N/A | #N/A | #N/A | #N/A | #N/A | #N/A | #N/A | 0 | 0 | 0 | #DIV/0!
[19 empty] | 0 | 0 | 0 | 0% | 0 | 0 | 0 | 0 | 0 | 0 | 0 | 0 | #N/A | #N/A | #N/A | #N/A | #N/A | #N/A | #N/A | 0 | 0 | 0 | #DIV/0!
[19 empty] | 0 | 0 | 0 | 0% | 0 | 0 | 0 | 0 | 0 | 0 | 0 | 0 | #N/A | #N/A | #N/A | #N/A | #N/A | #N/A | #N/A | 0 | 0 | 0 | #DIV/0!
[19 empty] | 0 | 0 | 0 | 0% | 0 | 0 | 0 | 0 | 0 | 0 | 0 | 0 | #N/A | #N/A | #N/A | #N/A | #N/A | #N/A | #N/A | 0 | 0 | 0 | #DIV/0!
[19 empty] | 0 | 0 | 0 | 0% | 0 | 0 | 0 | 0 | 0 | 0 | 0 | 0 | #N/A | #N/A | #N/A | #N/A | #N/A | #N/A | #N/A | 0 | 0 | 0 | #DIV/0!
[19 empty] | 0 | 0 | 0 | 0% | 0 | 0 | 0 | 0 | 0 | 0 | 0 | 0 | #N/A | #N/A | #N/A | #N/A | #N/A | #N/A | #N/A | 0 | 0 | 0 | #DIV/0!
[19 empty] | 0 | 0 | 0 | 0% | 0 | 0 | 0 | 0 | 0 | 0 | 0 | 0 | #N/A | #N/A | #N/A | #N/A | #N/A | #N/A | #N/A | 0 | 0 | 0 | #DIV/0!
[19 empty] | 0 | 0 | 0 | 0% | 0 | 0 | 0 | 0 | 0 | 0 | 0 | 0 | #N/A | #N/A | #N/A | #N/A | #N/A | #N/A | #N/A | 0 | 0 | 0 | #DIV/0!
[19 empty] | 0 | 0 | 0 | 0% | 0 | 0 | 0 | 0 | 0 | 0 | 0 | 0 | #N/A | #N/A | #N/A | #N/A | #N/A | #N/A | #N/A | 0 | 0 | 0 | #DIV/0!
[19 empty] | 0 | 0 | 0 | 0% | 0 | 0 | 0 | 0 | 0 | 0 | 0 | 0 | #N/A | #N/A | #N/A | #N/A | #N/A | #N/A | #N/A | 0 | 0 | 0 | #DIV/0!
[19 empty] | 0 | 0 | 0 | 0% | 0 | 0 | 0 | 0 | 0 | 0 | 0 | 0 | #N/A | #N/A | #N/A | #N/A | #N/A | #N/A | #N/A | 0 | 0 | 0 | #DIV/0!
[19 empty] | 0 | 0 | 0 | 0% | 0 | 0 | 0 | 0 | 0 | 0 | 0 | 0 | #N/A | #N/A | #N/A | #N/A | #N/A | #N/A | #N/A | 0 | 0 | 0 | #DIV/0!
[19 empty] | 0 | 0 | 0 | 0% | 0 | 0 | 0 | 0 | 0 | 0 | 0 | 0 | #N/A | #N/A | #N/A | #N/A | #N/A | #N/A | #N/A | 0 | 0 | 0 | #DIV/0!
[19 empty] | 0 | 0 | 0 | 0% | 0 | 0 | 0 | 0 | 0 | 0 | 0 | 0 | #N/A | #N/A | #N/A | #N/A | #N/A | #N/A | #N/A | 0 | 0 | 0 | #DIV/0!
[19 empty] | 0 | 0 | 0 | 0% | 0 | 0 | 0 | 0 | 0 | 0 | 0 | 0 | #N/A | #N/A | #N/A | #N/A | #N/A | #N/A | #N/A | 0 | 0 | 0 | #DIV/0!
[19 empty] | 0 | 0 | 0 | 0% | 0 | 0 | 0 | 0 | 0 | 0 | 0 | 0 | #N/A | #N/A | #N/A | #N/A | #N/A | #N/A | #N/A | 0 | 0 | 0 | #DIV/0!
[19 empty] | 0 | 0 | 0 | 0% | 0 | 0 | 0 | 0 | 0 | 0 | 0 | 0 | #N/A | #N/A | #N/A | #N/A | #N/A | #N/A | #N/A | 0 | 0 | 0 | #DIV/0!
[19 empty] | 0 | 0 | 0 | 0% | 0 | 0 | 0 | 0 | 0 | 0 | 0 | 0 | #N/A | #N/A | #N/A | #N/A | #N/A | #N/A | #N/A | 0 | 0 | 0 | #DIV/0!
[19 empty] | 0 | 0 | 0 | 0% | 0 | 0 | 0 | 0 | 0 | 0 | 0 | 0 | #N/A | #N/A | #N/A | #N/A | #N/A | #N/A | #N/A | 0 | 0 | 0 | #DIV/0!
[19 empty] | 0 | 0 | 0 | 0% | 0 | 0 | 0 | 0 | 0 | 0 | 0 | 0 | #N/A | #N/A | #N/A | #N/A | #N/A | #N/A | #N/A | 0 | 0 | 0 | #DIV/0!
[19 empty] | 0 | 0 | 0 | 0% | 0 | 0 | 0 | 0 | 0 | 0 | 0 | 0 | #N/A | #N/A | #N/A | #N/A | #N/A | #N/A | #N/A | 0 | 0 | 0 | #DIV/0!
[19 empty] | 0 | 0 | 0 | 0% | 0 | 0 | 0 | 0 | 0 | 0 | 0 | 0 | #N/A | #N/A | #N/A | #N/A | #N/A | #N/A | #N/A | 0 | 0 | 0 | #DIV/0!
[19 empty] | 0 | 0 | 0 | 0% | 0 | 0 | 0 | 0 | 0 | 0 | 0 | 0 | #N/A | #N/A | #N/A | #N/A | #N/A | #N/A | #N/A | 0 | 0 | 0 | #DIV/0!
[19 empty] | 0 | 0 | 0 | 0% | 0 | 0 | 0 | 0 | 0 | 0 | 0 | 0 | #N/A | #N/A | #N/A | #N/A | #N/A | #N/A | #N/A | 0 | 0 | 0 | #DIV/0!
[19 empty] | 0 | 0 | 0 | 0% | 0 | 0 | 0 | 0 | 0 | 0 | 0 | 0 | #N/A | #N/A | #N/A | #N/A | #N/A | #N/A | #N/A | 0 | 0 | 0 | #DIV/0!
[19 empty] | 0 | 0 | 0 | 0% | 0 | 0 | 0 | 0 | 0 | 0 | 0 | 0 | #N/A | #N/A | #N/A | #N/A | #N/A | #N/A | #N/A | 0 | 0 | 0 | #DIV/0!
[19 empty] | 0 | 0 | 0 | 0% | 0 | 0 | 0 | 0 | 0 | 0 | 0 | 0 | #N/A | #N/A | #N/A | #N/A | #N/A | #N/A | #N/A | 0 | 0 | 0 | #DIV/0!
[19 empty] | 0 | 0 | 0 | 0% | 0 | 0 | 0 | 0 | 0 | 0 | 0 | 0 | #N/A | #N/A | #N/A | #N/A | #N/A | #N/A | #N/A | 0 | 0 | 0 | #DIV/0!
[19 empty] | 0 | 0 | 0 | 0% | 0 | 0 | 0 | 0 | 0 | 0 | 0 | 0 | #N/A | #N/A | #N/A | #N/A | #N/A | #N/A | #N/A | 0 | 0 | 0 | #DIV/0!
[19 empty] | 0 | 0 | 0 | 0% | 0 | 0 | 0 | 0 | 0 | 0 | 0 | 0 | #N/A | #N/A | #N/A | #N/A | #N/A | #N/A | #N/A | 0 | 0 | 0 | #DIV/0!
[19 empty] | 0 | 0 | 0 | 0% | 0 | 0 | 0 | 0 | 0 | 0 | 0 | 0 | #N/A | #N/A | #N/A | #N/A | #N/A | #N/A | #N/A | 0 | 0 | 0 | #DIV/0!
[19 empty] | 0 | 0 | 0 | 0% | 0 | 0 | 0 | 0 | 0 | 0 | 0 | 0 | #N/A | #N/A | #N/A | #N/A | #N/A | #N/A | #N/A | 0 | 0 | 0 | #DIV/0!
[19 empty] | 0 | 0 | 0 | 0% | 0 | 0 | 0 | 0 | 0 | 0 | 0 | 0 | #N/A | #N/A | #N/A | #N/A | #N/A | #N/A | #N/A | 0 | 0 | 0 | #DIV/0!
[19 empty] | 0 | 0 | 0 | 0% | 0 | 0 | 0 | 0 | 0 | 0 | 0 | 0 | #N/A | #N/A | #N/A | #N/A | #N/A | #N/A | #N/A | 0 | 0 | 0 | #DIV/0!
[19 empty] | 0 | 0 | 0 | 0% | 0 | 0 | 0 | 0 | 0 | 0 | 0 | 0 | #N/A | #N/A | #N/A | #N/A | #N/A | #N/A | #N/A | 0 | 0 | 0 | #DIV/0!
[19 empty] | 0 | 0 | 0 | 0% | 0 | 0 | 0 | 0 | 0 | 0 | 0 | 0 | #N/A | #N/A | #N/A | #N/A | #N/A | #N/A | #N/A | 0 | 0 | 0 | #DIV/0!
[19 empty] | 0 | 0 | 0 | 0% | 0 | 0 | 0 | 0 | 0 | 0 | 0 | 0 | #N/A | #N/A | #N/A | #N/A | #N/A | #N/A | #N/A | 0 | 0 | 0 | #DIV/0!
[19 empty] | 0 | 0 | 0 | 0% | 0 | 0 | 0 | 0 | 0 | 0 | 0 | 0 | #N/A | #N/A | #N/A | #N/A | #N/A | #N/A | #N/A | 0 | 0 | 0 | #DIV/0!
[19 empty] | 0 | 0 | 0 | 0% | 0 | 0 | 0 | 0 | 0 | 0 | 0 | 0 | #N/A | #N/A | #N/A | #N/A | #N/A | #N/A | #N/A | 0 | 0 | 0 | #DIV/0!
[19 empty] | 0 | 0 | 0 | 0% | 0 | 0 | 0 | 0 | 0 | 0 | 0 | 0 | #N/A | #N/A | #N/A | #N/A | #N/A | #N/A | #N/A | 0 | 0 | 0 | #DIV/0!
[19 empty] | 0 | 0 | 0 | 0% | 0 | 0 | 0 | 0 | 0 | 0 | 0 | 0 | #N/A | #N/A | #N/A | #N/A | #N/A | #N/A | #N/A | 0 | 0 | 0 | #DIV/0!
[19 empty] | 0 | 0 | 0 | 0% | 0 | 0 | 0 | 0 | 0 | 0 | 0 | 0 | #N/A | #N/A | #N/A | #N/A | #N/A | #N/A | #N/A | 0 | 0 | 0 | #DIV/0!
[19 empty] | 0 | 0 | 0 | 0% | 0 | 0 | 0 | 0 | 0 | 0 | 0 | 0 | #N/A | #N/A | #N/A | #N/A | #N/A | #N/A | #N/A | 0 | 0 | 0 | #DIV/0!
[19 empty] | 0 | 0 | 0 | 0% | 0 | 0 | 0 | 0 | 0 | 0 | 0 | 0 | #N/A | #N/A | #N/A | #N/A | #N/A | #N/A | #N/A | 0 | 0 | 0 | #DIV/0!
[19 empty] | 0 | 0 | 0 | 0% | 0 | 0 | 0 | 0 | 0 | 0 | 0 | 0 | #N/A | #N/A | #N/A | #N/A | #N/A | #N/A | #N/A | 0 | 0 | 0 | #DIV/0!
[19 empty] | 0 | 0 | 0 | 0% | 0 | 0 | 0 | 0 | 0 | 0 | 0 | 0 | #N/A | #N/A | #N/A | #N/A | #N/A | #N/A | #N/A | 0 | 0 | 0 | #DIV/0!
[19 empty] | 0 | 0 | 0 | 0% | 0 | 0 | 0 | 0 | 0 | 0 | 0 | 0 | #N/A | #N/A | #N/A | #N/A | #N/A | #N/A | #N/A | 0 | 0 | 0 | #DIV/0!
[19 empty] | 0 | 0 | 0 | 0% | 0 | 0 | 0 | 0 | 0 | 0 | 0 | 0 | #N/A | #N/A | #N/A | #N/A | #N/A | #N/A | #N/A | 0 | 0 | 0 | #DIV/0!
[19 empty] | 0 | 0 | 0 | 0% | 0 | 0 | 0 | 0 | 0 | 0 | 0 | 0 | #N/A | #N/A | #N/A | #N/A | #N/A | #N/A | #N/A | 0 | 0 | 0 | #DIV/0!
[19 empty] | 0 | 0 | 0 | 0% | 0 | 0 | 0 | 0 | 0 | 0 | 0 | 0 | #N/A | #N/A | #N/A | #N/A | #N/A | #N/A | #N/A | 0 | 0 | 0 | #DIV/0!
[19 empty] | 0 | 0 | 0 | 0% | 0 | 0 | 0 | 0 | 0 | 0 | 0 | 0 | #N/A | #N/A | #N/A | #N/A | #N/A | #N/A | #N/A | 0 | 0 | 0 | #DIV/0!
[19 empty] | 0 | 0 | 0 | 0% | 0 | 0 | 0 | 0 | 0 | 0 | 0 | 0 | #N/A | #N/A | #N/A | #N/A | #N/A | #N/A | #N/A | 0 | 0 | 0 | #DIV/0!
[19 empty] | 0 | 0 | 0 | 0% | 0 | 0 | 0 | 0 | 0 | 0 | 0 | 0 | #N/A | #N/A | #N/A | #N/A | #N/A | #N/A | #N/A | 0 | 0 | 0 | #DIV/0!
[19 empty] | 0 | 0 | 0 | 0% | 0 | 0 | 0 | 0 | 0 | 0 | 0 | 0 | #N/A | #N/A | #N/A | #N/A | #N/A | #N/A | #N/A | 0 | 0 | 0 | #DIV/0!
[19 empty] | 0 | 0 | 0 | 0% | 0 | 0 | 0 | 0 | 0 | 0 | 0 | 0 | #N/A | #N/A | #N/A | #N/A | #N/A | #N/A | #N/A | 0 | 0 | 0 | #DIV/0!
[19 empty] | 0 | 0 | 0 | 0% | 0 | 0 | 0 | 0 | 0 | 0 | 0 | 0 | #N/A | #N/A | #N/A | #N/A | #N/A | #N/A | #N/A | 0 | 0 | 0 | #DIV/0!
[19 empty] | 0 | 0 | 0 | 0% | 0 | 0 | 0 | 0 | 0 | 0 | 0 | 0 | #N/A | #N/A | #N/A | #N/A | #N/A | #N/A | #N/A | 0 | 0 | 0 | #DIV/0!
[19 empty] | 0 | 0 | 0 | 0% | 0 | 0 | 0 | 0 | 0 | 0 | 0 | 0 | #N/A | #N/A | #N/A | #N/A | #N/A | #N/A | #N/A | 0 | 0 | 0 | #DIV/0!
[19 empty] | 0 | 0 | 0 | 0% | 0 | 0 | 0 | 0 | 0 | 0 | 0 | 0 | #N/A | #N/A | #N/A | #N/A | #N/A | #N/A | #N/A | 0 | 0 | 0 | #DIV/0!
[19 empty] | 0 | 0 | 0 | 0% | 0 | 0 | 0 | 0 | 0 | 0 | 0 | 0 | #N/A | #N/A | #N/A | #N/A | #N/A | #N/A | #N/A | 0 | 0 | 0 | #DIV/0!
[19 empty] | 0 | 0 | 0 | 0% | 0 | 0 | 0 | 0 | 0 | 0 | 0 | 0 | #N/A | #N/A | #N/A | #N/A | #N/A | #N/A | #N/A | 0 | 0 | 0 | #DIV/0!
[19 empty] | 0 | 0 | 0 | 0% | 0 | 0 | 0 | 0 | 0 | 0 | 0 | 0 | #N/A | #N/A | #N/A | #N/A | #N/A | #N/A | #N/A | 0 | 0 | 0 | #DIV/0!
[19 empty] | 0 | 0 | 0 | 0% | 0 | 0 | 0 | 0 | 0 | 0 | 0 | 0 | #N/A | #N/A | #N/A | #N/A | #N/A | #N/A | #N/A | 0 | 0 | 0 | #DIV/0!
[19 empty] | 0 | 0 | 0 | 0% | 0 | 0 | 0 | 0 | 0 | 0 | 0 | 0 | #N/A | #N/A | #N/A | #N/A | #N/A | #N/A | #N/A | 0 | 0 | 0 | #DIV/0!
[19 empty] | 0 | 0 | 0 | 0% | 0 | 0 | 0 | 0 | 0 | 0 | 0 | 0 | #N/A | #N/A | #N/A | #N/A | #N/A | #N/A | #N/A | 0 | 0 | 0 | #DIV/0!
[19 empty] | 0 | 0 | 0 | 0% | 0 | 0 | 0 | 0 | 0 | 0 | 0 | 0 | #N/A | #N/A | #N/A | #N/A | #N/A | #N/A | #N/A | 0 | 0 | 0 | #DIV/0!
[19 empty] | 0 | 0 | 0 | 0% | 0 | 0 | 0 | 0 | 0 | 0 | 0 | 0 | #N/A | #N/A | #N/A | #N/A | #N/A | #N/A | #N/A | 0 | 0 | 0 | #DIV/0!
[19 empty] | 0 | 0 | 0 | 0% | 0 | 0 | 0 | 0 | 0 | 0 | 0 | 0 | #N/A | #N/A | #N/A | #N/A | #N/A | #N/A | #N/A | 0 | 0 | 0 | #DIV/0!
[19 empty] | 0 | 0 | 0 | 0% | 0 | 0 | 0 | 0 | 0 | 0 | 0 | 0 | #N/A | #N/A | #N/A | #N/A | #N/A | #N/A | #N/A | 0 | 0 | 0 | #DIV/0!
[19 empty] | 0 | 0 | 0 | 0% | 0 | 0 | 0 | 0 | 0 | 0 | 0 | 0 | #N/A | #N/A | #N/A | #N/A | #N/A | #N/A | #N/A | 0 | 0 | 0 | #DIV/0!
[19 empty] | 0 | 0 | 0 | 0% | 0 | 0 | 0 | 0 | 0 | 0 | 0 | 0 | #N/A | #N/A | #N/A | #N/A | #N/A | #N/A | #N/A | 0 | 0 | 0 | #DIV/0!
[19 empty] | 0 | 0 | 0 | 0% | 0 | 0 | 0 | 0 | 0 | 0 | 0 | 0 | #N/A | #N/A | #N/A | #N/A | #N/A | #N/A | #N/A | 0 | 0 | 0 | #DIV/0!
[19 empty] | 0 | 0 | 0 | 0% | 0 | 0 | 0 | 0 | 0 | 0 | 0 | 0 | #N/A | #N/A | #N/A | #N/A | #N/A | #N/A | #N/A | 0 | 0 | 0 | #DIV/0!
[19 empty] | 0 | 0 | 0 | 0% | 0 | 0 | 0 | 0 | 0 | 0 | 0 | 0 | #N/A | #N/A | #N/A | #N/A | #N/A | #N/A | #N/A | 0 | 0 | 0 | #DIV/0!
[19 empty] | 0 | 0 | 0 | 0% | 0 | 0 | 0 | 0 | 0 | 0 | 0 | 0 | #N/A | #N/A | #N/A | #N/A | #N/A | #N/A | #N/A | 0 | 0 | 0 | #DIV/0!
[19 empty] | 0 | 0 | 0 | 0% | 0 | 0 | 0 | 0 | 0 | 0 | 0 | 0 | #N/A | #N/A | #N/A | #N/A | #N/A | #N/A | #N/A | 0 | 0 | 0 | #DIV/0!
[19 empty] | 0 | 0 | 0 | 0% | 0 | 0 | 0 | 0 | 0 | 0 | 0 | 0 | #N/A | #N/A | #N/A | #N/A | #N/A | #N/A | #N/A | 0 | 0 | 0 | #DIV/0!
[19 empty] | 0 | 0 | 0 | 0% | 0 | 0 | 0 | 0 | 0 | 0 | 0 | 0 | #N/A | #N/A | #N/A | #N/A | #N/A | #N/A | #N/A | 0 | 0 | 0 | #DIV/0!
[19 empty] | 0 | 0 | 0 | 0% | 0 | 0 | 0 | 0 | 0 | 0 | 0 | 0 | #N/A | #N/A | #N/A | #N/A | #N/A | #N/A | #N/A | 0 | 0 | 0 | #DIV/0!

## Lodging Rebates {E}
Rtn to Summary |  | Order Number | Program Name | Discount Rate: | 6.8% | [9 empty] | Paste in incentives but use DBtC for Total
| Program: | 18230569 | Lodging Rebates {E}
| paste |  |  | paste | paste | paste | paste | paste | paste | paste | paste | paste | paste | Paste | paste | paste | paste | paste | Formula: G + H | Formula: (O/A10)*T | Formula: N - M | Formula: O/A10 | Formula: W*A8 | Formula: Q - P | Formula: X + DBtC | Formula: Q + X | Formula: Z/(1+ElecDiscountRate)^1 | Formula: AA/(1+ElecDiscountRate)^1 | Formula: -PV (ElecDiscount Rate,T,R)*J | Formula: - PV (ElecDiscount Rate, T, S)*J |  | AF*J*K |  | AH*J*L | AG + AI |  | AG +AI -AK | formula: Logic to lookup from AC tables and adjust by savings and quantity | Formula: Utility Savings (AM)*1.1+AD+AE | formula: AM/AB | formula: AN/AC
| Sch. No. | Order Number | Program Name | Measure Version | Measure Name | First Period Measure Life | Second period Measure Life | Electric End-Use Type | Number of units offered | Savings per Unit Period 1 | Savngs per Unit Period 2 | Incentives Per Unit | Incremental Measure Cost per Unit | Total First Year Savings | Total Incentive | Total Incremental Measure Cost | Unit First Year Non-Energy Benefits | Unit Annual Net Equipment O&M | Total Measure Life | Weighted Life | Agency or Customer Cost per Unit | Percent Unit overhead | Program Overhead Cost | Total Customer Cost | Total Utility Program Costs | Total Resource Cost | PV Total Utility Program Costs | PV Total Resource Costs | PV Total Non-Energy Benefits | PV Total Net Equipment O&M | Unit PV First period Savings for 1 kWh | Total First Period Savings | Unit PV Savings for Second Period for 1 kWh | Total Second period Savings | Unadjusted Total | Decrement | Final UC Total Savings | PV Total Savings UC | PV Total Savings TRC | UC B/C Ratio | TRC B/C Ratio
DBTC: | E262 | 18230569 | Lodging Rebates {E} | 13022-1 | Thermostat Control - Occupancy Based - Setback - 5 Degrees - Lodging | 10 | 0 | Comm Space Heat | 960 | 253 |  | 200 | 206.08 | 242880 | 192000 | 197836.8 | 0 | 0 | 10 | 2.2457 | 6.08 | 22.46% | 26970.7821 | 5836.8 | 287450.86 | 224807.5821 | 269148.7453 | 210493.9907 | 0 | 0 | 0.92698 | 225144.2799 | 0.92698 | 0 | 225144.2799 | 0 | 225144.2799 | 225144.2799 | 247658.7079 | 0.83651 | 1.1766
1159925.68 | E262 | 18230569 | Lodging Rebates {E} | 13022-3 | Thermostat Control - Occupancy Based - Setback - 5 Degrees - Lodging | 10 | 0 | Comm Space Heat | 644 | 317 |  | 300 | 227.67 | 204148 | 160199.83 | 146619.48 | 0 | 0 | 10 | 1.8875 | -72.33 | 18.88% | 22669.7597 | -13580.35 | 241611.1584 | 169289.2397 | 226227.6764 | 158510.524 | 0 | 0 | 0.92698 | 189240.5898 | 0.92698 | 0 | 189240.5898 | 0 | 189240.5898 | 189240.5898 | 208164.6488 | 0.83651 | 1.3133
Program Costs: | E262 | 18230569 | Lodging Rebates {E} | 13064-4 | Heat Pump - Packaged Terminal - Lodging | 15 | 0 | Comm Space Heat | 874 | 726 |  | 1000 | 1185.62 | 634524 | 807725.85 | 1036231.88 | 0 | 0 | 15 | 8.8002 | 185.62 | 58.67% | 70461.1682 | 228506.03 | 750965.3716 | 1106693.0482 | 703151.097 | 1036229.4459 | 0 | 0 | 1.2903 | 818739.3711 | 1.2903 | 0 | 818739.3711 | 0 | 818739.3711 | 818739.3711 | 900613.3082 | 1.1644 | 0.86913
120101.71 | [18 empty] | 0 | 0 | 0 | 0% | 0 | 0 | 0 | 0 | 0 | 0 | 0 | 0 | #N/A | #N/A | #N/A | #N/A | #N/A | #N/A | #N/A | 0 | 0 | 0 | #DIV/0!
Total Savings (kWh): | [18 empty] | 0 | 0 | 0 | 0% | 0 | 0 | 0 | 0 | 0 | 0 | 0 | 0 | #N/A | #N/A | #N/A | #N/A | #N/A | #N/A | #N/A | 0 | 0 | 0 | #DIV/0!
1081552 | [18 empty] | 0 | 0 | 0 | 0% | 0 | 0 | 0 | 0 | 0 | 0 | 0 | 0 | #N/A | #N/A | #N/A | #N/A | #N/A | #N/A | #N/A | 0 | 0 | 0 | #DIV/0!
Total Incentives: | [18 empty] | 0 | 0 | 0 | 0% | 0 | 0 | 0 | 0 | 0 | 0 | 0 | 0 | #N/A | #N/A | #N/A | #N/A | #N/A | #N/A | #N/A | 0 | 0 | 0 | #DIV/0!
1159925.68 | [18 empty] | 0 | 0 | 0 | 0% | 0 | 0 | 0 | 0 | 0 | 0 | 0 | 0 | #N/A | #N/A | #N/A | #N/A | #N/A | #N/A | #N/A | 0 | 0 | 0 | #DIV/0!
Total Customer Costs: | [18 empty] | 0 | 0 | 0 | 0% | 0 | 0 | 0 | 0 | 0 | 0 | 0 | 0 | #N/A | #N/A | #N/A | #N/A | #N/A | #N/A | #N/A | 0 | 0 | 0 | #DIV/0!
220762.48 | [18 empty] | 0 | 0 | 0 | 0% | 0 | 0 | 0 | 0 | 0 | 0 | 0 | 0 | #N/A | #N/A | #N/A | #N/A | #N/A | #N/A | #N/A | 0 | 0 | 0 | #DIV/0!
Weighted Avg Life | [18 empty] | 0 | 0 | 0 | 0% | 0 | 0 | 0 | 0 | 0 | 0 | 0 | 0 | #N/A | #N/A | #N/A | #N/A | #N/A | #N/A | #N/A | 0 | 0 | 0 | #DIV/0!
12.9334 | [18 empty] | 0 | 0 | 0 | 0% | 0 | 0 | 0 | 0 | 0 | 0 | 0 | 0 | #N/A | #N/A | #N/A | #N/A | #N/A | #N/A | #N/A | 0 | 0 | 0 | #DIV/0!
Total Utility Cost | [18 empty] | 0 | 0 | 0 | 0% | 0 | 0 | 0 | 0 | 0 | 0 | 0 | 0 | #N/A | #N/A | #N/A | #N/A | #N/A | #N/A | #N/A | 0 | 0 | 0 | #DIV/0!
1280027.39 | [18 empty] | 0 | 0 | 0 | 0% | 0 | 0 | 0 | 0 | 0 | 0 | 0 | 0 | #N/A | #N/A | #N/A | #N/A | #N/A | #N/A | #N/A | 0 | 0 | 0 | #DIV/0!
Total Resource Cost | [18 empty] | 0 | 0 | 0 | 0% | 0 | 0 | 0 | 0 | 0 | 0 | 0 | 0 | #N/A | #N/A | #N/A | #N/A | #N/A | #N/A | #N/A | 0 | 0 | 0 | #DIV/0!
1500789.87 | [18 empty] | 0 | 0 | 0 | 0% | 0 | 0 | 0 | 0 | 0 | 0 | 0 | 0 | #N/A | #N/A | #N/A | #N/A | #N/A | #N/A | #N/A | 0 | 0 | 0 | #DIV/0!
UC B/C Ratio | [18 empty] | 0 | 0 | 0 | 0% | 0 | 0 | 0 | 0 | 0 | 0 | 0 | 0 | #N/A | #N/A | #N/A | #N/A | #N/A | #N/A | #N/A | 0 | 0 | 0 | #DIV/0!
1.0289 | [18 empty] | 0 | 0 | 0 | 0% | 0 | 0 | 0 | 0 | 0 | 0 | 0 | 0 | #N/A | #N/A | #N/A | #N/A | #N/A | #N/A | #N/A | 0 | 0 | 0 | #DIV/0!
TRC B/C Ratio | [18 empty] | 0 | 0 | 0 | 0% | 0 | 0 | 0 | 0 | 0 | 0 | 0 | 0 | #N/A | #N/A | #N/A | #N/A | #N/A | #N/A | #N/A | 0 | 0 | 0 | #DIV/0!
0.96527 | [18 empty] | 0 | 0 | 0 | 0% | 0 | 0 | 0 | 0 | 0 | 0 | 0 | 0 | #N/A | #N/A | #N/A | #N/A | #N/A | #N/A | #N/A | 0 | 0 | 0 | #DIV/0!

## Demand Response {E}
Rtn to Summary |  | Order Number | Program Name | Discount Rate: | 6.8% | [9 empty] | Paste in incentives but use DBtC for Total
| Program: | 18230566 | Demand Response {E}
| paste |  |  | paste | paste | paste | paste | paste | paste | paste | paste | paste | paste | Paste | paste | paste | paste | paste | Formula: G + H | Formula: (O/A10)*T | Formula: N - M | Formula: O/A10 | Formula: W*A8 | Formula: Q - P | Formula: X + DBtC | Formula: Q + X | Formula: Z/(1+ElecDiscountRate)^1 | Formula: AA/(1+ElecDiscountRate)^1 | Formula: -PV (ElecDiscount Rate,T,R)*J | Formula: - PV (ElecDiscount Rate, T, S)*J |  | AF*J*K |  | AH*J*L | AG + AI |  | AG +AI -AK | formula: Logic to lookup from AC tables and adjust by savings and quantity | Formula: Utility Savings (AM)*1.1+AD+AE | formula: AM/AB | formula: AN/AC
| Sch. No. | Order Number | Program Name | Measure Version | Measure Name | First Period Measure Life | Second period Measure Life | Electric End-Use Type | Number of units offered | Savings per Unit Period 1 | Savngs per Unit Period 2 | Incentives Per Unit | Incremental Measure Cost per Unit | Total First Year Savings | Total Incentive | Total Incremental Measure Cost | Unit First Year Non-Energy Benefits | Unit Annual Net Equipment O&M | Total Measure Life | Weighted Life | Agency or Customer Cost per Unit | Percent Unit overhead | Program Overhead Cost | Total Customer Cost | Total Utility Program Costs | Total Resource Cost | PV Total Utility Program Costs | PV Total Resource Costs | PV Total Non-Energy Benefits | PV Total Net Equipment O&M | Unit PV First period Savings for 1 kWh | Total First Period Savings | Unit PV Savings for Second Period for 1 kWh | Total Second period Savings | Unadjusted Total | Decrement | Final UC Total Savings | PV Total Savings UC | PV Total Savings TRC | UC B/C Ratio | TRC B/C Ratio
DBTC: |  | 18230566 | Demand Response {E} | 13506-1 | Incentive - Demand Response - EH - Res | 1 | 0 |  | 147 | 0 |  | 75 | 0 | 0 | 11025 | 0 | 0 | 0 | 1 | #DIV/0! | -75 | #DIV/0! | #DIV/0! | -11025 | #DIV/0! | #DIV/0! | #DIV/0! | #DIV/0! | 0 | 0 | #N/A | #N/A | #N/A | #N/A | #N/A | #N/A | #N/A | 0 | 0 | 0 | #DIV/0!
11175 | [18 empty] | 0 | #DIV/0! | 0 | #DIV/0! | #DIV/0! | 0 | #DIV/0! | #DIV/0! | #DIV/0! | #DIV/0! | 0 | 0 | #N/A | #N/A | #N/A | #N/A | #N/A | #N/A | #N/A | 0 | 0 | 0 | #DIV/0!
Program Costs: | [18 empty] | 0 | #DIV/0! | 0 | #DIV/0! | #DIV/0! | 0 | #DIV/0! | #DIV/0! | #DIV/0! | #DIV/0! | 0 | 0 | #N/A | #N/A | #N/A | #N/A | #N/A | #N/A | #N/A | 0 | 0 | 0 | #DIV/0!
51744.82 | [18 empty] | 0 | #DIV/0! | 0 | #DIV/0! | #DIV/0! | 0 | #DIV/0! | #DIV/0! | #DIV/0! | #DIV/0! | 0 | 0 | #N/A | #N/A | #N/A | #N/A | #N/A | #N/A | #N/A | 0 | 0 | 0 | #DIV/0!
Total Savings (kWh): | [18 empty] | 0 | #DIV/0! | 0 | #DIV/0! | #DIV/0! | 0 | #DIV/0! | #DIV/0! | #DIV/0! | #DIV/0! | 0 | 0 | #N/A | #N/A | #N/A | #N/A | #N/A | #N/A | #N/A | 0 | 0 | 0 | #DIV/0!
0 | [18 empty] | 0 | #DIV/0! | 0 | #DIV/0! | #DIV/0! | 0 | #DIV/0! | #DIV/0! | #DIV/0! | #DIV/0! | 0 | 0 | #N/A | #N/A | #N/A | #N/A | #N/A | #N/A | #N/A | 0 | 0 | 0 | #DIV/0!
Total Incentives: | [18 empty] | 0 | #DIV/0! | 0 | #DIV/0! | #DIV/0! | 0 | #DIV/0! | #DIV/0! | #DIV/0! | #DIV/0! | 0 | 0 | #N/A | #N/A | #N/A | #N/A | #N/A | #N/A | #N/A | 0 | 0 | 0 | #DIV/0!
11025 | [18 empty] | 0 | #DIV/0! | 0 | #DIV/0! | #DIV/0! | 0 | #DIV/0! | #DIV/0! | #DIV/0! | #DIV/0! | 0 | 0 | #N/A | #N/A | #N/A | #N/A | #N/A | #N/A | #N/A | 0 | 0 | 0 | #DIV/0!
Total Customer Costs: | [18 empty] | 0 | #DIV/0! | 0 | #DIV/0! | #DIV/0! | 0 | #DIV/0! | #DIV/0! | #DIV/0! | #DIV/0! | 0 | 0 | #N/A | #N/A | #N/A | #N/A | #N/A | #N/A | #N/A | 0 | 0 | 0 | #DIV/0!
-11025 | [18 empty] | 0 | #DIV/0! | 0 | #DIV/0! | #DIV/0! | 0 | #DIV/0! | #DIV/0! | #DIV/0! | #DIV/0! | 0 | 0 | #N/A | #N/A | #N/A | #N/A | #N/A | #N/A | #N/A | 0 | 0 | 0 | #DIV/0!
Weighted Avg Life | [18 empty] | 0 | #DIV/0! | 0 | #DIV/0! | #DIV/0! | 0 | #DIV/0! | #DIV/0! | #DIV/0! | #DIV/0! | 0 | 0 | #N/A | #N/A | #N/A | #N/A | #N/A | #N/A | #N/A | 0 | 0 | 0 | #DIV/0!
#DIV/0! | [18 empty] | 0 | #DIV/0! | 0 | #DIV/0! | #DIV/0! | 0 | #DIV/0! | #DIV/0! | #DIV/0! | #DIV/0! | 0 | 0 | #N/A | #N/A | #N/A | #N/A | #N/A | #N/A | #N/A | 0 | 0 | 0 | #DIV/0!
Total Utility Cost | [18 empty] | 0 | #DIV/0! | 0 | #DIV/0! | #DIV/0! | 0 | #DIV/0! | #DIV/0! | #DIV/0! | #DIV/0! | 0 | 0 | #N/A | #N/A | #N/A | #N/A | #N/A | #N/A | #N/A | 0 | 0 | 0 | #DIV/0!
62919.82 | [18 empty] | 0 | #DIV/0! | 0 | #DIV/0! | #DIV/0! | 0 | #DIV/0! | #DIV/0! | #DIV/0! | #DIV/0! | 0 | 0 | #N/A | #N/A | #N/A | #N/A | #N/A | #N/A | #N/A | 0 | 0 | 0 | #DIV/0!
Total Resource Cost | [18 empty] | 0 | #DIV/0! | 0 | #DIV/0! | #DIV/0! | 0 | #DIV/0! | #DIV/0! | #DIV/0! | #DIV/0! | 0 | 0 | #N/A | #N/A | #N/A | #N/A | #N/A | #N/A | #N/A | 0 | 0 | 0 | #DIV/0!
51744.82 | [18 empty] | 0 | #DIV/0! | 0 | #DIV/0! | #DIV/0! | 0 | #DIV/0! | #DIV/0! | #DIV/0! | #DIV/0! | 0 | 0 | #N/A | #N/A | #N/A | #N/A | #N/A | #N/A | #N/A | 0 | 0 | 0 | #DIV/0!
UC B/C Ratio | [18 empty] | 0 | #DIV/0! | 0 | #DIV/0! | #DIV/0! | 0 | #DIV/0! | #DIV/0! | #DIV/0! | #DIV/0! | 0 | 0 | #N/A | #N/A | #N/A | #N/A | #N/A | #N/A | #N/A | 0 | 0 | 0 | #DIV/0!
#DIV/0! | [18 empty] | 0 | #DIV/0! | 0 | #DIV/0! | #DIV/0! | 0 | #DIV/0! | #DIV/0! | #DIV/0! | #DIV/0! | 0 | 0 | #N/A | #N/A | #N/A | #N/A | #N/A | #N/A | #N/A | 0 | 0 | 0 | #DIV/0!
TRC B/C Ratio | [18 empty] | 0 | #DIV/0! | 0 | #DIV/0! | #DIV/0! | 0 | #DIV/0! | #DIV/0! | #DIV/0! | #DIV/0! | 0 | 0 | #N/A | #N/A | #N/A | #N/A | #N/A | #N/A | #N/A | 0 | 0 | 0 | #DIV/0!
#DIV/0! | [18 empty] | 0 | #DIV/0! | 0 | #DIV/0! | #DIV/0! | 0 | #DIV/0! | #DIV/0! | #DIV/0! | #DIV/0! | 0 | 0 | #N/A | #N/A | #N/A | #N/A | #N/A | #N/A | #N/A | 0 | 0 | 0 | #DIV/0!

## Residential Pilots {E}
Rtn to Summary |  | Order Number | Program Name | Discount Rate: | 6.8% | [9 empty] | Paste in incentives but use DBtC for Total
| Program: | 18230525 | Residential Pilots {E}
| paste |  |  | paste | paste | paste | paste | paste | paste | paste | paste | paste | paste | Paste | paste | paste | paste | paste | Formula: G + H | Formula: (O/A10)*T | Formula: N - M | Formula: O/A10 | Formula: W*A8 | Formula: Q - P | Formula: X + DBtC | Formula: Q + X | Formula: Z/(1+ElecDiscountRate)^1 | Formula: AA/(1+ElecDiscountRate)^1 | Formula: -PV (ElecDiscount Rate,T,R)*J | Formula: - PV (ElecDiscount Rate, T, S)*J |  | AF*J*K |  | AH*J*L | AG + AI |  | AG +AI -AK | formula: Logic to lookup from AC tables and adjust by savings and quantity | Formula: Utility Savings (AM)*1.1+AD+AE | formula: AM/AB | formula: AN/AC
| Sch. No. | Order Number | Program Name | Measure Version | Measure Name | First Period Measure Life | Second period Measure Life | Electric End-Use Type | Number of units offered | Savings per Unit Period 1 | Savngs per Unit Period 2 | Incentives Per Unit | Incremental Measure Cost per Unit | Total First Year Savings | Total Incentive | Total Incremental Measure Cost | Unit First Year Non-Energy Benefits | Unit Annual Net Equipment O&M | Total Measure Life | Weighted Life | Agency or Customer Cost per Unit | Percent Unit overhead | Program Overhead Cost | Total Customer Cost | Total Utility Program Costs | Total Resource Cost | PV Total Utility Program Costs | PV Total Resource Costs | PV Total Non-Energy Benefits | PV Total Net Equipment O&M | Unit PV First period Savings for 1 kWh | Total First Period Savings | Unit PV Savings for Second Period for 1 kWh | Total Second period Savings | Unadjusted Total | Decrement | Final UC Total Savings | PV Total Savings UC | PV Total Savings TRC | UC B/C Ratio | TRC B/C Ratio
DBTC: | E249 | 18230525 | Residential Pilots {E} | [15 empty] | 0 | 0 | 0 | 0% | 0 | 0 | 0 | 0 | 0 | 0 | 0 | 0 | #N/A | #N/A | #N/A | #N/A | #N/A | #N/A | #N/A | 0 | 0 | 0 | #DIV/0!
62600 | E249 | 18230750 | Retail Choice {E} | [15 empty] | 0 | 0 | 0 | 0% | 0 | 0 | 0 | 0 | 0 | 0 | 0 | 0 | #N/A | #N/A | #N/A | #N/A | #N/A | #N/A | #N/A | 0 | 0 | 0 | #DIV/0!
Program Costs: | E249 | 18230749 | Single Fam AMI Pilot Prgrm - Elec | 13527-1 | Energy Display - Res - E or C | 1 | 0 | Res Plug Load | -2297 | 213 |  | 35 | 69.99 | -489261 | 0 | 0 | 0 | 0 | 1 | 1 | 34.99 | 100% | 360663.75 | 0 | 423263.75 | 360663.75 | 396314.3727 | 337700.1404 | 0 | 0 | 0.088374 | -43237.938 | 0.088374 | 0 | -43237.938 | 0 | -43237.938 | -43237.938 | -47561.7317 | -0.1091 | -0.14084
360663.75 | E249 | 18230526 | Hybrid Heating Pilot | [15 empty] | 0 | 0 | 0 | 0% | 0 | 0 | 0 | 0 | 0 | 0 | 0 | 0 | #N/A | #N/A | #N/A | #N/A | #N/A | #N/A | #N/A | 0 | 0 | 0 | #DIV/0!
Total Savings (kWh): | E249 | 18230526 | Hybrid Heating Pilot | [15 empty] | 0 | 0 | 0 | 0% | 0 | 0 | 0 | 0 | 0 | 0 | 0 | 0 | #N/A | #N/A | #N/A | #N/A | #N/A | #N/A | #N/A | 0 | 0 | 0 | #DIV/0!
-489261 | E249 | 18230526 | Hybrid Heating Pilot | [15 empty] | 0 | 0 | 0 | 0% | 0 | 0 | 0 | 0 | 0 | 0 | 0 | 0 | #N/A | #N/A | #N/A | #N/A | #N/A | #N/A | #N/A | 0 | 0 | 0 | #DIV/0!
Total Incentives: | E249 | 18230526 | Hybrid Heating Pilot | [15 empty] | 0 | 0 | 0 | 0% | 0 | 0 | 0 | 0 | 0 | 0 | 0 | 0 | #N/A | #N/A | #N/A | #N/A | #N/A | #N/A | #N/A | 0 | 0 | 0 | #DIV/0!
0 | [18 empty] | 0 | 0 | 0 | 0% | 0 | 0 | 0 | 0 | 0 | 0 | 0 | 0 | #N/A | #N/A | #N/A | #N/A | #N/A | #N/A | #N/A | 0 | 0 | 0 | #DIV/0!
Total Customer Costs: | [18 empty] | 0 | 0 | 0 | 0% | 0 | 0 | 0 | 0 | 0 | 0 | 0 | 0 | #N/A | #N/A | #N/A | #N/A | #N/A | #N/A | #N/A | 0 | 0 | 0 | #DIV/0!
0 | [18 empty] | 0 | 0 | 0 | 0% | 0 | 0 | 0 | 0 | 0 | 0 | 0 | 0 | #N/A | #N/A | #N/A | #N/A | #N/A | #N/A | #N/A | 0 | 0 | 0 | #DIV/0!
Weighted Avg Life | [18 empty] | 0 | 0 | 0 | 0% | 0 | 0 | 0 | 0 | 0 | 0 | 0 | 0 | #N/A | #N/A | #N/A | #N/A | #N/A | #N/A | #N/A | 0 | 0 | 0 | #DIV/0!
1 | [18 empty] | 0 | 0 | 0 | 0% | 0 | 0 | 0 | 0 | 0 | 0 | 0 | 0 | #N/A | #N/A | #N/A | #N/A | #N/A | #N/A | #N/A | 0 | 0 | 0 | #DIV/0!
Total Utility Cost | [18 empty] | 0 | 0 | 0 | 0% | 0 | 0 | 0 | 0 | 0 | 0 | 0 | 0 | #N/A | #N/A | #N/A | #N/A | #N/A | #N/A | #N/A | 0 | 0 | 0 | #DIV/0!
423263.75 | [18 empty] | 0 | 0 | 0 | 0% | 0 | 0 | 0 | 0 | 0 | 0 | 0 | 0 | #N/A | #N/A | #N/A | #N/A | #N/A | #N/A | #N/A | 0 | 0 | 0 | #DIV/0!
Total Resource Cost | [18 empty] | 0 | 0 | 0 | 0% | 0 | 0 | 0 | 0 | 0 | 0 | 0 | 0 | #N/A | #N/A | #N/A | #N/A | #N/A | #N/A | #N/A | 0 | 0 | 0 | #DIV/0!
360663.75 | [18 empty] | 0 | 0 | 0 | 0% | 0 | 0 | 0 | 0 | 0 | 0 | 0 | 0 | #N/A | #N/A | #N/A | #N/A | #N/A | #N/A | #N/A | 0 | 0 | 0 | #DIV/0!
UC B/C Ratio | [18 empty] | 0 | 0 | 0 | 0% | 0 | 0 | 0 | 0 | 0 | 0 | 0 | 0 | #N/A | #N/A | #N/A | #N/A | #N/A | #N/A | #N/A | 0 | 0 | 0 | #DIV/0!
-0.1091 | [18 empty] | 0 | 0 | 0 | 0% | 0 | 0 | 0 | 0 | 0 | 0 | 0 | 0 | #N/A | #N/A | #N/A | #N/A | #N/A | #N/A | #N/A | 0 | 0 | 0 | #DIV/0!
TRC B/C Ratio | [18 empty] | 0 | 0 | 0 | 0% | 0 | 0 | 0 | 0 | 0 | 0 | 0 | 0 | #N/A | #N/A | #N/A | #N/A | #N/A | #N/A | #N/A | 0 | 0 | 0 | #DIV/0!
-0.14084

## Commercial Pilots {E}
Rtn to Summary |  | Order Number | Program Name | Discount Rate: | 6.8% | [9 empty] | Paste in incentives but use DBtC for Total
| Program: | 18230140 | Commercial Pay for Performance Pilot {E}
| paste |  |  | paste | paste | paste | paste | paste | paste | paste | paste | paste | paste | Paste | paste | paste | paste | paste | Formula: G + H | Formula: (O/A10)*T | Formula: N - M | Formula: O/A10 | Formula: W*A8 | Formula: Q - P | Formula: X + DBtC | Formula: Q + X | Formula: Z/(1+ElecDiscountRate)^1 | Formula: AA/(1+ElecDiscountRate)^1 | Formula: -PV (ElecDiscount Rate,T,R)*J | Formula: - PV (ElecDiscount Rate, T, S)*J |  | AF*J*K |  | AH*J*L | AG + AI |  | AG +AI -AK | formula: Logic to lookup from AC tables and adjust by savings and quantity | Formula: Utility Savings (AM)*1.1+AD+AE | formula: AM/AB | formula: AN/AC
| Sch. No. | Order Number | Program Name | Measure Version | Measure Name | First Period Measure Life | Second period Measure Life | Electric End-Use Type | Number of units offered | Savings per Unit Period 1 | Savngs per Unit Period 2 | Incentives Per Unit | Incremental Measure Cost per Unit | Total First Year Savings | Total Incentive | Total Incremental Measure Cost | Unit First Year Non-Energy Benefits | Unit Annual Net Equipment O&M | Total Measure Life | Weighted Life | Agency or Customer Cost per Unit | Percent Unit overhead | Program Overhead Cost | Total Customer Cost | Total Utility Program Costs | Total Resource Cost | PV Total Utility Program Costs | PV Total Resource Costs | PV Total Non-Energy Benefits | PV Total Net Equipment O&M | Unit PV First period Savings for 1 kWh | Total First Period Savings | Unit PV Savings for Second Period for 1 kWh | Total Second period Savings | Unadjusted Total | Decrement | Final UC Total Savings | PV Total Savings UC | PV Total Savings TRC | UC B/C Ratio | TRC B/C Ratio
DBTC: | E249 | 18230140 | Commercial Pay for Performance Pilot {E} | [15 empty] | 0 | 0 | 0 | 0% | 0 | 0 | 0 | 0 | 0 | 0 | 0 | 0 | #N/A | #N/A | #N/A | #N/A | #N/A | #N/A | #N/A | 0 | 0 | 0 | #DIV/0!
0 | E249 | 18230140 | Commercial Pay for Performance Pilot {E} | [15 empty] | 0 | 0 | 0 | 0% | 0 | 0 | 0 | 0 | 0 | 0 | 0 | 0 | #N/A | #N/A | #N/A | #N/A | #N/A | #N/A | #N/A | 0 | 0 | 0 | #DIV/0!
Program Costs: | E249 | 18230140 | Commercial Pay for Performance Pilot {E} | [15 empty] | 0 | 0 | 0 | 0% | 0 | 0 | 0 | 0 | 0 | 0 | 0 | 0 | #N/A | #N/A | #N/A | #N/A | #N/A | #N/A | #N/A | 0 | 0 | 0 | #DIV/0!
0 |  | 18231128 | 4440 - BEM AMI SMB Pilot - Electric | 12975-1 | Commissioning - Virtual - Custom | 5 | 0 | Comm Flat | 1 | -123215 |  | -25875.15 | -12558.63 | -123215 | -25875.15 | -12558.63 |  |  | 5 | 5 | 13316.52 | 100% | 0 | 13316.52 | 0 | -12558.63 | 0 | -11759.0169 | 0 | 0 | 0.39887 | -49146.5248 | 0.39887 | 0 | -49146.5248 | 0 | -49146.5248 | -49146.5248 | -54061.1773 | 0 | 4.5974
Total Savings (kWh): | [18 empty] | 0 | 0 | 0 | 0% | 0 | 0 | 0 | 0 | 0 | 0 | 0 | 0 | #N/A | #N/A | #N/A | #N/A | #N/A | #N/A | #N/A | 0 | 0 | 0 | #DIV/0!
-123215 | [18 empty] | 0 | 0 | 0 | 0% | 0 | 0 | 0 | 0 | 0 | 0 | 0 | 0 | #N/A | #N/A | #N/A | #N/A | #N/A | #N/A | #N/A | 0 | 0 | 0 | #DIV/0!
Total Incentives: | [18 empty] | 0 | 0 | 0 | 0% | 0 | 0 | 0 | 0 | 0 | 0 | 0 | 0 | #N/A | #N/A | #N/A | #N/A | #N/A | #N/A | #N/A | 0 | 0 | 0 | #DIV/0!
-25875.15 | [18 empty] | 0 | 0 | 0 | 0% | 0 | 0 | 0 | 0 | 0 | 0 | 0 | 0 | #N/A | #N/A | #N/A | #N/A | #N/A | #N/A | #N/A | 0 | 0 | 0 | #DIV/0!
Total Customer Costs: | [18 empty] | 0 | 0 | 0 | 0% | 0 | 0 | 0 | 0 | 0 | 0 | 0 | 0 | #N/A | #N/A | #N/A | #N/A | #N/A | #N/A | #N/A | 0 | 0 | 0 | #DIV/0!
13316.52 | [18 empty] | 0 | 0 | 0 | 0% | 0 | 0 | 0 | 0 | 0 | 0 | 0 | 0 | #N/A | #N/A | #N/A | #N/A | #N/A | #N/A | #N/A | 0 | 0 | 0 | #DIV/0!
Weighted Avg Life | [18 empty] | 0 | 0 | 0 | 0% | 0 | 0 | 0 | 0 | 0 | 0 | 0 | 0 | #N/A | #N/A | #N/A | #N/A | #N/A | #N/A | #N/A | 0 | 0 | 0 | #DIV/0!
5 | [18 empty] | 0 | 0 | 0 | 0% | 0 | 0 | 0 | 0 | 0 | 0 | 0 | 0 | #N/A | #N/A | #N/A | #N/A | #N/A | #N/A | #N/A | 0 | 0 | 0 | #DIV/0!
Total Utility Cost | [18 empty] | 0 | 0 | 0 | 0% | 0 | 0 | 0 | 0 | 0 | 0 | 0 | 0 | #N/A | #N/A | #N/A | #N/A | #N/A | #N/A | #N/A | 0 | 0 | 0 | #DIV/0!
0 | [18 empty] | 0 | 0 | 0 | 0% | 0 | 0 | 0 | 0 | 0 | 0 | 0 | 0 | #N/A | #N/A | #N/A | #N/A | #N/A | #N/A | #N/A | 0 | 0 | 0 | #DIV/0!
Total Resource Cost | [18 empty] | 0 | 0 | 0 | 0% | 0 | 0 | 0 | 0 | 0 | 0 | 0 | 0 | #N/A | #N/A | #N/A | #N/A | #N/A | #N/A | #N/A | 0 | 0 | 0 | #DIV/0!
-12558.63 | [18 empty] | 0 | 0 | 0 | 0% | 0 | 0 | 0 | 0 | 0 | 0 | 0 | 0 | #N/A | #N/A | #N/A | #N/A | #N/A | #N/A | #N/A | 0 | 0 | 0 | #DIV/0!
UC B/C Ratio | [18 empty] | 0 | 0 | 0 | 0% | 0 | 0 | 0 | 0 | 0 | 0 | 0 | 0 | #N/A | #N/A | #N/A | #N/A | #N/A | #N/A | #N/A | 0 | 0 | 0 | #DIV/0!
#DIV/0! | [18 empty] | 0 | 0 | 0 | 0% | 0 | 0 | 0 | 0 | 0 | 0 | 0 | 0 | #N/A | #N/A | #N/A | #N/A | #N/A | #N/A | #N/A | 0 | 0 | 0 | #DIV/0!
TRC B/C Ratio | [18 empty] | 0 | 0 | 0 | 0% | 0 | 0 | 0 | 0 | 0 | 0 | 0 | 0 | #N/A | #N/A | #N/A | #N/A | #N/A | #N/A | #N/A | 0 | 0 | 0 | #DIV/0!
4.5974 | [18 empty] | 0 | 0 | 0 | 0% | 0 | 0 | 0 | 0 | 0 | 0 | 0 | 0 | #N/A | #N/A | #N/A | #N/A | #N/A | #N/A | #N/A | 0 | 0 | 0 | #DIV/0!

## TDSM {E}
Rtn to Summary |  | Order Number | Program Name | Discount Rate: | 6.8% | [9 empty] | Paste in incentives but use DBtC for Total
| Program: | 18230567 | Targeted DSM {E}
| paste |  |  | paste | paste | paste | paste | paste | paste | paste | paste | paste | paste | Paste | paste | paste | paste | paste | Formula: G + H | Formula: (O/A10)*T | Formula: N - M | Formula: O/A10 | Formula: W*A8 | Formula: Q - P | Formula: X + DBtC | Formula: Q + X | Formula: Z/(1+ElecDiscountRate)^1 | Formula: AA/(1+ElecDiscountRate)^1 | Formula: -PV (ElecDiscount Rate,T,R)*J | Formula: - PV (ElecDiscount Rate, T, S)*J |  | AF*J*K |  | AH*J*L | AG + AI |  | AG +AI -AK | formula: Logic to lookup from AC tables and adjust by savings and quantity | Formula: Utility Savings (AM)*1.1+AD+AE | formula: AM/AB | formula: AN/AC
| Sch. No. | Order Number | Program Name | Measure Version | Measure Name | First Period Measure Life | Second period Measure Life | Electric End-Use Type | Number of units offered | Savings per Unit Period 1 | Savngs per Unit Period 2 | Incentives Per Unit | Incremental Measure Cost per Unit | Total First Year Savings | Total Incentive | Total Incremental Measure Cost | Unit First Year Non-Energy Benefits | Unit Annual Net Equipment O&M | Total Measure Life | Weighted Life | Agency or Customer Cost per Unit | Percent Unit overhead | Program Overhead Cost | Total Customer Cost | Total Utility Program Costs | Total Resource Cost | PV Total Utility Program Costs | PV Total Resource Costs | PV Total Non-Energy Benefits | PV Total Net Equipment O&M | Unit PV First period Savings for 1 kWh | Total First Period Savings | Unit PV Savings for Second Period for 1 kWh | Total Second period Savings | Unadjusted Total | Decrement | Final UC Total Savings | PV Total Savings UC | PV Total Savings TRC | UC B/C Ratio | TRC B/C Ratio
DBTC: | E219 | 18230567 | Targeted DSM {E} | [15 empty] | 0 | #DIV/0! | 0 | #DIV/0! | #DIV/0! | 0 | #DIV/0! | #DIV/0! | #DIV/0! | #DIV/0! | 0 | 0 | #N/A | #N/A | #N/A | #N/A | #N/A | #N/A | #N/A | 0 | 0 | 0 | #DIV/0!
17175 | [18 empty] | 0 | #DIV/0! | 0 | #DIV/0! | #DIV/0! | 0 | #DIV/0! | #DIV/0! | #DIV/0! | #DIV/0! | 0 | 0 | #N/A | #N/A | #N/A | #N/A | #N/A | #N/A | #N/A | 0 | 0 | 0 | #DIV/0!
Program Costs: | [18 empty] | 0 | #DIV/0! | 0 | #DIV/0! | #DIV/0! | 0 | #DIV/0! | #DIV/0! | #DIV/0! | #DIV/0! | 0 | 0 | #N/A | #N/A | #N/A | #N/A | #N/A | #N/A | #N/A | 0 | 0 | 0 | #DIV/0!
669930.15 | [18 empty] | 0 | #DIV/0! | 0 | #DIV/0! | #DIV/0! | 0 | #DIV/0! | #DIV/0! | #DIV/0! | #DIV/0! | 0 | 0 | #N/A | #N/A | #N/A | #N/A | #N/A | #N/A | #N/A | 0 | 0 | 0 | #DIV/0!
Total Savings (kWh): | [18 empty] | 0 | #DIV/0! | 0 | #DIV/0! | #DIV/0! | 0 | #DIV/0! | #DIV/0! | #DIV/0! | #DIV/0! | 0 | 0 | #N/A | #N/A | #N/A | #N/A | #N/A | #N/A | #N/A | 0 | 0 | 0 | #DIV/0!
0 | [18 empty] | 0 | #DIV/0! | 0 | #DIV/0! | #DIV/0! | 0 | #DIV/0! | #DIV/0! | #DIV/0! | #DIV/0! | 0 | 0 | #N/A | #N/A | #N/A | #N/A | #N/A | #N/A | #N/A | 0 | 0 | 0 | #DIV/0!
Total Incentives: | [18 empty] | 0 | #DIV/0! | 0 | #DIV/0! | #DIV/0! | 0 | #DIV/0! | #DIV/0! | #DIV/0! | #DIV/0! | 0 | 0 | #N/A | #N/A | #N/A | #N/A | #N/A | #N/A | #N/A | 0 | 0 | 0 | #DIV/0!
0 | [18 empty] | 0 | #DIV/0! | 0 | #DIV/0! | #DIV/0! | 0 | #DIV/0! | #DIV/0! | #DIV/0! | #DIV/0! | 0 | 0 | #N/A | #N/A | #N/A | #N/A | #N/A | #N/A | #N/A | 0 | 0 | 0 | #DIV/0!
Total Customer Costs: | [18 empty] | 0 | #DIV/0! | 0 | #DIV/0! | #DIV/0! | 0 | #DIV/0! | #DIV/0! | #DIV/0! | #DIV/0! | 0 | 0 | #N/A | #N/A | #N/A | #N/A | #N/A | #N/A | #N/A | 0 | 0 | 0 | #DIV/0!
0 | [18 empty] | 0 | #DIV/0! | 0 | #DIV/0! | #DIV/0! | 0 | #DIV/0! | #DIV/0! | #DIV/0! | #DIV/0! | 0 | 0 | #N/A | #N/A | #N/A | #N/A | #N/A | #N/A | #N/A | 0 | 0 | 0 | #DIV/0!
Weighted Avg Life | [18 empty] | 0 | #DIV/0! | 0 | #DIV/0! | #DIV/0! | 0 | #DIV/0! | #DIV/0! | #DIV/0! | #DIV/0! | 0 | 0 | #N/A | #N/A | #N/A | #N/A | #N/A | #N/A | #N/A | 0 | 0 | 0 | #DIV/0!
#DIV/0! | [18 empty] | 0 | #DIV/0! | 0 | #DIV/0! | #DIV/0! | 0 | #DIV/0! | #DIV/0! | #DIV/0! | #DIV/0! | 0 | 0 | #N/A | #N/A | #N/A | #N/A | #N/A | #N/A | #N/A | 0 | 0 | 0 | #DIV/0!
Total Utility Cost | [18 empty] | 0 | #DIV/0! | 0 | #DIV/0! | #DIV/0! | 0 | #DIV/0! | #DIV/0! | #DIV/0! | #DIV/0! | 0 | 0 | #N/A | #N/A | #N/A | #N/A | #N/A | #N/A | #N/A | 0 | 0 | 0 | #DIV/0!
687105.15 | [18 empty] | 0 | #DIV/0! | 0 | #DIV/0! | #DIV/0! | 0 | #DIV/0! | #DIV/0! | #DIV/0! | #DIV/0! | 0 | 0 | #N/A | #N/A | #N/A | #N/A | #N/A | #N/A | #N/A | 0 | 0 | 0 | #DIV/0!
Total Resource Cost | [18 empty] | 0 | #DIV/0! | 0 | #DIV/0! | #DIV/0! | 0 | #DIV/0! | #DIV/0! | #DIV/0! | #DIV/0! | 0 | 0 | #N/A | #N/A | #N/A | #N/A | #N/A | #N/A | #N/A | 0 | 0 | 0 | #DIV/0!
669930.15 | [18 empty] | 0 | #DIV/0! | 0 | #DIV/0! | #DIV/0! | 0 | #DIV/0! | #DIV/0! | #DIV/0! | #DIV/0! | 0 | 0 | #N/A | #N/A | #N/A | #N/A | #N/A | #N/A | #N/A | 0 | 0 | 0 | #DIV/0!
UC B/C Ratio | [18 empty] | 0 | #DIV/0! | 0 | #DIV/0! | #DIV/0! | 0 | #DIV/0! | #DIV/0! | #DIV/0! | #DIV/0! | 0 | 0 | #N/A | #N/A | #N/A | #N/A | #N/A | #N/A | #N/A | 0 | 0 | 0 | #DIV/0!
#DIV/0! | [18 empty] | 0 | #DIV/0! | 0 | #DIV/0! | #DIV/0! | 0 | #DIV/0! | #DIV/0! | #DIV/0! | #DIV/0! | 0 | 0 | #N/A | #N/A | #N/A | #N/A | #N/A | #N/A | #N/A | 0 | 0 | 0 | #DIV/0!
TRC B/C Ratio | [18 empty] | 0 | #DIV/0! | 0 | #DIV/0! | #DIV/0! | 0 | #DIV/0! | #DIV/0! | #DIV/0! | #DIV/0! | 0 | 0 | #N/A | #N/A | #N/A | #N/A | #N/A | #N/A | #N/A | 0 | 0 | 0 | #DIV/0!
#DIV/0! | [18 empty] | 0 | #DIV/0! | 0 | #DIV/0! | #DIV/0! | 0 | #DIV/0! | #DIV/0! | #DIV/0! | #DIV/0! | 0 | 0 | #N/A | #N/A | #N/A | #N/A | #N/A | #N/A | #N/A | 0 | 0 | 0 | #DIV/0!

## NEEA {E}
Rtn to Summary |  | Order Number | Program Name | Discount Rate: | 6.8% | [9 empty] | Paste in incentives but use DBtC for Total
| Program: | 18230421 | NW Energy Efficiency Alliance {E}
| paste |  |  | paste | paste | paste | paste | paste | paste | paste | paste | paste | paste | Paste | paste | paste | paste | paste | Formula: G + H | Formula: (O/A10)*T | Formula: N - M | Formula: O/A10 | Formula: W*A8 | Formula: Q - P | Formula: X + DBtC | Formula: Q + X | Formula: Z/(1+ElecDiscountRate)^1 | Formula: AA/(1+ElecDiscountRate)^1 | Formula: -PV (ElecDiscount Rate,T,R)*J | Formula: - PV (ElecDiscount Rate, T, S)*J |  | AF*J*K |  | AH*J*L | AG + AI |  | AG +AI -AK | formula: Logic to lookup from AC tables and adjust by savings and quantity | Formula: Utility Savings (AM)*1.1+AD+AE | formula: AM/AB | formula: AN/AC
| Sch. No. | Order Number | Program Name | Measure Version | Measure Name | First Period Measure Life | Second period Measure Life | Electric End-Use Type | Number of units offered | Savings per Unit Period 1 | Savngs per Unit Period 2 | Incentives Per Unit | Incremental Measure Cost per Unit | Total First Year Savings | Total Incentive | Total Incremental Measure Cost | Unit First Year Non-Energy Benefits | Unit Annual Net Equipment O&M | Total Measure Life | Weighted Life | Agency or Customer Cost per Unit | Percent Unit overhead | Program Overhead Cost | Total Customer Cost | Total Utility Program Costs | Total Resource Cost | PV Total Utility Program Costs | PV Total Resource Costs | PV Total Non-Energy Benefits | PV Total Net Equipment O&M | Unit PV First period Savings for 1 kWh | Total First Period Savings | Unit PV Savings for Second Period for 1 kWh | Total Second period Savings | Unadjusted Total | Decrement | Final UC Total Savings | PV Total Savings UC | PV Total Savings TRC | UC B/C Ratio | TRC B/C Ratio
DBTC: | G214 | 18230421 | NW Energy Efficiency Alliance {E} | 12999-1 | Savings Tracking - kWh | 1 | 0 | SF Space Heat | 1 | 14716800 |  | 0 | 0 | 14716800 | 0 | 0 | 0 | 0 | 1 | 1 | 0 | 100% | 533.39 | 0 | 4151966.21 | 533.39 | 3887608.8109 | 499.4288 | 0 | 0 | 0.10826 | 1593306.4664 | 0.10826 | 0 | 1593306.4664 | 0 | 1593306.4664 | 1593306.4664 | 1752637.1131 | 0.40984 | 3509.283
4151432.82 | [18 empty] | 0 | 0 | 0 | 0% | 0 | 0 | 0 | 0 | 0 | 0 | 0 | 0 | #N/A | #N/A | #N/A | #N/A | #N/A | #N/A | #N/A | 0 | 0 | 0 | #DIV/0!
Program Costs: | [18 empty] | 0 | 0 | 0 | 0% | 0 | 0 | 0 | 0 | 0 | 0 | 0 | 0 | #N/A | #N/A | #N/A | #N/A | #N/A | #N/A | #N/A | 0 | 0 | 0 | #DIV/0!
533.39 | [18 empty] | 0 | 0 | 0 | 0% | 0 | 0 | 0 | 0 | 0 | 0 | 0 | 0 | #N/A | #N/A | #N/A | #N/A | #N/A | #N/A | #N/A | 0 | 0 | 0 | #DIV/0!
Total Savings (kWh): | [18 empty] | 0 | 0 | 0 | 0% | 0 | 0 | 0 | 0 | 0 | 0 | 0 | 0 | #N/A | #N/A | #N/A | #N/A | #N/A | #N/A | #N/A | 0 | 0 | 0 | #DIV/0!
14716800 | [18 empty] | 0 | 0 | 0 | 0% | 0 | 0 | 0 | 0 | 0 | 0 | 0 | 0 | #N/A | #N/A | #N/A | #N/A | #N/A | #N/A | #N/A | 0 | 0 | 0 | #DIV/0!
Total Incentives: | [18 empty] | 0 | 0 | 0 | 0% | 0 | 0 | 0 | 0 | 0 | 0 | 0 | 0 | #N/A | #N/A | #N/A | #N/A | #N/A | #N/A | #N/A | 0 | 0 | 0 | #DIV/0!
0 | [18 empty] | 0 | 0 | 0 | 0% | 0 | 0 | 0 | 0 | 0 | 0 | 0 | 0 | #N/A | #N/A | #N/A | #N/A | #N/A | #N/A | #N/A | 0 | 0 | 0 | #DIV/0!
Total Customer Costs: | [18 empty] | 0 | 0 | 0 | 0% | 0 | 0 | 0 | 0 | 0 | 0 | 0 | 0 | #N/A | #N/A | #N/A | #N/A | #N/A | #N/A | #N/A | 0 | 0 | 0 | #DIV/0!
0 | [18 empty] | 0 | 0 | 0 | 0% | 0 | 0 | 0 | 0 | 0 | 0 | 0 | 0 | #N/A | #N/A | #N/A | #N/A | #N/A | #N/A | #N/A | 0 | 0 | 0 | #DIV/0!
Weighted Avg Life | [18 empty] | 0 | 0 | 0 | 0% | 0 | 0 | 0 | 0 | 0 | 0 | 0 | 0 | #N/A | #N/A | #N/A | #N/A | #N/A | #N/A | #N/A | 0 | 0 | 0 | #DIV/0!
1 | [18 empty] | 0 | 0 | 0 | 0% | 0 | 0 | 0 | 0 | 0 | 0 | 0 | 0 | #N/A | #N/A | #N/A | #N/A | #N/A | #N/A | #N/A | 0 | 0 | 0 | #DIV/0!
Total Utility Cost | [18 empty] | 0 | 0 | 0 | 0% | 0 | 0 | 0 | 0 | 0 | 0 | 0 | 0 | #N/A | #N/A | #N/A | #N/A | #N/A | #N/A | #N/A | 0 | 0 | 0 | #DIV/0!
4151966.21 | [18 empty] | 0 | 0 | 0 | 0% | 0 | 0 | 0 | 0 | 0 | 0 | 0 | 0 | #N/A | #N/A | #N/A | #N/A | #N/A | #N/A | #N/A | 0 | 0 | 0 | #DIV/0!
Total Resource Cost | [18 empty] | 0 | 0 | 0 | 0% | 0 | 0 | 0 | 0 | 0 | 0 | 0 | 0 | #N/A | #N/A | #N/A | #N/A | #N/A | #N/A | #N/A | 0 | 0 | 0 | #DIV/0!
533.39 | [18 empty] | 0 | 0 | 0 | 0% | 0 | 0 | 0 | 0 | 0 | 0 | 0 | 0 | #N/A | #N/A | #N/A | #N/A | #N/A | #N/A | #N/A | 0 | 0 | 0 | #DIV/0!
UC B/C Ratio | [18 empty] | 0 | 0 | 0 | 0% | 0 | 0 | 0 | 0 | 0 | 0 | 0 | 0 | #N/A | #N/A | #N/A | #N/A | #N/A | #N/A | #N/A | 0 | 0 | 0 | #DIV/0!
0.40984 | [18 empty] | 0 | 0 | 0 | 0% | 0 | 0 | 0 | 0 | 0 | 0 | 0 | 0 | #N/A | #N/A | #N/A | #N/A | #N/A | #N/A | #N/A | 0 | 0 | 0 | #DIV/0!
TRC B/C Ratio | [18 empty] | 0 | 0 | 0 | 0% | 0 | 0 | 0 | 0 | 0 | 0 | 0 | 0 | #N/A | #N/A | #N/A | #N/A | #N/A | #N/A | #N/A | 0 | 0 | 0 | #DIV/0!
3509.283 | [18 empty] | 0 | 0 | 0 | 0% | 0 | 0 | 0 | 0 | 0 | 0 | 0 | 0 | #N/A | #N/A | #N/A | #N/A | #N/A | #N/A | #N/A | 0 | 0 | 0 | #DIV/0!

## T&D {E}
Rtn to Summary |  | Order Number | Program Name | Discount Rate: | 6.8% | [9 empty] | Paste in incentives but use DBtC for Total
| Program: | 18230713 | Generation Transmission and Distribution {E}
| paste |  |  | paste | paste | paste | paste | paste | paste | paste | paste | paste | paste | Paste | paste | paste | paste | paste | Formula: G + H | Formula: (O/A10)*T | Formula: N - M | Formula: O/A10 | Formula: W*A8 | Formula: Q - P | Formula: X + DBtC | Formula: Q + X | Formula: Z/(1+ElecDiscountRate)^1 | Formula: AA/(1+ElecDiscountRate)^1 | Formula: -PV (ElecDiscount Rate,T,R)*J | Formula: - PV (ElecDiscount Rate, T, S)*J |  | AF*J*K |  | AH*J*L | AG + AI |  | AG +AI -AK | formula: Logic to lookup from AC tables and adjust by savings and quantity | Formula: Utility Savings (AM)*1.1+AD+AE | formula: AM/AB | formula: AN/AC
| Sch. No. | Order Number | Program Name | Measure Version | Measure Name | First Period Measure Life | Second period Measure Life | Electric End-Use Type | Number of units offered | Savings per Unit Period 1 | Savngs per Unit Period 2 | Incentives Per Unit | Incremental Measure Cost per Unit | Total First Year Savings | Total Incentive | Total Incremental Measure Cost | Unit First Year Non-Energy Benefits | Unit Annual Net Equipment O&M | Total Measure Life | Weighted Life | Agency or Customer Cost per Unit | Percent Unit overhead | Program Overhead Cost | Total Customer Cost | Total Utility Program Costs | Total Resource Cost | PV Total Utility Program Costs | PV Total Resource Costs | PV Total Non-Energy Benefits | PV Total Net Equipment O&M | Unit PV First period Savings for 1 kWh | Total First Period Savings | Unit PV Savings for Second Period for 1 kWh | Total Second period Savings | Unadjusted Total | Decrement | Final UC Total Savings | PV Total Savings UC | PV Total Savings TRC | UC B/C Ratio | TRC B/C Ratio
DBTC: | E292 | 18230713 | Generation Transmission and Distribution {E} | 10045-1 | Conservation Voltage Reduction - Custom | 15 | 0 | Comm Flat | 1 | -576033 |  | 0 | -38169 | -576033 | 0 | -38169 |  |  | 15 | -4.4063 | -38169 | -29.38% | 0 | -38169 | 0 | -38169 | 0 | -35738.764 | 0 | 0 | 1.0764 | -620022.8279 | 1.0764 | 0 | -620022.8279 | 0 | -620022.8279 | -620022.8279 | -682025.1106 | 0 | 19.0836
0 | E292 | 18230713 | Generation Transmission and Distribution {E} | 10045-1 | Conservation Voltage Reduction - Custom | 15 | 0 | Comm Flat | 1 | 3642048 |  | 0 | 239826 | 3642048 | 0 | 239826 |  |  | 15 | 27.8593 | 239826 | 185.7% | 0 | 239826 | 0 | 239826 | 0 | 224556.1798 | 0 | 0 | 1.0764 | 3920179.7469 | 1.0764 | 0 | 3920179.7469 | 0 | 3920179.7469 | 3920179.7469 | 4312197.7216 | 0 | 19.2032
Program Costs: | E292 | 18230713 | Generation Transmission and Distribution {E} | 10045-1 | Conservation Voltage Reduction - Custom | 15 | 0 | Comm Flat | 1 | -1105063 |  | 0 | -20162 | -1105063 | 0 | -20162 |  |  | 15 | -8.453 | -20162 | -56.35% | 0 | -20162 | 0 | -20162 | 0 | -18878.2772 | 0 | 0 | 1.0764 | -1189453.1845 | 1.0764 | 0 | -1189453.1845 | 0 | -1189453.1845 | -1189453.1845 | -1308398.5029 | 0 | 69.3071
0 | [18 empty] | 0 | 0 | 0 | 0% | 0 | 0 | 0 | 0 | 0 | 0 | 0 | 0 | #N/A | #N/A | #N/A | #N/A | #N/A | #N/A | #N/A | 0 | 0 | 0 | #DIV/0!
Total Savings (kWh): | [18 empty] | 0 | 0 | 0 | 0% | 0 | 0 | 0 | 0 | 0 | 0 | 0 | 0 | #N/A | #N/A | #N/A | #N/A | #N/A | #N/A | #N/A | 0 | 0 | 0 | #DIV/0!
1960952 | [18 empty] | 0 | 0 | 0 | 0% | 0 | 0 | 0 | 0 | 0 | 0 | 0 | 0 | #N/A | #N/A | #N/A | #N/A | #N/A | #N/A | #N/A | 0 | 0 | 0 | #DIV/0!
Total Incentives: | [18 empty] | 0 | 0 | 0 | 0% | 0 | 0 | 0 | 0 | 0 | 0 | 0 | 0 | #N/A | #N/A | #N/A | #N/A | #N/A | #N/A | #N/A | 0 | 0 | 0 | #DIV/0!
0 | [18 empty] | 0 | 0 | 0 | 0% | 0 | 0 | 0 | 0 | 0 | 0 | 0 | 0 | #N/A | #N/A | #N/A | #N/A | #N/A | #N/A | #N/A | 0 | 0 | 0 | #DIV/0!
Total Customer Costs: | [18 empty] | 0 | 0 | 0 | 0% | 0 | 0 | 0 | 0 | 0 | 0 | 0 | 0 | #N/A | #N/A | #N/A | #N/A | #N/A | #N/A | #N/A | 0 | 0 | 0 | #DIV/0!
181495 | [18 empty] | 0 | 0 | 0 | 0% | 0 | 0 | 0 | 0 | 0 | 0 | 0 | 0 | #N/A | #N/A | #N/A | #N/A | #N/A | #N/A | #N/A | 0 | 0 | 0 | #DIV/0!
Weighted Avg Life | [18 empty] | 0 | 0 | 0 | 0% | 0 | 0 | 0 | 0 | 0 | 0 | 0 | 0 | #N/A | #N/A | #N/A | #N/A | #N/A | #N/A | #N/A | 0 | 0 | 0 | #DIV/0!
15 | [18 empty] | 0 | 0 | 0 | 0% | 0 | 0 | 0 | 0 | 0 | 0 | 0 | 0 | #N/A | #N/A | #N/A | #N/A | #N/A | #N/A | #N/A | 0 | 0 | 0 | #DIV/0!
Total Utility Cost | [18 empty] | 0 | 0 | 0 | 0% | 0 | 0 | 0 | 0 | 0 | 0 | 0 | 0 | #N/A | #N/A | #N/A | #N/A | #N/A | #N/A | #N/A | 0 | 0 | 0 | #DIV/0!
0 | [18 empty] | 0 | 0 | 0 | 0% | 0 | 0 | 0 | 0 | 0 | 0 | 0 | 0 | #N/A | #N/A | #N/A | #N/A | #N/A | #N/A | #N/A | 0 | 0 | 0 | #DIV/0!
Total Resource Cost | [18 empty] | 0 | 0 | 0 | 0% | 0 | 0 | 0 | 0 | 0 | 0 | 0 | 0 | #N/A | #N/A | #N/A | #N/A | #N/A | #N/A | #N/A | 0 | 0 | 0 | #DIV/0!
181495 | [18 empty] | 0 | 0 | 0 | 0% | 0 | 0 | 0 | 0 | 0 | 0 | 0 | 0 | #N/A | #N/A | #N/A | #N/A | #N/A | #N/A | #N/A | 0 | 0 | 0 | #DIV/0!
UC B/C Ratio | [18 empty] | 0 | 0 | 0 | 0% | 0 | 0 | 0 | 0 | 0 | 0 | 0 | 0 | #N/A | #N/A | #N/A | #N/A | #N/A | #N/A | #N/A | 0 | 0 | 0 | #DIV/0!
#DIV/0! | [18 empty] | 0 | 0 | 0 | 0% | 0 | 0 | 0 | 0 | 0 | 0 | 0 | 0 | #N/A | #N/A | #N/A | #N/A | #N/A | #N/A | #N/A | 0 | 0 | 0 | #DIV/0!
TRC B/C Ratio | [18 empty] | 0 | 0 | 0 | 0% | 0 | 0 | 0 | 0 | 0 | 0 | 0 | 0 | #N/A | #N/A | #N/A | #N/A | #N/A | #N/A | #N/A | 0 | 0 | 0 | #DIV/0!
13.6624 | [18 empty] | 0 | 0 | 0 | 0% | 0 | 0 | 0 | 0 | 0 | 0 | 0 | 0 | #N/A | #N/A | #N/A | #N/A | #N/A | #N/A | #N/A | 0 | 0 | 0 | #DIV/0!

## G201 LIW {G}
Rtn to Summary |  | Order Number | Program Name | Discount Rate: | 6.8% | [9 empty] | Paste in incentives but use DBtC for Total
| Program: | 18230661 | Low Income Weatherization {G}
| paste |  |  | paste | paste | paste | paste | paste | paste | paste | paste | paste | paste | Paste | paste | paste | paste | paste | Formula: G + H | Formula: (O/A10)*T | Formula: N - M | Formula: O/A10 | Formula: W*A8 | Formula: Q - P | Formula: X + DBtC | Formula: Q + X | Formula: Z/(1+GasDiscountRate)^1 | Formula: AA/(1+GasDiscountRate)^1 | Formula: -PV(ElecDiscount Rate,T,R)*J | Formula: -PV(ElecDiscount Rate, T, S)*J |  | AF*J*K |  | AH*J*L | AG + AI |  | AG +AI -AK | formula: Logic to lookup from AC tables and adjust by savings and quantity | Formula: Utility Savings (AM)*1.1+AD+AE | formula: AM/AB | formula: AN/AC
| Sch. No. | Order Number | Program Name | Measure Version | Measure Name | First Period Measure Life | Second period Measure Life | Gas End-Use Type | Number of units offered | Savings per Unit Period 1 | Savngs per Unit Period 2 | Incentives Per Unit | Incremental Measure Cost per Unit | Total First Year Savings | Total Incentive | Total Incremental Measure Cost | Unit First Year Non-Energy Benefits | Unit Annual Net Equipment O&M | Total Measure Life | Weighted Life | Agency or Customer Cost per Unit | Percent Unit overhead | Program Overhead Cost | Total Customer Cost | Total Utility Program Costs | Total Resource Cost | PV Total Utility Program Costs | PV Total Resource Costs | PV Total Non-Energy Benefits | PV Total Net Equipment O&M | Unit PV First period Savings for 1 therm | Total First Period Savings | Unit PV Savings for Second Period for 1 therm | Total Second period Savings | Unadjusted Total | Decrement | Final UC Total Savings | PV Total Savings UC | PV Total Savings TRC | UC B/C Ratio | TRC B/C Ratio
DBTC: | G201 | 18230661 | Low Income Weatherization {G} | [15 empty] | 0 | 0 | 0 | 0% | 0 | 0 | 0 | 0 | 0 | 0 | 0 | 0 | #N/A | #N/A | #N/A | #N/A | #N/A | #N/A | #N/A | 0 | 0 | 0 | #DIV/0!
1904940.18 | G201 | 18230661 | Low Income Weatherization {G} | 10278-1 | LIW: Safety Test - Combustion - MH - TE | 0 | 0 |  | 6 | 0 |  | 0 | 0 | 0 | 0 | 0 |  |  | 0 | 0 | 0 | 0% | 0 | 0 | 0 | 0 | 0 | 0 | 0 | 0 | #N/A | #N/A | #N/A | #N/A | #N/A | #N/A | #N/A | 0 | 0 | 0 | #DIV/0!
Program Costs: | G201 | 18230661 | Low Income Weatherization {G} | 10279-1 | LIW: Safety Test - Combustion - SF - SH | 0 | 0 |  | 9 | 0 |  | 0 | 695.9322 | 0 | 0 | 6263.39 | 0 | 0 | 0 | 0 | 695.9322 | 0% | 0 | 6263.39 | 0 | 6263.39 | 0 | 5864.5974 | 0 | 0 | #N/A | #N/A | #N/A | #N/A | #N/A | #N/A | #N/A | 0 | 0 | 0 | 0
96853.75 | G201 | 18230661 | Low Income Weatherization {G} | 10280-1 | LIW: Safety Test - Combustion - SF - TE | 0 | 0 |  | 7 | 0 |  | 0 | 0 | 0 | 0 | 0 |  |  | 0 | 0 | 0 | 0% | 0 | 0 | 0 | 0 | 0 | 0 | 0 | 0 | #N/A | #N/A | #N/A | #N/A | #N/A | #N/A | #N/A | 0 | 0 | 0 | #DIV/0!
Total Savings (therm): | G201 | 18230661 | Low Income Weatherization {G} | 10305-1 | LIW: Carbon Monoxide Detector - MH - TE | 0 | 0 |  | 22 | 0 |  | 0 | 0 | 0 | 0 | 0 |  |  | 0 | 0 | 0 | 0% | 0 | 0 | 0 | 0 | 0 | 0 | 0 | 0 | #N/A | #N/A | #N/A | #N/A | #N/A | #N/A | #N/A | 0 | 0 | 0 | #DIV/0!
30267.86 | G201 | 18230661 | Low Income Weatherization {G} | 10306-1 | LIW: Carbon Monoxide Detector - SF - SH | 0 | 0 |  | 10 | 0 |  | 0 | 284.621 | 0 | 0 | 2846.21 | 0 | 0 | 0 | 0 | 284.621 | 0% | 0 | 2846.21 | 0 | 2846.21 | 0 | 2664.9906 | 0 | 0 | #N/A | #N/A | #N/A | #N/A | #N/A | #N/A | #N/A | 0 | 0 | 0 | 0
Total Incentives: | G201 | 18230661 | Low Income Weatherization {G} | 10307-1 | LIW: Carbon Monoxide Detector - SF - TE | 0 | 0 |  | 16 | 0 |  | 0 | 0 | 0 | 0 | 0 |  |  | 0 | 0 | 0 | 0% | 0 | 0 | 0 | 0 | 0 | 0 | 0 | 0 | #N/A | #N/A | #N/A | #N/A | #N/A | #N/A | #N/A | 0 | 0 | 0 | #DIV/0!
1904940.18 | G201 | 18230661 | Low Income Weatherization {G} | 10311-1 | LIW: Smoke Detector - MH - TE | 0 | 0 |  | 17 | 0 |  | 0 | 0 | 0 | 0 | 0 |  |  | 0 | 0 | 0 | 0% | 0 | 0 | 0 | 0 | 0 | 0 | 0 | 0 | #N/A | #N/A | #N/A | #N/A | #N/A | #N/A | #N/A | 0 | 0 | 0 | #DIV/0!
Total Customer Costs: | G201 | 18230661 | Low Income Weatherization {G} | 10312-1 | LIW: Smoke Detector - SF - SH | 0 | 0 |  | 7 | 0 |  | 0 | 249.48 | 0 | 0 | 1746.36 | 0 | 0 | 0 | 0 | 249.48 | 0% | 0 | 1746.36 | 0 | 1746.36 | 0 | 1635.1685 | 0 | 0 | #N/A | #N/A | #N/A | #N/A | #N/A | #N/A | #N/A | 0 | 0 | 0 | 0
414206.18 | G201 | 18230661 | Low Income Weatherization {G} | 10313-1 | LIW: Smoke Detector - SF - TE | 0 | 0 |  | 10 | 0 |  | 0 | 0 | 0 | 0 | 0 |  |  | 0 | 0 | 0 | 0% | 0 | 0 | 0 | 0 | 0 | 0 | 0 | 0 | #N/A | #N/A | #N/A | #N/A | #N/A | #N/A | #N/A | 0 | 0 | 0 | #DIV/0!
Weighted Avg Life | G201 | 18230661 | Low Income Weatherization {G} | 10314-2 | LIW: Sealing - Duct - MH - SH | 0 | 0 |  | 3 | 0 |  | 0 | 148.8 | 0 | 0 | 446.4 | 0 | 0 | 0 | 0 | 148.8 | 0% | 0 | 446.4 | 0 | 446.4 | 0 | 417.9775 | 0 | 0 | #N/A | #N/A | #N/A | #N/A | #N/A | #N/A | #N/A | 0 | 0 | 0 | 0
28.308 | G201 | 18230661 | Low Income Weatherization {G} | 10316-7 | LIW: Sealing - Duct - MH - TG | 18 | 0 | SF Space Heat | 5 | 18.96 |  | 681 | 681 | 94.8 | 4426.5 | 4426.5 | 7.77 | 0 | 18 | 0.056377 | 0 | 0.3132% | 303.3493 | 0 | 6269.6889 | 4729.8493 | 5870.4952 | 4428.6979 | 396.5001 | 0 | 12.6338 | 1197.6802 | 12.6338 | 0 | 1197.6802 | 0 | 1197.6802 | 1197.6802 | 1713.9483 | 0.20402 | 0.38701
Total Utility Cost | G201 | 18230661 | Low Income Weatherization {G} | 10317-2 | LIW: Sealing - Duct - SF - SH | 30 | 0 | SF Space Heat | 8 | 0 |  | 0 | 658.2487 | 241.8 | 0 | 5265.99 | 0 | 0 | 30 | 0.23966 | 658.2487 | 0.7989% | 773.7328 | 5265.99 | 15991.6747 | 6039.7228 | 14973.4782 | 5655.1712 | 0 | 0 | 18.1465 | 0 | 18.1465 | 0 | 0 | 0 | 0 | 0 | 0 | 0 | 0
2001793.93 | G201 | 18230661 | Low Income Weatherization {G} | 10319-7 | LIW: Sealing - Duct - SF - TG | 20 | 0 | SF Space Heat | 58 | 80.6 |  | 808 | 808 | 4674.8 | 53479.89 | 53479.89 | 40.07 | 0 | 20 | 3.089 | 0 | 15.44% | 14958.8346 | 0 | 309172.3784 | 68438.7246 | 289487.2457 | 64081.2028 | 25008.5346 | 0 | 13.7138 | 64109.0826 | 13.7138 | 0 | 64109.0826 | 0 | 64109.0826 | 64109.0826 | 95528.5254 | 0.22146 | 1.4907
Total Resource Cost | G201 | 18230661 | Low Income Weatherization {G} | 10320-3 | LIW: Ductless Heat Pump - MH - SH | 0 | 0 |  | 38 | 0 |  | 0 | 0 | 0 | 0 | 0 | 0 | 0 | 0 | 0 | 0 | 0% | 0 | 0 | 0 | 0 | 0 | 0 | 0 | 0 | #N/A | #N/A | #N/A | #N/A | #N/A | #N/A | #N/A | 0 | 0 | 0 | #DIV/0!
2416000.11 | G201 | 18230661 | Low Income Weatherization {G} | 10322-3 | LIW: Ductless Heat Pump - SF - SH | 0 | 0 |  | 16 | 0 |  | 0 | 0 | 0 | 0 | 0 | 0 | 0 | 0 | 0 | 0 | 0% | 0 | 0 | 0 | 0 | 0 | 0 | 0 | 0 | #N/A | #N/A | #N/A | #N/A | #N/A | #N/A | #N/A | 0 | 0 | 0 | #DIV/0!
UC B/C Ratio | G201 | 18230661 | Low Income Weatherization {G} | 10325-6 | LIW: Integrated Space and Water Heating - MF - TG | 20 | 0 | SF Space Heat | 42 | 104 |  | 6472 | 6472 | 4368 | 353371.2 | 353371.2 | 12.99 | 0 | 20 | 2.8862 | 0 | 14.43% | 13977.1091 | 0 | 288881.8663 | 367348.3091 | 270488.6389 | 343959.0909 | 5870.8279 | 0 | 13.7138 | 59901.7012 | 13.7138 | 0 | 59901.7012 | 0 | 59901.7012 | 59901.7012 | 71762.6992 | 0.22146 | 0.20864
0.28577 | G201 | 18230661 | Low Income Weatherization {G} | 10327-5 | LIW: Integrated Space and Water Heating - SF - TG | 20 | 0 | SF Space Heat | 3 | 104 |  | 6472 | 6472 | 312 | 25240.8 | 25240.8 | 17.33 | 0 | 20 | 0.20616 | 0 | 1.031% | 998.3649 | 0 | 20634.419 | 26239.1649 | 19320.6171 | 24568.5065 | 559.4493 | 0 | 13.7138 | 4278.6929 | 13.7138 | 0 | 4278.6929 | 0 | 4278.6929 | 4278.6929 | 5266.0115 | 0.22146 | 0.21434
TRC B/C Ratio | G201 | 18230661 | Low Income Weatherization {G} | 10332-1 | LIW: Repair - Furnace - SF - SH | 0 | 0 |  | 6 | 0 |  | 0 | 3659.43 | 0 | 0 | 21956.58 | 0 | 0 | 0 | 0 | 3659.43 | 0% | 0 | 21956.58 | 0 | 21956.58 | 0 | 20558.5955 | 0 | 0 | #N/A | #N/A | #N/A | #N/A | #N/A | #N/A | #N/A | 0 | 0 | 0 | 0
0.45807 | G201 | 18230661 | Low Income Weatherization {G} | 10336-1 | LIW: Furnace - Replacement - MH - SH | 0 | 0 |  | 2 | 0 |  | 0 | 1509.72 | 0 | 0 | 3019.44 | 0 | 0 | 0 | 0 | 1509.72 | 0% | 0 | 3019.44 | 0 | 3019.44 | 0 | 2827.191 | 0 | 0 | #N/A | #N/A | #N/A | #N/A | #N/A | #N/A | #N/A | 0 | 0 | 0 | 0
| G201 | 18230661 | Low Income Weatherization {G} | 10338-1 | LIW: Furnace - Replacement - SF - SH | 0 | 0 |  | 2 | 0 |  | 0 | 5407.31 | 0 | 0 | 10814.62 | 0 | 0 | 0 | 0 | 5407.31 | 0% | 0 | 10814.62 | 0 | 10814.62 | 0 | 10126.0487 | 0 | 0 | #N/A | #N/A | #N/A | #N/A | #N/A | #N/A | #N/A | 0 | 0 | 0 | 0
| G201 | 18230661 | Low Income Weatherization {G} | 10342-1 | LIW: Furnace - Replacement - Gas - 95pc - SF - SH | 30 | 0 | SF Space Heat | 12 | 8.7758 |  | 0 | 3624.6408 | 105.31 | 0 | 43495.69 | 0 | 0 | 30 | 0.10438 | 3624.6408 | 0.3479% | 336.9802 | 43495.69 | 6964.7778 | 43832.6702 | 6521.3275 | 41041.826 | 0 | 0 | 18.1465 | 1911.0092 | 18.1465 | 0 | 1911.0092 | 0 | 1911.0092 | 1911.0092 | 2102.1102 | 0.29304 | 0.051219
| G201 | 18230661 | Low Income Weatherization {G} | 10343-4 | LIW: Furnace - Replacement - Gas - 95pc - SF - TG | 20 | 0 | SF Space Heat | 64 | 105.31 |  | 5661 | 5661 | 6739.84 | 466605.98 | 466605.98 | 54.78 | 0 | 20 | 4.4535 | 0 | 22.27% | 21566.7305 | 0 | 445745.7779 | 488172.7105 | 417364.9606 | 457090.5529 | 37726.1867 | 0 | 13.7138 | 92428.5444 | 13.7138 | 0 | 92428.5444 | 0 | 92428.5444 | 92428.5444 | 139397.5855 | 0.22146 | 0.30497
| G201 | 18230661 | Low Income Weatherization {G} | 10347-1 | LIW: Ground Vapor Barrier - MH - TE | 0 | 0 |  | 32 | 0 |  | 0 | 0 | 0 | 0 | 0 |  |  | 0 | 0 | 0 | 0% | 0 | 0 | 0 | 0 | 0 | 0 | 0 | 0 | #N/A | #N/A | #N/A | #N/A | #N/A | #N/A | #N/A | 0 | 0 | 0 | #DIV/0!
| G201 | 18230661 | Low Income Weatherization {G} | 10348-1 | LIW: Ground Vapor Barrier - SF - SH | 0 | 0 |  | 1 | 0 |  | 0 | 1622.96 | 0 | 0 | 1622.96 | 0 | 0 | 0 | 0 | 1622.96 | 0% | 0 | 1622.96 | 0 | 1622.96 | 0 | 1519.6255 | 0 | 0 | #N/A | #N/A | #N/A | #N/A | #N/A | #N/A | #N/A | 0 | 0 | 0 | 0
| G201 | 18230661 | Low Income Weatherization {G} | 10349-1 | LIW: Ground Vapor Barrier - SF - TE | 0 | 0 |  | 17 | 0 |  | 0 | 0 | 0 | 0 | 0 |  |  | 0 | 0 | 0 | 0% | 0 | 0 | 0 | 0 | 0 | 0 | 0 | 0 | #N/A | #N/A | #N/A | #N/A | #N/A | #N/A | #N/A | 0 | 0 | 0 | #DIV/0!
| G201 | 18230661 | Low Income Weatherization {G} | 10359-1 | LIW: Insulation - Duct - R0 to R11 - SF - SH | 30 | 0 | SF Space Heat | 985 | 0.058477 |  | 0 | 3.0691 | 57.6 | 0 | 3023.03 | 0 | 0 | 30 | 0.05709 | 3.0691 | 0.1903% | 184.3135 | 3023.03 | 3809.4312 | 3207.3435 | 3566.8831 | 3003.1306 | 0 | 0 | 18.1465 | 1045.2391 | 18.1465 | 0 | 1045.2391 | 0 | 1045.2391 | 1045.2391 | 1149.763 | 0.29304 | 0.38285
| G201 | 18230661 | Low Income Weatherization {G} | 10361-5 | LIW: Insulation - Duct - R0 to R11 - SF - TG | 20 | 0 | SF Space Heat | 6696 | 0.2 |  | 8.53 | 8.53 | 1339.2 | 64850.41 | 64850.41 | 0.5212 | 0 | 20 | 0.8849 | 0 | 4.424% | 4285.2895 | 0 | 88569.2755 | 69135.6995 | 82930.0332 | 64733.801 | 37554.3942 | 0 | 13.7138 | 18365.4666 | 13.7138 | 0 | 18365.4666 | 0 | 18365.4666 | 18365.4666 | 57756.4074 | 0.22146 | 0.89221
| G201 | 18230661 | Low Income Weatherization {G} | 10368-7 | LIW: Insulation - Floor - R0 to R22 - MH - TG | 25 | 0 | SF Space Heat | 4860 | 0.04 |  | 3.13 | 3.13 | 194.4 | 19775.34 | 19775.34 | 0.1594 | 0 | 25 | 0.16057 | 0 | 0.6423% | 622.0582 | 0 | 12856.8303 | 20397.3982 | 12038.2306 | 19098.6874 | 9192.8591 | 0 | 16.1433 | 3138.2627 | 16.1433 | 0 | 3138.2627 | 0 | 3138.2627 | 3138.2627 | 12644.9481 | 0.26069 | 0.66208
| G201 | 18230661 | Low Income Weatherization {G} | 10372-1 | LIW: Insulation - Floor - R0 to R30 - MH - SH | 0 | 0 |  | 1440 | 0 |  | 0 | 0 | 0 | 0 | 0 | 0 | 0 | 0 | 0 | 0 | 0% | 0 | 0 | 0 | 0 | 0 | 0 | 0 | 0 | #N/A | #N/A | #N/A | #N/A | #N/A | #N/A | #N/A | 0 | 0 | 0 | #DIV/0!
| G201 | 18230661 | Low Income Weatherization {G} | 10374-4 | LIW: Insulation - Floor - R0 to R30 - MH - TG | 25 | 0 | SF Space Heat | 3131 | 0.02 |  | 3.56 | 3.56 | 62.62 | 14490.27 | 14490.27 | 0.0015 | 0 | 25 | 0.051722 | 0 | 0.2069% | 200.377 | 0 | 4141.4337 | 14690.647 | 3877.7469 | 13755.2874 | 55.7315 | 0 | 16.1433 | 1010.8951 | 16.1433 | 0 | 1010.8951 | 0 | 1010.8951 | 1010.8951 | 1167.7161 | 0.26069 | 0.084892
| G201 | 18230661 | Low Income Weatherization {G} | 10375-2 | LIW: Insulation - Floor - R0 to R30 - SF - SH | 30 | 0 | SF Space Heat | 9191 | 0.016154 |  | 0 | 2.3718 | 148.47 | 0 | 21799.65 | 0 | 0 | 30 | 0.14716 | 2.3718 | 0.4905% | 475.0873 | 21799.65 | 9819.2057 | 22274.7373 | 9194.0129 | 20856.4956 | 0 | 0 | 18.1465 | 2694.2127 | 18.1465 | 0 | 2694.2127 | 0 | 2694.2127 | 2694.2127 | 2963.634 | 0.29304 | 0.1421
| G201 | 18230661 | Low Income Weatherization {G} | 10377-6 | LIW: Insulation - Floor - R0 to R30 - SF - TG | 45 | 0 | SF Space Heat | 40736 | 0.03 |  | 2.82 | 2.82 | 1222.08 | 144116.26 | 144116.26 | 0.0763 | 0 | 45 | 1.8169 | 0 | 4.038% | 3910.5186 | 0 | 80823.432 | 148026.7786 | 75677.3708 | 138601.8527 | 43340.7011 | 0 | 26.2816 | 32118.1699 | 26.2816 | 0 | 32118.1699 | 0 | 32118.1699 | 32118.1699 | 78670.688 | 0.42441 | 0.5676
| G201 | 18230661 | Low Income Weatherization {G} | 10390-3 | LIW: Insulation - Wall - R0 to R11 - SF - SH | 30 | 0 | SF Space Heat | 8929 | 0.0044529 |  | 0 | 0.74599 | 39.76 | 0 | 6660.95 | 0 | 0 | 30 | 0.039408 | 0.74599 | 0.1314% | 127.2275 | 6660.95 | 2629.5657 | 6788.1775 | 2462.1402 | 6355.9715 | 0 | 0 | 18.1465 | 721.5053 | 18.1465 | 0 | 721.5053 | 0 | 721.5053 | 721.5053 | 793.6559 | 0.29304 | 0.12487
| G201 | 18230661 | Low Income Weatherization {G} | 10392-8 | LIW: Insulation - Wall - R0 to R11 - SF - TG | 45 | 0 | SF Space Heat | 50491 | 0.07 |  | 2.9 | 2.9 | 3534.37 | 189755.22 | 189755.22 | 0.1 | 0 | 45 | 5.2546 | 0 | 11.68% | 11309.5867 | 0 | 233748.9473 | 201064.8067 | 218866.0555 | 188262.9277 | 70405.5644 | 0 | 26.2816 | 92888.7604 | 26.2816 | 0 | 92888.7604 | 0 | 92888.7604 | 92888.7604 | 172583.2008 | 0.42441 | 0.91671
| G201 | 18230661 | Low Income Weatherization {G} | 10401-7 | LIW: Insulation - Attic - R0 to R30 - MH - TG | 25 | 0 | SF Space Heat | 3131 | 0.04 |  | 2.32 | 2.32 | 125.24 | 9443.09 | 9443.09 | 0.25 | 0 | 25 | 0.10344 | 0 | 0.4138% | 400.7539 | 0 | 8282.8674 | 9843.8439 | 7755.4938 | 9217.0823 | 9288.5751 | 0 | 16.1433 | 2021.7902 | 16.1433 | 0 | 2021.7902 | 0 | 2021.7902 | 2021.7902 | 11512.5443 | 0.26069 | 1.249
| G201 | 18230661 | Low Income Weatherization {G} | 10405-2 | LIW: Insulation - Attic - R0 to R38 - SF - SH | 30 | 0 | SF Space Heat | 1169 | 0.09 |  | 0 | 3.289 | 105.21 | 0 | 3844.84 | 0 | 0 | 30 | 0.10428 | 3.289 | 0.3476% | 336.6602 | 3844.84 | 6958.1642 | 4181.5002 | 6515.135 | 3915.2623 | 0 | 0 | 18.1465 | 1909.1946 | 18.1465 | 0 | 1909.1946 | 0 | 1909.1946 | 1909.1946 | 2100.114 | 0.29304 | 0.53639
| G201 | 18230661 | Low Income Weatherization {G} | 10407-6 | LIW: Insulation - Attic - R0 to R38 - SF - TG | 45 | 0 | SF Space Heat | 5547 | 0.09 |  | 2.53 | 2.53 | 499.23 | 18149.97 | 18149.97 | 0.14 | 0 | 45 | 0.74222 | 0 | 1.649% | 1597.4799 | 0 | 33017.0545 | 19747.4499 | 30914.8451 | 18490.1216 | 10828.7721 | 0 | 26.2816 | 13120.5436 | 26.2816 | 0 | 13120.5436 | 0 | 13120.5436 | 13120.5436 | 25261.3701 | 0.42441 | 1.3662
| G201 | 18230661 | Low Income Weatherization {G} | 10413-2 | LIW: Insulation - Attic - R11 to R38 - SF - SH | 30 | 0 | SF Space Heat | 3737 | 0.019082 |  | 0 | 2.1514 | 71.31 | 0 | 8039.61 | 0 | 0 | 30 | 0.070679 | 2.1514 | 0.2356% | 228.184 | 8039.61 | 4716.1552 | 8267.794 | 4415.8756 | 7741.3801 | 0 | 0 | 18.1465 | 1294.0278 | 18.1465 | 0 | 1294.0278 | 0 | 1294.0278 | 1294.0278 | 1423.4306 | 0.29304 | 0.18387
| G201 | 18230661 | Low Income Weatherization {G} | 10415-6 | LIW: Insulation - Attic - R11 to R38 - SF - TG | 45 | 0 | SF Space Heat | 7796 | 0.03 |  | 2.1 | 2.1 | 233.88 | 17694.04 | 17694.04 | 0.12 | 0 | 45 | 0.34772 | 0 | 0.7727% | 748.3897 | 0 | 15467.878 | 18442.4297 | 14483.0318 | 17268.1926 | 13045.0602 | 0 | 26.2816 | 6146.7315 | 26.2816 | 0 | 6146.7315 | 0 | 6146.7315 | 6146.7315 | 19806.4648 | 0.42441 | 1.147
| G201 | 18230661 | Low Income Weatherization {G} | 10424-3 | LIW: Lamp - LED - A Lamp - SF - SH | 0 | 0 |  | 10 | 0 |  | 0 | 11.687 | 0 | 0 | 116.87 | 0 | 0 | 0 | 0 | 11.687 | 0% | 0 | 116.87 | 0 | 116.87 | 0 | 109.4288 | 0 | 0 | #N/A | #N/A | #N/A | #N/A | #N/A | #N/A | #N/A | 0 | 0 | 0 | 0
| G201 | 18230661 | Low Income Weatherization {G} | 10449-1 | LIW: Door - Sweep - MH - TE | 0 | 0 |  | 3 | 0 |  | 0 | 0 | 0 | 0 | 0 |  |  | 0 | 0 | 0 | 0% | 0 | 0 | 0 | 0 | 0 | 0 | 0 | 0 | #N/A | #N/A | #N/A | #N/A | #N/A | #N/A | #N/A | 0 | 0 | 0 | #DIV/0!
| G201 | 18230661 | Low Income Weatherization {G} | 10450-1 | LIW: Door - Sweep - SF - SH | 0 | 0 |  | 1 | 0 |  | 0 | 203.27 | 0 | 0 | 203.27 | 0 | 0 | 0 | 0 | 203.27 | 0% | 0 | 203.27 | 0 | 203.27 | 0 | 190.3277 | 0 | 0 | #N/A | #N/A | #N/A | #N/A | #N/A | #N/A | #N/A | 0 | 0 | 0 | 0
| G201 | 18230661 | Low Income Weatherization {G} | 10451-1 | LIW: Door - Sweep - SF - TE | 0 | 0 | SF Space Heat | 1 | 0 |  | 0 | 0 | 0 | 0 | 0 | 0 | 0 | 0 | 0 | 0 | 0% | 0 | 0 | 0 | 0 | 0 | 0 | 0 | 0 | SF Space Heat | #VALUE! | SF Space Heat | #VALUE! | #VALUE! | #VALUE! | #VALUE! | 0 | 0 | 0 | #DIV/0!
| G201 | 18230661 | Low Income Weatherization {G} | 10463-1 | LIW: Door - Weather Strip - MH - SH | 0 | 0 |  | 2 | 0 |  | 0 | 183.22 | 0 | 0 | 366.44 | 0 | 0 | 0 | 0 | 183.22 | 0% | 0 | 366.44 | 0 | 366.44 | 0 | 343.1086 | 0 | 0 | #N/A | #N/A | #N/A | #N/A | #N/A | #N/A | #N/A | 0 | 0 | 0 | 0
| G201 | 18230661 | Low Income Weatherization {G} | 10464-1 | LIW: Door - Weather Strip - MH - TE | 0 | 0 | SF Space Heat | 15 | 0 |  | 0 | 0 | 0 | 0 | 0 |  |  | 0 | 0 | 0 | 0% | 0 | 0 | 0 | 0 | 0 | 0 | 0 | 0 | SF Space Heat | #VALUE! | SF Space Heat | #VALUE! | #VALUE! | #VALUE! | #VALUE! | 0 | 0 | 0 | #DIV/0!
| G201 | 18230661 | Low Income Weatherization {G} | 10466-1 | LIW: Door - Weather Strip - SF - TE | 0 | 0 | SF Space Heat | 10 | 0 |  | 0 | 0 | 0 | 0 | 0 |  |  | 0 | 0 | 0 | 0% | 0 | 0 | 0 | 0 | 0 | 0 | 0 | 0 | SF Space Heat | #VALUE! | SF Space Heat | #VALUE! | #VALUE! | #VALUE! | #VALUE! | 0 | 0 | 0 | #DIV/0!
| G201 | 18230661 | Low Income Weatherization {G} | 10469-2 | LIW: Ventilation - Whole House - MH - SH | 0 | 0 |  | 5 | 0 |  | 0 | 0 | 0 | 0 | 0 | 0 | 0 | 0 | 0 | 0 | 0% | 0 | 0 | 0 | 0 | 0 | 0 | 0 | 0 | #N/A | #N/A | #N/A | #N/A | #N/A | #N/A | #N/A | 0 | 0 | 0 | #DIV/0!
|  |  |  | 10471-2 | LIW: Ventilation - Whole House - SF - SH | 0 | 0 |  | 4 | 0 |  | 0 | 45.9 | 0 | 0 | 183.6 | 0 | 0 | 0 | 0 | 45.9 | 0% | 0 | 183.6 | 0 | 183.6 | 0 | 171.9101 | 0 | 0 | #N/A | #N/A | #N/A | #N/A | #N/A | #N/A | #N/A | 0 | 0 | 0 | 0
|  |  |  | 10475-1 | LIW: Ventilation - Mechanical - MH - SH | 0 | 0 |  | 1 | 0 |  | 0 | 1642.68 | 0 | 0 | 1642.68 | 0 | 0 | 0 | 0 | 1642.68 | 0% | 0 | 1642.68 | 0 | 1642.68 | 0 | 1538.0899 | 0 | 0 | #N/A | #N/A | #N/A | #N/A | #N/A | #N/A | #N/A | 0 | 0 | 0 | 0
|  |  |  | 10476-1 | LIW: Ventilation - Mechanical - MH - TE | 0 | 0 |  | 11 | 0 |  | 0 | 0 | 0 | 0 | 0 |  |  | 0 | 0 | 0 | 0% | 0 | 0 | 0 | 0 | 0 | 0 | 0 | 0 | #N/A | #N/A | #N/A | #N/A | #N/A | #N/A | #N/A | 0 | 0 | 0 | #DIV/0!
|  |  |  | 10477-1 | LIW: Ventilation - Mechanical - SF - SH | 0 | 0 |  | 8 | 0 |  | 0 | 801.615 | 0 | 0 | 6412.92 | 0 | 0 | 0 | 0 | 801.615 | 0% | 0 | 6412.92 | 0 | 6412.92 | 0 | 6004.6067 | 0 | 0 | #N/A | #N/A | #N/A | #N/A | #N/A | #N/A | #N/A | 0 | 0 | 0 | 0
|  |  |  | 10478-1 | LIW: Ventilation - Mechanical - SF - TE | 0 | 0 |  | 7 | 0 |  | 0 | 0 | 0 | 0 | 0 |  |  | 0 | 0 | 0 | 0% | 0 | 0 | 0 | 0 | 0 | 0 | 0 | 0 | #N/A | #N/A | #N/A | #N/A | #N/A | #N/A | #N/A | 0 | 0 | 0 | #DIV/0!
|  |  |  | 10479-1 | LIW: Repair - Electrical- MF - SH | 0 | 0 |  | 3 | 0 |  | 0 | 0 | 0 | 0 | 0 | 0 | 0 | 0 | 0 | 0 | 0% | 0 | 0 | 0 | 0 | 0 | 0 | 0 | 0 | #N/A | #N/A | #N/A | #N/A | #N/A | #N/A | #N/A | 0 | 0 | 0 | #DIV/0!
|  |  |  | 10481-1 | LIW: Repair - Electrical - MH - SH | 0 | 0 |  | 4 | 0 |  | 0 | 0 | 0 | 0 | 0 | 0 | 0 | 0 | 0 | 0 | 0% | 0 | 0 | 0 | 0 | 0 | 0 | 0 | 0 | #N/A | #N/A | #N/A | #N/A | #N/A | #N/A | #N/A | 0 | 0 | 0 | #DIV/0!
|  |  |  | 10482-1 | LIW: Repair - Electrical - MH - TE | 0 | 0 |  | 9 | 0 |  | 0 | 0 | 0 | 0 | 0 |  |  | 0 | 0 | 0 | 0% | 0 | 0 | 0 | 0 | 0 | 0 | 0 | 0 | #N/A | #N/A | #N/A | #N/A | #N/A | #N/A | #N/A | 0 | 0 | 0 | #DIV/0!
|  |  |  | 10483-1 | LIW: Repair - Electrical - SF - SH | 0 | 0 |  | 14 | 0 |  | 0 | 711.3329 | 0 | 0 | 9958.66 | 0 | 0 | 0 | 0 | 711.3329 | 0% | 0 | 9958.66 | 0 | 9958.66 | 0 | 9324.588 | 0 | 0 | #N/A | #N/A | #N/A | #N/A | #N/A | #N/A | #N/A | 0 | 0 | 0 | 0
|  |  |  | 10484-1 | LIW: Repair - Electrical - SF - TE | 0 | 0 |  | 14 | 0 |  | 0 | 0 | 0 | 0 | 0 |  |  | 0 | 0 | 0 | 0% | 0 | 0 | 0 | 0 | 0 | 0 | 0 | 0 | #N/A | #N/A | #N/A | #N/A | #N/A | #N/A | #N/A | 0 | 0 | 0 | #DIV/0!
|  |  |  | 10487-1 | LIW: Repair - Floor - MH - SH | 0 | 0 |  | 5 | 0 |  | 0 | 0 | 0 | 0 | 0 | 0 | 0 | 0 | 0 | 0 | 0% | 0 | 0 | 0 | 0 | 0 | 0 | 0 | 0 | #N/A | #N/A | #N/A | #N/A | #N/A | #N/A | #N/A | 0 | 0 | 0 | #DIV/0!
|  |  |  | 10488-1 | LIW: Repair - Floor - MH - TE | 0 | 0 |  | 12 | 0 |  | 0 | 0 | 0 | 0 | 0 |  |  | 0 | 0 | 0 | 0% | 0 | 0 | 0 | 0 | 0 | 0 | 0 | 0 | #N/A | #N/A | #N/A | #N/A | #N/A | #N/A | #N/A | 0 | 0 | 0 | #DIV/0!
|  |  |  | 10489-1 | LIW: Repair - Floor - SF - SH | 0 | 0 |  | 3 | 0 |  | 0 | 2310.04 | 0 | 0 | 6930.12 | 0 | 0 | 0 | 0 | 2310.04 | 0% | 0 | 6930.12 | 0 | 6930.12 | 0 | 6488.8764 | 0 | 0 | #N/A | #N/A | #N/A | #N/A | #N/A | #N/A | #N/A | 0 | 0 | 0 | 0
|  |  |  | 10490-1 | LIW: Repair - Floor - SF - TE | 0 | 0 |  | 5 | 0 |  | 0 | 0 | 0 | 0 | 0 |  |  | 0 | 0 | 0 | 0% | 0 | 0 | 0 | 0 | 0 | 0 | 0 | 0 | #N/A | #N/A | #N/A | #N/A | #N/A | #N/A | #N/A | 0 | 0 | 0 | #DIV/0!
|  |  |  | 10493-1 | LIW: Repair - Health - MH - SH | 0 | 0 |  | 11 | 0 |  | 0 | 0 | 0 | 0 | 0 | 0 | 0 | 0 | 0 | 0 | 0% | 0 | 0 | 0 | 0 | 0 | 0 | 0 | 0 | #N/A | #N/A | #N/A | #N/A | #N/A | #N/A | #N/A | 0 | 0 | 0 | #DIV/0!
|  |  |  | 10494-1 | LIW: Repair - Health - MH - TE | 0 | 0 |  | 29 | 0 |  | 0 | 0 | 0 | 0 | 0 |  |  | 0 | 0 | 0 | 0% | 0 | 0 | 0 | 0 | 0 | 0 | 0 | 0 | #N/A | #N/A | #N/A | #N/A | #N/A | #N/A | #N/A | 0 | 0 | 0 | #DIV/0!
|  |  |  | 10495-1 | LIW: Repair - Health - SF - SH | 0 | 0 |  | 13 | 0 |  | 0 | 4489.1038 | 0 | 0 | 58358.35 | 0 | 0 | 0 | 0 | 4489.1038 | 0% | 0 | 58358.35 | 0 | 58358.35 | 0 | 54642.6498 | 0 | 0 | #N/A | #N/A | #N/A | #N/A | #N/A | #N/A | #N/A | 0 | 0 | 0 | 0
|  |  |  | 10496-1 | LIW: Repair - Health - SF - TE | 0 | 0 |  | 18 | 0 |  | 0 | 0 | 0 | 0 | 0 |  |  | 0 | 0 | 0 | 0% | 0 | 0 | 0 | 0 | 0 | 0 | 0 | 0 | #N/A | #N/A | #N/A | #N/A | #N/A | #N/A | #N/A | 0 | 0 | 0 | #DIV/0!
|  |  |  | 10499-1 | LIW: Repair - Plumbing - MH - SH | 0 | 0 |  | 10 | 0 |  | 0 | 0 | 0 | 0 | 0 | 0 | 0 | 0 | 0 | 0 | 0% | 0 | 0 | 0 | 0 | 0 | 0 | 0 | 0 | #N/A | #N/A | #N/A | #N/A | #N/A | #N/A | #N/A | 0 | 0 | 0 | #DIV/0!
|  |  |  | 10500-1 | LIW: Repair - Plumbing - MH - TE | 0 | 0 |  | 3 | 0 |  | 0 | 0 | 0 | 0 | 0 |  |  | 0 | 0 | 0 | 0% | 0 | 0 | 0 | 0 | 0 | 0 | 0 | 0 | #N/A | #N/A | #N/A | #N/A | #N/A | #N/A | #N/A | 0 | 0 | 0 | #DIV/0!
|  |  |  | 10501-1 | LIW: Repair - Plumbing - SF - SH | 0 | 0 |  | 6 | 0 |  | 0 | 841.7533 | 0 | 0 | 5050.52 | 0 | 0 | 0 | 0 | 841.7533 | 0% | 0 | 5050.52 | 0 | 5050.52 | 0 | 4728.9513 | 0 | 0 | #N/A | #N/A | #N/A | #N/A | #N/A | #N/A | #N/A | 0 | 0 | 0 | 0
|  |  |  | 10502-1 | LIW: Repair - Plumbing - SF - TE | 0 | 0 |  | 1 | 0 |  | 0 | 0 | 0 | 0 | 0 |  |  | 0 | 0 | 0 | 0% | 0 | 0 | 0 | 0 | 0 | 0 | 0 | 0 | #N/A | #N/A | #N/A | #N/A | #N/A | #N/A | #N/A | 0 | 0 | 0 | #DIV/0!
|  |  |  | 10505-1 | LIW: Repair - Roof - MH - SH | 0 | 0 |  | 3 | 0 |  | 0 | 0 | 0 | 0 | 0 | 0 | 0 | 0 | 0 | 0 | 0% | 0 | 0 | 0 | 0 | 0 | 0 | 0 | 0 | #N/A | #N/A | #N/A | #N/A | #N/A | #N/A | #N/A | 0 | 0 | 0 | #DIV/0!
|  |  |  | 10507-1 | LIW: Repair - Roof - SF - SH | 0 | 0 |  | 7 | 0 |  | 0 | 11969 | 0 | 0 | 83783 | 0 | 0 | 0 | 0 | 11969 | 0% | 0 | 83783 | 0 | 83783 | 0 | 78448.5019 | 0 | 0 | #N/A | #N/A | #N/A | #N/A | #N/A | #N/A | #N/A | 0 | 0 | 0 | 0
|  |  |  | 10508-1 | LIW: Repair - Roof - SF - TE | 0 | 0 |  | 3 | 0 |  | 0 | 0 | 0 | 0 | 0 | 0 | 0 | 0 | 0 | 0 | 0% | 0 | 0 | 0 | 0 | 0 | 0 | 0 | 0 | #N/A | #N/A | #N/A | #N/A | #N/A | #N/A | #N/A | 0 | 0 | 0 | #DIV/0!
|  |  |  | 10509-1 | LIW: Repair - Structural - MF - SH | 0 | 0 |  | 4 | 0 |  | 0 | 0 | 0 | 0 | 0 | 0 | 0 | 0 | 0 | 0 | 0% | 0 | 0 | 0 | 0 | 0 | 0 | 0 | 0 | #N/A | #N/A | #N/A | #N/A | #N/A | #N/A | #N/A | 0 | 0 | 0 | #DIV/0!
|  |  |  | 10511-1 | LIW: Repair - Structural - MH - SH | 0 | 0 |  | 6 | 0 |  | 0 | 0 | 0 | 0 | 0 | 0 | 0 | 0 | 0 | 0 | 0% | 0 | 0 | 0 | 0 | 0 | 0 | 0 | 0 | #N/A | #N/A | #N/A | #N/A | #N/A | #N/A | #N/A | 0 | 0 | 0 | #DIV/0!
|  |  |  | 10512-1 | LIW: Repair - Structural - MH - TE | 0 | 0 |  | 16 | 0 |  | 0 | 0 | 0 | 0 | 0 |  |  | 0 | 0 | 0 | 0% | 0 | 0 | 0 | 0 | 0 | 0 | 0 | 0 | #N/A | #N/A | #N/A | #N/A | #N/A | #N/A | #N/A | 0 | 0 | 0 | #DIV/0!
|  |  |  | 10513-1 | LIW: Repair - Structural - SF - SH | 0 | 0 |  | 7 | 0 |  | 0 | 982.5386 | 0 | 0 | 6877.77 | 0 | 0 | 0 | 0 | 982.5386 | 0% | 0 | 6877.77 | 0 | 6877.77 | 0 | 6439.8596 | 0 | 0 | #N/A | #N/A | #N/A | #N/A | #N/A | #N/A | #N/A | 0 | 0 | 0 | 0
|  |  |  | 10514-1 | LIW: Repair - Structural - SF - TE | 0 | 0 |  | 8 | 0 |  | 0 | 0 | 0 | 0 | 0 |  |  | 0 | 0 | 0 | 0% | 0 | 0 | 0 | 0 | 0 | 0 | 0 | 0 | #N/A | #N/A | #N/A | #N/A | #N/A | #N/A | #N/A | 0 | 0 | 0 | #DIV/0!
|  |  |  | 10518-3 | LIW: Sealing - Air - Ceiling - MF - TE | 45 | 0 | MF Space Heat | 8 | 0 |  | 0 | 0 | 0 | 0 | 0 | 0 | 0 | 45 | 0 | 0 | 0% | 0 | 0 | 0 | 0 | 0 | 0 | 0 | 0 | #N/A | #N/A | #N/A | #N/A | #N/A | #N/A | #N/A | 0 | 0 | 0 | #DIV/0!
|  |  |  | 10522-3 | LIW: Sealing - Air - Floor - MF - TE | 45 | 0 | MF Space Heat | 5 | 0 |  | 0 | 0 | 0 | 0 | 0 | 0 | 0 | 45 | 0 | 0 | 0% | 0 | 0 | 0 | 0 | 0 | 0 | 0 | 0 | #N/A | #N/A | #N/A | #N/A | #N/A | #N/A | #N/A | 0 | 0 | 0 | #DIV/0!
|  |  |  | 10527-1 | LIW: Sealing - Air - Walls - MF - SH | 0 | 0 |  | 1 | 0 |  | 0 | 0 | 0 | 0 | 0 | 0 | 0 | 0 | 0 | 0 | 0% | 0 | 0 | 0 | 0 | 0 | 0 | 0 | 0 | #N/A | #N/A | #N/A | #N/A | #N/A | #N/A | #N/A | 0 | 0 | 0 | #DIV/0!
|  |  |  | 10528-3 | LIW: Sealing - Air - Walls - MF - TE | 45 | 0 | MF Space Heat | 20 | 0 |  | 0 | 0 | 0 | 0 | 0 | 0 | 0 | 45 | 0 | 0 | 0% | 0 | 0 | 0 | 0 | 0 | 0 | 0 | 0 | #N/A | #N/A | #N/A | #N/A | #N/A | #N/A | #N/A | 0 | 0 | 0 | #DIV/0!
|  |  |  | 10529-2 | LIW: Sealing - Shell - MH - SH | 0 | 0 |  | 450 | 0 |  | 0 | 0 | 0 | 0 | 0 | 0 | 0 | 0 | 0 | 0 | 0% | 0 | 0 | 0 | 0 | 0 | 0 | 0 | 0 | #N/A | #N/A | #N/A | #N/A | #N/A | #N/A | #N/A | 0 | 0 | 0 | #DIV/0!
|  |  |  | 10531-7 | LIW: Sealing - Shell - MH - TG | 25 | 0 | SF Space Heat | 4964 | 0.02 |  | 1.52 | 1.52 | 99.28 | 9423.27 | 9423.27 | 0.22 | 0 | 25 | 0.082001 | 0 | 0.328% | 317.6848 | 0 | 6565.978 | 9740.9548 | 6147.9194 | 9120.7442 | 12959.2681 | 0 | 16.1433 | 1602.7095 | 16.1433 | 0 | 1602.7095 | 0 | 1602.7095 | 1602.7095 | 14722.2485 | 0.26069 | 1.6141
|  |  |  | 10532-2 | LIW: Sealing - Shell - SF - SH | 30 | 0 | SF Space Heat | 8148 | 0.006852 |  | 0 | 1.5533 | 55.83 | 0 | 12656.63 | 0 | 0 | 30 | 0.055336 | 1.5533 | 0.1845% | 178.6497 | 12656.63 | 3692.3706 | 12835.2797 | 3457.2758 | 12018.0522 | 0 | 0 | 18.1465 | 1013.1198 | 18.1465 | 0 | 1013.1198 | 0 | 1013.1198 | 1013.1198 | 1114.4318 | 0.29304 | 0.09273
|  |  |  | 10534-7 | LIW: Sealing - Shell - SF - TG | 15 | 0 | SF Space Heat | 85312 | 0.01 |  | 1.74 | 1.74 | 853.12 | 166519.06 | 166519.06 | 0.06 | 0 | 15 | 0.42279 | 0 | 2.819% | 2729.8881 | 0 | 56421.9088 | 169248.9481 | 52829.5027 | 158472.7979 | 47215.5523 | 0 | 10.9113 | 9308.6127 | 10.9113 | 0 | 9308.6127 | 0 | 9308.6127 | 9308.6127 | 57455.0262 | 0.1762 | 0.36255
|  |  |  | 10558-1 | LIW: Insulation - Water Heater Pipe - MH - SH | 0 | 0 |  | 2 | 0 |  | 0 | 0 | 0 | 0 | 0 | 0 | 0 | 0 | 0 | 0 | 0% | 0 | 0 | 0 | 0 | 0 | 0 | 0 | 0 | #N/A | #N/A | #N/A | #N/A | #N/A | #N/A | #N/A | 0 | 0 | 0 | #DIV/0!
|  |  |  | 10560-5 | LIW: Insulation - Water Heater Pipe - MH - TG | 15 | 0 | Res Water Heat | 6 | 0.84 |  | 26.4 | 26.4 | 5.04 | 205.92 | 205.92 | 11.6868 | 0 | 15 | 0.0024977 | 0 | 0.01665% | 16.1274 | 0 | 333.3252 | 222.0474 | 312.1023 | 207.9096 | 646.8008 | 0 | 10.1852 | 51.3334 | 10.1852 | 0 | 51.3334 | 0 | 51.3334 | 51.3334 | 703.2675 | 0.16448 | 3.3826
|  |  |  | 10561-1 | LIW: Insulation - Water Heater Pipe - SF - SH | 30 | 0 | SF Space Heat | 11 | 0.22909 |  | 0 | 48.7191 | 2.52 | 0 | 535.91 | 0 | 0 | 30 | 0.0024977 | 48.7191 | 0.008326% | 8.0637 | 535.91 | 166.6626 | 543.9737 | 156.0511 | 509.3387 | 0 | 0 | 18.1465 | 45.7292 | 18.1465 | 0 | 45.7292 | 0 | 45.7292 | 45.7292 | 50.3021 | 0.29304 | 0.09876
|  |  |  | 10563-5 | LIW: Insulation - Water Heater Pipe - SF - TG | 15 | 0 | Res Water Heat | 35 | 0.84 |  | 26.4 | 26.4 | 29.4 | 1181.83 | 1181.83 | 11.5936 | 0 | 15 | 0.01457 | 0 | 0.09713% | 94.0767 | 0 | 1944.3972 | 1275.9067 | 1820.5966 | 1194.6692 | 3742.9158 | 0 | 10.1852 | 299.4447 | 10.1852 | 0 | 299.4447 | 0 | 299.4447 | 299.4447 | 4072.305 | 0.16448 | 3.4087
|  |  |  | 10568-1 | LIW: Repair - Water Heater - SF - SH | 0 | 0 |  | 1 | 0 |  | 0 | 256.24 | 0 | 0 | 256.24 | 0 | 0 | 0 | 0 | 256.24 | 0% | 0 | 256.24 | 0 | 256.24 | 0 | 239.9251 | 0 | 0 | #N/A | #N/A | #N/A | #N/A | #N/A | #N/A | #N/A | 0 | 0 | 0 | 0
|  |  |  | 10569-1 | LIW: Repair - Water Heater - SF - TE | 0 | 0 |  | 1 | 0 |  | 0 | 0 | 0 | 0 | 0 |  |  | 0 | 0 | 0 | 0% | 0 | 0 | 0 | 0 | 0 | 0 | 0 | 0 | #N/A | #N/A | #N/A | #N/A | #N/A | #N/A | #N/A | 0 | 0 | 0 | #DIV/0!
|  |  |  | 10572-1 | LIW: Water Heater - Replacement - MH - SH | 0 | 0 |  | 3 | 0 |  | 0 | 0 | 0 | 0 | 0 | 0 | 0 | 0 | 0 | 0 | 0% | 0 | 0 | 0 | 0 | 0 | 0 | 0 | 0 | #N/A | #N/A | #N/A | #N/A | #N/A | #N/A | #N/A | 0 | 0 | 0 | #DIV/0!
|  |  |  | 10574-1 | LIW: Water Heater - Replacement - SF - SH | 0 | 0 |  | 3 | 0 |  | 0 | 0 | 0 | 0 | 0 | 0 | 0 | 0 | 0 | 0 | 0% | 0 | 0 | 0 | 0 | 0 | 0 | 0 | 0 | #N/A | #N/A | #N/A | #N/A | #N/A | #N/A | #N/A | 0 | 0 | 0 | #DIV/0!
|  |  |  | 10579-1 | LIW: Water Heater - Wrap - MH - TE | 0 | 0 |  | 3 | 0 |  | 0 | 0 | 0 | 0 | 0 |  |  | 0 | 0 | 0 | 0% | 0 | 0 | 0 | 0 | 0 | 0 | 0 | 0 | #N/A | #N/A | #N/A | #N/A | #N/A | #N/A | #N/A | 0 | 0 | 0 | #DIV/0!
|  |  |  | 10580-1 | LIW: Water Heater - Wrap - SF - SH | 0 | 0 |  | 2 | 0 |  | 0 | 147.055 | 0 | 0 | 294.11 | 0 | 0 | 0 | 0 | 147.055 | 0% | 0 | 294.11 | 0 | 294.11 | 0 | 275.3839 | 0 | 0 | #N/A | #N/A | #N/A | #N/A | #N/A | #N/A | #N/A | 0 | 0 | 0 | 0
|  |  |  | 10581-1 | LIW: Water Heater - Wrap - SF - TE | 0 | 0 |  | 2 | 0 |  | 0 | 0 | 0 | 0 | 0 |  |  | 0 | 0 | 0 | 0% | 0 | 0 | 0 | 0 | 0 | 0 | 0 | 0 | #N/A | #N/A | #N/A | #N/A | #N/A | #N/A | #N/A | 0 | 0 | 0 | #DIV/0!
|  |  |  | 10596-2 | LIW: Windows - SP to DP - SF - SH | 0 | 0 |  | 537 | 0 |  | 0 | 62.3307 | 0 | 0 | 33471.57 | 0 | 0 | 0 | 0 | 62.3307 | 0% | 0 | 33471.57 | 0 | 33471.57 | 0 | 31340.4213 | 0 | 0 | #N/A | #N/A | #N/A | #N/A | #N/A | #N/A | #N/A | 0 | 0 | 0 | 0
|  |  |  | 10633-1 | LIW: Insulation - Attic - R0 to R49 - SF - SH | 30 | 0 | SF Space Heat | 12592 | 0.0060038 |  | 0 | 2.0746 | 75.6 | 0 | 26123.08 | 0 | 0 | 30 | 0.074931 | 2.0746 | 0.2498% | 241.9115 | 26123.08 | 4999.8785 | 26364.9915 | 4681.5341 | 24686.3216 | 0 | 0 | 18.1465 | 1371.8764 | 18.1465 | 0 | 1371.8764 | 0 | 1371.8764 | 1371.8764 | 1509.064 | 0.29304 | 0.06113
|  |  |  | 10635-6 | LIW: Insulation - Attic - R0 to R49 - SF - TG | 45 | 0 | SF Space Heat | 31190 | 0.09 |  | 2.82 | 2.82 | 2807.1 | 112807.21 | 112807.21 | 0.09 | 0 | 45 | 4.1734 | 0 | 9.274% | 8982.4045 | 0 | 185650.2488 | 121789.6145 | 173829.821 | 114035.2196 | 39142.7105 | 0 | 26.2816 | 73774.9696 | 26.2816 | 0 | 73774.9696 | 0 | 73774.9696 | 73774.9696 | 120295.1771 | 0.42441 | 1.0549
|  |  |  | 10636-1 | LIW: Insulation - Attic - R11 to R49 - SF - SH | 30 | 0 | SF Space Heat | 5186 | 0.02167 |  | 0 | 2.6519 | 112.38 | 0 | 13752.72 | 0 | 0 | 30 | 0.11139 | 2.6519 | 0.3713% | 359.6034 | 13752.72 | 7432.359 | 14112.3234 | 6959.1376 | 13213.7859 | 0 | 0 | 18.1465 | 2039.3051 | 18.1465 | 0 | 2039.3051 | 0 | 2039.3051 | 2039.3051 | 2243.2356 | 0.29304 | 0.16976
|  |  |  | 10638-6 | LIW: Insulation - Attic - R11 to R49 - SF - TG | 45 | 0 | SF Space Heat | 37235 | 0.03 |  | 2.4 | 2.4 | 1117.05 | 114964.38 | 114964.38 | 0.12 | 0 | 45 | 1.6607 | 0 | 3.691% | 3574.4344 | 0 | 73877.1723 | 118538.8144 | 69173.3823 | 110991.3993 | 62305.3896 | 0 | 26.2816 | 29357.8176 | 26.2816 | 0 | 29357.8176 | 0 | 29357.8176 | 29357.8176 | 94598.989 | 0.42441 | 0.85231
|  |  |  | 10684-1 | LIW: Insulation - Slab On Grade - SIR - MF - SH | 0 | 0 |  | 1 | 0 |  | 0 | 0 | 0 | 0 | 0 | 0 | 0 | 0 | 0 | 0 | 0% | 0 | 0 | 0 | 0 | 0 | 0 | 0 | 0 | #N/A | #N/A | #N/A | #N/A | #N/A | #N/A | #N/A | 0 | 0 | 0 | #DIV/0!
|  |  |  | 10688-1 | LIW: Sealing - Air - Package - 20 plus - SIR - MF - SH | 0 | 0 |  | 1 | 0 |  | 0 | 0 | 0 | 0 | 0 | 0 | 0 | 0 | 0 | 0 | 0% | 0 | 0 | 0 | 0 | 0 | 0 | 0 | 0 | #N/A | #N/A | #N/A | #N/A | #N/A | #N/A | #N/A | 0 | 0 | 0 | #DIV/0!
|  |  |  | 12217-1 | LIW: Safety Test - Combustion - SF- TG | 0 | 0 |  | 12 | 0 |  | 393.9892 | 393.9892 | 0 | 4727.87 | 4727.87 |  |  | 0 | 0 | 0 | 0% | 0 | 0 | 0 | 4727.87 | 0 | 4426.8446 | 0 | 0 | #N/A | #N/A | #N/A | #N/A | #N/A | #N/A | #N/A | 0 | 0 | 0 | 0
|  |  |  | 12223-1 | LIW: Ventilation - Mechanical - SF - TG | 0 | 0 |  | 11 | 0 |  | 0 | 0 | 0 | 18571.78 | 18571.78 |  |  | 0 | 0 | 0 | 0% | 0 | 0 | 0 | 18571.78 | 0 | 17389.3071 | 0 | 0 | #N/A | #N/A | #N/A | #N/A | #N/A | #N/A | #N/A | 0 | 0 | 0 | 0
|  |  |  | 12224-1 | LIW: Smoke Detector - SF - TG | 0 | 0 |  | 21 | 0 |  | 0 | 0 | 0 | 3119.76 | 3119.76 |  |  | 0 | 0 | 0 | 0% | 0 | 0 | 0 | 3119.76 | 0 | 2921.1236 | 0 | 0 | #N/A | #N/A | #N/A | #N/A | #N/A | #N/A | #N/A | 0 | 0 | 0 | 0
|  |  |  | 12292-1 | LIW: Repair - Health - SF - TG | 0 | 0 |  | 1 | 0 |  | 0 | 0 | 0 | 1488.81 | 1488.81 |  |  | 0 | 0 | 0 | 0% | 0 | 0 | 0 | 1488.81 | 0 | 1394.0169 | 0 | 0 | #N/A | #N/A | #N/A | #N/A | #N/A | #N/A | #N/A | 0 | 0 | 0 | 0
|  |  |  | 12293-1 | LIW: Repair - Electrical - SF - TG | 0 | 0 |  | 4 | 0 |  | 0 | 0 | 0 | 3347.84 | 3347.84 | 0 | 0 | 0 | 0 | 0 | 0% | 0 | 0 | 0 | 3347.84 | 0 | 3134.6816 | 0 | 0 | #N/A | #N/A | #N/A | #N/A | #N/A | #N/A | #N/A | 0 | 0 | 0 | 0
|  |  |  | 12306-1 | LIW: Door - Weather Strip - SF - TG | 0 | 0 |  | 20 | 0 | 0 | 0 | 0 | 0 | 5005.32 | 5005.32 |  |  | 0 | 0 | 0 | 0% | 0 | 0 | 0 | 5005.32 | 0 | 4686.6292 | 0 | 0 | #N/A | #N/A | #N/A | #N/A | #N/A | #N/A | #N/A | 0 | 0 | 0 | 0
|  |  |  | 12311-1 | LIW: Ground Vapor Barrier - SF - TG | 0 | 0 |  | 7 | 0 |  | 0 | 0 | 0 | 3764.02 | 3764.02 |  |  | 0 | 0 | 0 | 0% | 0 | 0 | 0 | 3764.02 | 0 | 3524.3633 | 0 | 0 | #N/A | #N/A | #N/A | #N/A | #N/A | #N/A | #N/A | 0 | 0 | 0 | 0
|  |  |  | 12313-1 | LIW: Ventilation - Mechanical - MH - TG | 0 | 0 |  | 1 | 0 |  | 0 | 0 | 0 | 308 | 308 |  |  | 0 | 0 | 0 | 0% | 0 | 0 | 0 | 308 | 0 | 288.3895 | 0 | 0 | #N/A | #N/A | #N/A | #N/A | #N/A | #N/A | #N/A | 0 | 0 | 0 | 0
|  |  |  | 12314-1 | LIW: Furnace - Replacement - SF - TG | 0 | 0 | SF Space Heat | 1 | 0 |  | 0 | 0 | 0 | 3575 | 3575 | 0 | 0 | 0 | 0 | 0 | 0% | 0 | 0 | 0 | 3575 | 0 | 3347.3783 | 0 | 0 | SF Space Heat | #VALUE! | SF Space Heat | #VALUE! | #VALUE! | #VALUE! | #VALUE! | 0 | 0 | 0 | 0
|  |  |  | 12558-1 | LIW: Repair - Roof - SF - TG | 0 | 0 |  | 1 | 0 |  | 0 | 0 | 0 | 520 | 520 |  |  | 0 | 0 | 0 | 0% | 0 | 0 | 0 | 520 | 0 | 486.8914 | 0 | 0 | #N/A | #N/A | #N/A | #N/A | #N/A | #N/A | #N/A | 0 | 0 | 0 | 0
|  |  |  | 12606-1 | LIW: Carbon Monoxide Detector - SF - TG | 0 | 0 |  | 1 | 0 |  | 0 | 0 | 0 | 195 | 195 | 0 | 0 | 0 | 0 | 0 | 0% | 0 | 0 | 0 | 195 | 0 | 182.5843 | 0 | 0 | #N/A | #N/A | #N/A | #N/A | #N/A | #N/A | #N/A | 0 | 0 | 0 | 0
|  |  |  | 12608-1 | LIW: Repair - Plumbing - SF - TG | 0 | 0 |  | 1 | 0 |  | 0 | 0 | 0 | 811.34 | 811.34 | 0 | 0 | 0 | 0 | 0 | 0% | 0 | 0 | 0 | 811.34 | 0 | 759.6816 | 0 | 0 | #N/A | #N/A | #N/A | #N/A | #N/A | #N/A | #N/A | 0 | 0 | 0 | 0
|  |  |  | 12609-1 | LIW: Repair - Structural - SF - TG | 0 | 0 |  | 1 | 0 |  | 0 | 0 | 0 | 302.78 | 302.78 | 0 | 0 | 0 | 0 | 0 | 0% | 0 | 0 | 0 | 302.78 | 0 | 283.5019 | 0 | 0 | #N/A | #N/A | #N/A | #N/A | #N/A | #N/A | #N/A | 0 | 0 | 0 | 0
|  |  |  | 12648-4 | LIW: Windows - SP to DP - SF - TG | 45 | 0 | SF Space Heat | 879 | 0.38 |  | 30.86 | 30.86 | 334.02 | 35263.74 | 35263.74 | 1.28 | 0 | 45 | 0.4966 | 0 | 1.104% | 1068.8265 | 0 | 22090.7328 | 36332.5665 | 20684.2068 | 34019.257 | 15688.8769 | 0 | 26.2816 | 8778.567 | 26.2816 | 0 | 8778.567 | 0 | 8778.567 | 8778.567 | 25345.3006 | 0.42441 | 0.74503
|  |  |  | 12722-4 | LIW: Water Heater - Storage - Energy Star - SF - TG | 13 | 0 | Res Water Heat | 3 | 15.1 |  | 1450 | 1450 | 45.3 | 5655 | 5655 | 1.615 | 0 | 13 | 0.019456 | 0 | 0.1497% | 144.9549 | 0 | 2995.9589 | 5799.9549 | 2805.205 | 5430.6694 | 40.9559 | 0 | 9.0091 | 408.1106 | 9.0091 | 0 | 408.1106 | 0 | 408.1106 | 408.1106 | 489.8776 | 0.14548 | 0.090206
|  |  |  | 12723-1 | LIW: Water Heater - Storage - Energy Star - SF - SH | 30 | 0 | Res Water Heat | 1 | 15 |  | 0 | 3976.02 | 15 | 0 | 3976.02 | 0 | 0 | 30 | 0.014867 | 3976.02 | 0.04956% | 47.9983 | 3976.02 | 992.0394 | 4024.0183 | 928.8758 | 3767.8074 | 0 | 0 | 17.0923 | 256.385 | 17.0923 | 0 | 256.385 | 0 | 256.385 | 256.385 | 282.0235 | 0.27602 | 0.074851
|  |  |  | 12728-4 | LIW: Water Heater - Tankless - Energy Star - SF - TG | 20 | 0 | Res Water Heat | 9 | 60.7 |  | 2564 | 2564 | 546.3 | 29998.8 | 29998.8 | 20.986 | 0 | 20 | 0.36098 | 0 | 1.805% | 1748.0986 | 0 | 36130.0741 | 31746.8986 | 33829.6574 | 29725.5605 | 2032.4183 | 0 | 12.8542 | 7022.2491 | 12.8542 | 0 | 7022.2491 | 0 | 7022.2491 | 7022.2491 | 9756.8923 | 0.20758 | 0.32823
|  |  |  | 12819-1 | LIW: Heat Pump - MH - SH | 0 | 0 |  | 1 | 0 |  | 0 | 0 | 0 | 0 | 0 | 0 | 0 | 0 | 0 | 0 | 0% | 0 | 0 | 0 | 0 | 0 | 0 | 0 | 0 | #N/A | #N/A | #N/A | #N/A | #N/A | #N/A | #N/A | 0 | 0 | 0 | #DIV/0!
|  |  |  | 12821-1 | LIW: Heat Pump - SF - SH | 0 | 0 |  | 4 | 0 |  | 0 | 0 | 0 | 0 | 0 | 0 | 0 | 0 | 0 | 0 | 0% | 0 | 0 | 0 | 0 | 0 | 0 | 0 | 0 | #N/A | #N/A | #N/A | #N/A | #N/A | #N/A | #N/A | 0 | 0 | 0 | #DIV/0!
|  |  |  | 12897-1 | LIW: Personal Protective Equipment - SF - TE | 0 | 0 |  | 17 | 0 |  | 0 | 0 | 0 | 0 | 0 | 0 | 0 | 0 | 0 | 0 | 0% | 0 | 0 | 0 | 0 | 0 | 0 | 0 | 0 | #N/A | #N/A | #N/A | #N/A | #N/A | #N/A | #N/A | 0 | 0 | 0 | #DIV/0!
|  |  |  | 12899-1 | LIW: Personal Protective Equipment - MH - TE | 0 | 0 |  | 22 | 0 |  | 0 | 0 | 0 | 0 | 0 | 0 | 0 | 0 | 0 | 0 | 0% | 0 | 0 | 0 | 0 | 0 | 0 | 0 | 0 | #N/A | #N/A | #N/A | #N/A | #N/A | #N/A | #N/A | 0 | 0 | 0 | #DIV/0!
|  |  |  | 12958-1 | LIW: Program Support - SF- SH | 0 | 0 |  | 0 | #DIV/0! |  | #DIV/0! | #DIV/0! | 0 | 0 | 0 | 0 | 0 | 0 | 0 | #DIV/0! | 0% | 0 | 0 | 0 | 0 | 0 | 0 | 0 | 0 | #N/A | #N/A | #N/A | #N/A | #N/A | #N/A | #N/A | 0 | 0 | 0 | #DIV/0!
|  |  |  | 13179-1 | LIW: Door - Sweep - SF - TG | 0 | 0 |  | 11 | 0 |  | 0 | 0 | 0 | 1784.48 | 1784.48 | 0 | 0 | 0 | 0 | 0 | 0% | 0 | 0 | 0 | 1784.48 | 0 | 1670.8614 | 0 | 0 | #N/A | #N/A | #N/A | #N/A | #N/A | #N/A | #N/A | 0 | 0 | 0 | 0
|  |  |  | 13297-1 | LIW: Repair and Maintenance - HVAC - MH - TE | 0 | 0 |  | 4 | 0 |  | 0 | 0 | 0 | 0 | 0 | 0 | 0 | 0 | 0 | 0 | 0% | 0 | 0 | 0 | 0 | 0 | 0 | 0 | 0 | #N/A | #N/A | #N/A | #N/A | #N/A | #N/A | #N/A | 0 | 0 | 0 | #DIV/0!
|  |  |  | 13298-1 | LIW: Repair and Maintenance - HVAC - SF - SH | 0 | 0 |  | 3 | 0 |  | 0 | 564.2867 | 0 | 0 | 1692.86 | 0 | 0 | 0 | 0 | 564.2867 | 0% | 0 | 1692.86 | 0 | 1692.86 | 0 | 1585.0749 | 0 | 0 | #N/A | #N/A | #N/A | #N/A | #N/A | #N/A | #N/A | 0 | 0 | 0 | 0
|  |  |  | 13299-1 | LIW: Repair and Maintenance - HVAC - SF - TE | 0 | 0 |  | 4 | 0 |  | 0 | 0 | 0 | 0 | 0 | 0 | 0 | 0 | 0 | 0 | 0% | 0 | 0 | 0 | 0 | 0 | 0 | 0 | 0 | #N/A | #N/A | #N/A | #N/A | #N/A | #N/A | #N/A | 0 | 0 | 0 | #DIV/0!
|  |  |  | 13300-1 | LIW: Repair and Maintenance - HVAC - MH - SH | 0 | 0 |  | 3 | 0 |  | 0 | 239.04 | 0 | 0 | 717.12 | 0 | 0 | 0 | 0 | 239.04 | 0% | 0 | 717.12 | 0 | 717.12 | 0 | 671.4607 | 0 | 0 | #N/A | #N/A | #N/A | #N/A | #N/A | #N/A | #N/A | 0 | 0 | 0 | 0
|  |  |  | 13334-1 | LIW: Insulation - SIR - MF - SH | 0 | 0 |  | 1 | 0 |  | 0 | 0 | 0 | 0 | 0 | 0 | 0 | 0 | 0 | 0 | 0% | 0 | 0 | 0 | 0 | 0 | 0 | 0 | 0 | #N/A | #N/A | #N/A | #N/A | #N/A | #N/A | #N/A | 0 | 0 | 0 | #DIV/0!
|  |  |  | 13967-1 | Program Support - Res - LI | 0 | 0 |  | -1 | 0 |  | 0 | 0 | 0 | 0 | 0 | 0 | 0 | 0 | 0 | 0 | 0% | 0 | 0 | 0 | 0 | 0 | 0 | 0 | 0 | #N/A | #N/A | #N/A | #N/A | #N/A | #N/A | #N/A | 0 | 0 | 0 | #DIV/0!
[19 empty] | 0 | 0 | 0 | 0% | 0 | 0 | 0 | 0 | 0 | 0 | 0 | 0 | #N/A | #N/A | #N/A | #N/A | #N/A | #N/A | #N/A | 0 | 0 | 0 | #DIV/0!
[19 empty] | 0 | 0 | 0 | 0% | 0 | 0 | 0 | 0 | 0 | 0 | 0 | 0 | #N/A | #N/A | #N/A | #N/A | #N/A | #N/A | #N/A | 0 | 0 | 0 | #DIV/0!
[19 empty] | 0 | 0 | 0 | 0% | 0 | 0 | 0 | 0 | 0 | 0 | 0 | 0 | #N/A | #N/A | #N/A | #N/A | #N/A | #N/A | #N/A | 0 | 0 | 0 | #DIV/0!
[19 empty] | 0 | 0 | 0 | 0% | 0 | 0 | 0 | 0 | 0 | 0 | 0 | 0 | #N/A | #N/A | #N/A | #N/A | #N/A | #N/A | #N/A | 0 | 0 | 0 | #DIV/0!
[19 empty] | 0 | 0 | 0 | 0% | 0 | 0 | 0 | 0 | 0 | 0 | 0 | 0 | #N/A | #N/A | #N/A | #N/A | #N/A | #N/A | #N/A | 0 | 0 | 0 | #DIV/0!
[19 empty] | 0 | 0 | 0 | 0% | 0 | 0 | 0 | 0 | 0 | 0 | 0 | 0 | #N/A | #N/A | #N/A | #N/A | #N/A | #N/A | #N/A | 0 | 0 | 0 | #DIV/0!
[19 empty] | 0 | 0 | 0 | 0% | 0 | 0 | 0 | 0 | 0 | 0 | 0 | 0 | #N/A | #N/A | #N/A | #N/A | #N/A | #N/A | #N/A | 0 | 0 | 0 | #DIV/0!
[19 empty] | 0 | 0 | 0 | 0% | 0 | 0 | 0 | 0 | 0 | 0 | 0 | 0 | #N/A | #N/A | #N/A | #N/A | #N/A | #N/A | #N/A | 0 | 0 | 0 | #DIV/0!
[19 empty] | 0 | 0 | 0 | 0% | 0 | 0 | 0 | 0 | 0 | 0 | 0 | 0 | #N/A | #N/A | #N/A | #N/A | #N/A | #N/A | #N/A | 0 | 0 | 0 | #DIV/0!
[19 empty] | 0 | 0 | 0 | 0% | 0 | 0 | 0 | 0 | 0 | 0 | 0 | 0 | #N/A | #N/A | #N/A | #N/A | #N/A | #N/A | #N/A | 0 | 0 | 0 | #DIV/0!
[19 empty] | 0 | 0 | 0 | 0% | 0 | 0 | 0 | 0 | 0 | 0 | 0 | 0 | #N/A | #N/A | #N/A | #N/A | #N/A | #N/A | #N/A | 0 | 0 | 0 | #DIV/0!
[19 empty] | 0 | 0 | 0 | 0% | 0 | 0 | 0 | 0 | 0 | 0 | 0 | 0 | #N/A | #N/A | #N/A | #N/A | #N/A | #N/A | #N/A | 0 | 0 | 0 | #DIV/0!
[19 empty] | 0 | 0 | 0 | 0% | 0 | 0 | 0 | 0 | 0 | 0 | 0 | 0 | #N/A | #N/A | #N/A | #N/A | #N/A | #N/A | #N/A | 0 | 0 | 0 | #DIV/0!
[19 empty] | 0 | 0 | 0 | 0% | 0 | 0 | 0 | 0 | 0 | 0 | 0 | 0 | #N/A | #N/A | #N/A | #N/A | #N/A | #N/A | #N/A | 0 | 0 | 0 | #DIV/0!
[19 empty] | 0 | 0 | 0 | 0% | 0 | 0 | 0 | 0 | 0 | 0 | 0 | 0 | #N/A | #N/A | #N/A | #N/A | #N/A | #N/A | #N/A | 0 | 0 | 0 | #DIV/0!
[19 empty] | 0 | 0 | 0 | 0% | 0 | 0 | 0 | 0 | 0 | 0 | 0 | 0 | #N/A | #N/A | #N/A | #N/A | #N/A | #N/A | #N/A | 0 | 0 | 0 | #DIV/0!
[19 empty] | 0 | 0 | 0 | 0% | 0 | 0 | 0 | 0 | 0 | 0 | 0 | 0 | #N/A | #N/A | #N/A | #N/A | #N/A | #N/A | #N/A | 0 | 0 | 0 | #DIV/0!
[19 empty] | 0 | 0 | 0 | 0% | 0 | 0 | 0 | 0 | 0 | 0 | 0 | 0 | #N/A | #N/A | #N/A | #N/A | #N/A | #N/A | #N/A | 0 | 0 | 0 | #DIV/0!
[19 empty] | 0 | 0 | 0 | 0% | 0 | 0 | 0 | 0 | 0 | 0 | 0 | 0 | #N/A | #N/A | #N/A | #N/A | #N/A | #N/A | #N/A | 0 | 0 | 0 | #DIV/0!
Note on W3: Curtis, Kasey Calculates measure savings as a % of total program savings.
Note on X3: Curtis, Kasey: Uses % of measure savings as a proxy for % of program spending.

## SF Existing Space Heat {G}
Rtn to Summary |  | Order Number | Program Name | Discount Rate: | 6.8% | [9 empty] | Paste in incentives but use DBtC for Total
| Program: | 18230638 | SF Existing Space Heat {G}
| paste |  |  | paste | paste | paste | paste | paste | paste | paste | paste | paste | paste | Paste | paste | paste | paste | paste | Formula: G + H | Formula: (O/A10)*T | Formula: N - M | Formula: O/A10 | Formula: W*A8 | Formula: Q - P | Formula: X + DBtC | Formula: Q + X | Formula: Z/(1+GasDiscountRate)^1 | Formula: AA/(1+GasDiscountRate)^1 | Formula: -PV(ElecDiscount Rate,T,R)*J | Formula: -PV(ElecDiscount Rate, T, S)*J |  | AF*J*K |  | AH*J*L | AG + AI |  | AG +AI -AK | formula: Logic to lookup from AC tables and adjust by savings and quantity | Formula: Utility Savings (AM)*1.1+AD+AE | formula: AM/AB | formula: AN/AC
| Sch. No. | Order Number | Program Name | Measure Version | Measure Name | First Period Measure Life | Second period Measure Life | Gas End-Use Type | Number of units offered | Savings per Unit Period 1 | Savngs per Unit Period 2 | Incentives Per Unit | Incremental Measure Cost per Unit | Total First Year Savings | Total Incentive | Total Incremental Measure Cost | Unit First Year Non-Energy Benefits | Unit Annual Net Equipment O&M | Total Measure Life | Weighted Life | Agency or Customer Cost per Unit | Percent Unit overhead | Program Overhead Cost | Total Customer Cost | Total Utility Program Costs | Total Resource Cost | PV Total Utility Program Costs | PV Total Resource Costs | PV Total Non-Energy Benefits | PV Total Net Equipment O&M | Unit PV First period Savings for 1 therm | Total First Period Savings | Unit PV Savings for Second Period for 1 therm | Total Second period Savings | Unadjusted Total | Decrement | Final UC Total Savings | PV Total Savings UC | PV Total Savings TRC | UC B/C Ratio | TRC B/C Ratio
DBTC: | G214 | 18230638 | SF Existing Space Heat {G} | 12660-3 | Integrated Heating System - Space and Water - GH - Res | 20 | 0 | SF Space Heat | 13 | 104 |  | 800 | 1502 | 1352 | 10400 | 19526 | 7.7064 | 0 | 20 | 0.043054 | 702 | 0.2153% | 747.3754 | 9126 | 9724.1782 | 20273.3754 | 9105.0358 | 18982.5613 | 1078.0423 | 0 | 13.7138 | 18541.0027 | 13.7138 | 0 | 18541.0027 | 0 | 18541.0027 | 18541.0027 | 21473.1453 | 2.0363 | 1.1312
4170045.2 | G214 | 18230638 | SF Existing Space Heat {G} | 12660-4 | Integrated Heating System - Space and Water - GH - Res | 20 | 0 | SF Space Heat | 70 | 104 |  | 800 | 1502 | 7280 | 56000 | 105140 | 7.7015 | 0 | 20 | 0.23183 | 702 | 1.159% | 4024.3292 | 49140 | 52360.9597 | 109164.3292 | 49027.1158 | 102213.7914 | 5801.1523 | 0 | 13.7138 | 99836.1686 | 13.7138 | 0 | 99836.1686 | 0 | 99836.1686 | 99836.1686 | 115620.9378 | 2.0363 | 1.1312
Program Costs: | G214 | 18230638 | SF Existing Space Heat {G} | 12669-2 | Furnace - 95pc - GH - Res | 20 | 0 | SF Space Heat | 1069 | 105.31 |  | 700 | 1438 | 112576.39 | 747950 | 1537222 | 30.04 | 0 | 20 | 3.5849 | 738 | 17.92% | 62231.3809 | 789272 | 809698.8762 | 1599453.3809 | 758145.0151 | 1497615.5252 | 345556.0824 | 0 | 13.7138 | 1543845.5299 | 13.7138 | 0 | 1543845.5299 | 0 | 1543845.5299 | 1543845.5299 | 2043786.1652 | 2.0363 | 1.3647
347182.55 | G214 | 18230638 | SF Existing Space Heat {G} | 12669-3 | Furnace - 95pc - GH - Res | 22 | 0 | SF Space Heat | 4157 | 113.24 |  | 700 | 1438 | 470738.68 | 2909900 | 5977766 | 33.929 | 0 | 22 | 16.4895 | 738 | 74.95% | 260220.7984 | 3067866 | 3385759.4844 | 6237986.7984 | 3170186.7832 | 5840811.609 | 1586322.7422 | 0 | 14.7308 | 6934347.5352 | 14.7308 | 0 | 6934347.5352 | 0 | 6934347.5352 | 6934347.5352 | 9214105.0309 | 2.1874 | 1.5775
Total Savings (therm): | G214 | 18230638 | SF Existing Space Heat {G} | 12670-2 | Furnace - 95pc - GH - Res - MI | 20 | 0 | SF Space Heat | 17 | 105.31 |  | 1000 | 1438 | 1790.27 | 17000 | 24446 | 30.07 | 0 | 20 | 0.05701 | 438 | 0.2851% | 989.6478 | 7446 | 12876.4087 | 25435.6478 | 12056.5624 | 23816.1496 | 5500.7671 | 0 | 13.7138 | 24551.3321 | 13.7138 | 0 | 24551.3321 | 0 | 24551.3321 | 24551.3321 | 32507.2324 | 2.0363 | 1.3649
628052.24 | G214 | 18230638 | SF Existing Space Heat {G} | 12670-3 | Furnace - 95pc - GH - Res - MI | 22 | 0 | SF Space Heat | 136 | 113.24 |  | 1400 | 1438 | 15400.64 | 189795.2 | 195568 | 33.9489 | 0 | 22 | 0.53947 | 38 | 2.452% | 8513.3578 | 5772.8 | 110768.1717 | 204081.3578 | 103715.5166 | 191087.4137 | 51928.4168 | 0 | 14.7308 | 226863.4267 | 14.7308 | 0 | 226863.4267 | 0 | 226863.4267 | 226863.4267 | 301478.1861 | 2.1874 | 1.5777
Total Incentives: | G214 | 18230638 | SF Existing Space Heat {G} | 12680-2 | Boiler - Energy Star - 95pc AFUE - GH - Res | 20 | 0 | SF Space Heat | 65 | 98 |  | 700 | 1118 | 6370 | 45500 | 72670 | 28.5768 | 0 | 20 | 0.20285 | 418 | 1.014% | 3521.288 | 27170 | 45815.8397 | 76191.288 | 42898.7263 | 71340.1573 | 19987.9319 | 0 | 13.7138 | 87356.6476 | 13.7138 | 0 | 87356.6476 | 0 | 87356.6476 | 87356.6476 | 116080.2442 | 2.0363 | 1.6271
4169145.2 | G214 | 18230638 | SF Existing Space Heat {G} | 12681-2 | Boiler - Energy Star - 95pc AFUE - GH - Res - MI | 20 | 0 | SF Space Heat | 4 | 98 |  | 1000 | 1118 | 392 | 4000 | 4472 | 28.5768 | 0 | 20 | 0.012483 | 118 | 0.06242% | 216.6946 | 472 | 2819.4363 | 4688.6946 | 2639.9216 | 4390.1635 | 1230.0266 | 0 | 13.7138 | 5375.7937 | 13.7138 | 0 | 5375.7937 | 0 | 5375.7937 | 5375.7937 | 7143.3996 | 2.0363 | 1.6271
Total Customer Costs: | G214 | 18230638 | SF Existing Space Heat {G} | 13223-1 | Furnace - 95pc - GH - MH | 20 | 0 | SF Space Heat | 1 | 66 |  | 1000 | 1438 | 66 | 1000 | 1438 | 18.8364 | 0 | 20 | 0.0021017 | 438 | 0.01051% | 36.4843 | 438 | 474.701 | 1474.4843 | 444.4766 | 1380.6033 | 202.693 | 0 | 13.7138 | 905.1081 | 13.7138 | 0 | 905.1081 | 0 | 905.1081 | 905.1081 | 1198.312 | 2.0363 | 0.86796
4115118.8 | G214 | 18230638 | SF Existing Space Heat {G} | 13223-2 | Furnace - 95pc - GH - MH | 22 | 0 | SF Space Heat | 14 | 76 |  | 1400 | 1438 | 1064 | 19600 | 20132 | 0 | 0 | 22 | 0.037271 | 38 | 0.1694% | 588.1712 | 532 | 7652.7556 | 20720.1712 | 7165.5015 | 19400.9094 | 0 | 0 | 14.7308 | 15673.549 | 14.7308 | 0 | 15673.549 | 0 | 15673.549 | 15673.549 | 17240.9039 | 2.1874 | 0.88866
Weighted Avg Life | G214 | 18230638 | SF Existing Space Heat {G} | 13655-2 | Furnace - 95pc - GH - Res - TDSM - Duvall | 22 | 0 | SF Space Heat | 5 | 113.24 |  | 1780 | 1438 | 566.2 | 8900 | 7190 | 33.929 | 0 | 22 | 0.019833 | -342 | 0.09015% | 312.9911 | -1710 | 4072.3593 | 7502.9911 | 3813.0705 | 7025.2726 | 1908.0139 | 0 | 14.7308 | 8340.5672 | 14.7308 | 0 | 8340.5672 | 0 | 8340.5672 | 8340.5672 | 11082.6378 | 2.1874 | 1.5775
21.5556 |  |  |  | 13880-1 | Sealing - Duct - Advanced - GH - SF or DX | 20 | 0 | SF Space Heat | 120 | 81 |  | 1250 | 2500 | 9720 | 150000 | 300000 | 14.8749 | 0 | 20 | 0.30953 | 1250 | 1.548% | 5373.1428 | 150000 | 69910.5121 | 305373.1428 | 65459.281 | 285929.909 | 19207.7374 | 0 | 13.7138 | 133297.7417 | 13.7138 | 0 | 133297.7417 | 0 | 133297.7417 | 133297.7417 | 165835.2532 | 2.0363 | 0.57999
Total Utility Cost |  |  |  | 13921-1 | Furnace - Hybrid System - GH - SF or DX | 22 | 0 | SF Space Heat | 13 | 56.62 |  | 700 | 1438 | 736.06 | 9100 | 18694 | 16.9645 | 0 | 22 | 0.025783 | 738 | 0.1172% | 406.8884 | 9594 | 5294.067 | 19100.8884 | 4956.9916 | 17884.727 | 2480.418 | 0 | 14.7308 | 10842.7373 | 14.7308 | 0 | 10842.7373 | 0 | 10842.7373 | 10842.7373 | 14407.4291 | 2.1874 | 0.80557
4517227.75 | [18 empty] | 0 | 0 | 0 | 0% | 0 | 0 | 0 | 0 | 0 | 0 | 0 | 0 | #N/A | #N/A | #N/A | #N/A | #N/A | #N/A | #N/A | 0 | 0 | 0 | #DIV/0!
Total Resource Cost | [18 empty] | 0 | 0 | 0 | 0% | 0 | 0 | 0 | 0 | 0 | 0 | 0 | 0 | #N/A | #N/A | #N/A | #N/A | #N/A | #N/A | #N/A | 0 | 0 | 0 | #DIV/0!
8631446.55 | [18 empty] | 0 | 0 | 0 | 0% | 0 | 0 | 0 | 0 | 0 | 0 | 0 | 0 | #N/A | #N/A | #N/A | #N/A | #N/A | #N/A | #N/A | 0 | 0 | 0 | #DIV/0!
UC B/C Ratio | [18 empty] | 0 | 0 | 0 | 0% | 0 | 0 | 0 | 0 | 0 | 0 | 0 | 0 | #N/A | #N/A | #N/A | #N/A | #N/A | #N/A | #N/A | 0 | 0 | 0 | #DIV/0!
2.1538 | [18 empty] | 0 | 0 | 0 | 0% | 0 | 0 | 0 | 0 | 0 | 0 | 0 | 0 | #N/A | #N/A | #N/A | #N/A | #N/A | #N/A | #N/A | 0 | 0 | 0 | #DIV/0!
TRC B/C Ratio | [18 empty] | 0 | 0 | 0 | 0% | 0 | 0 | 0 | 0 | 0 | 0 | 0 | 0 | #N/A | #N/A | #N/A | #N/A | #N/A | #N/A | #N/A | 0 | 0 | 0 | #DIV/0!
1.4925 | [18 empty] | 0 | 0 | 0 | 0% | 0 | 0 | 0 | 0 | 0 | 0 | 0 | 0 | #N/A | #N/A | #N/A | #N/A | #N/A | #N/A | #N/A | 0 | 0 | 0 | #DIV/0!
[19 empty] | 0 | 0 | 0 | 0% | 0 | 0 | 0 | 0 | 0 | 0 | 0 | 0 | #N/A | #N/A | #N/A | #N/A | #N/A | #N/A | #N/A | 0 | 0 | 0 | #DIV/0!
[19 empty] | 0 | 0 | 0 | 0% | 0 | 0 | 0 | 0 | 0 | 0 | 0 | 0 | #N/A | #N/A | #N/A | #N/A | #N/A | #N/A | #N/A | 0 | 0 | 0 | #DIV/0!
[19 empty] | 0 | 0 | 0 | 0% | 0 | 0 | 0 | 0 | 0 | 0 | 0 | 0 | #N/A | #N/A | #N/A | #N/A | #N/A | #N/A | #N/A | 0 | 0 | 0 | #DIV/0!
[19 empty] | 0 | 0 | 0 | 0% | 0 | 0 | 0 | 0 | 0 | 0 | 0 | 0 | #N/A | #N/A | #N/A | #N/A | #N/A | #N/A | #N/A | 0 | 0 | 0 | #DIV/0!
[19 empty] | 0 | 0 | 0 | 0% | 0 | 0 | 0 | 0 | 0 | 0 | 0 | 0 | #N/A | #N/A | #N/A | #N/A | #N/A | #N/A | #N/A | 0 | 0 | 0 | #DIV/0!
[19 empty] | 0 | 0 | 0 | 0% | 0 | 0 | 0 | 0 | 0 | 0 | 0 | 0 | #N/A | #N/A | #N/A | #N/A | #N/A | #N/A | #N/A | 0 | 0 | 0 | #DIV/0!
[19 empty] | 0 | 0 | 0 | 0% | 0 | 0 | 0 | 0 | 0 | 0 | 0 | 0 | #N/A | #N/A | #N/A | #N/A | #N/A | #N/A | #N/A | 0 | 0 | 0 | #DIV/0!
[19 empty] | 0 | 0 | 0 | 0% | 0 | 0 | 0 | 0 | 0 | 0 | 0 | 0 | #N/A | #N/A | #N/A | #N/A | #N/A | #N/A | #N/A | 0 | 0 | 0 | #DIV/0!
[19 empty] | 0 | 0 | 0 | 0% | 0 | 0 | 0 | 0 | 0 | 0 | 0 | 0 | #N/A | #N/A | #N/A | #N/A | #N/A | #N/A | #N/A | 0 | 0 | 0 | #DIV/0!
[19 empty] | 0 | 0 | 0 | 0% | 0 | 0 | 0 | 0 | 0 | 0 | 0 | 0 | #N/A | #N/A | #N/A | #N/A | #N/A | #N/A | #N/A | 0 | 0 | 0 | #DIV/0!
[19 empty] | 0 | 0 | 0 | 0% | 0 | 0 | 0 | 0 | 0 | 0 | 0 | 0 | #N/A | #N/A | #N/A | #N/A | #N/A | #N/A | #N/A | 0 | 0 | 0 | #DIV/0!
[19 empty] | 0 | 0 | 0 | 0% | 0 | 0 | 0 | 0 | 0 | 0 | 0 | 0 | #N/A | #N/A | #N/A | #N/A | #N/A | #N/A | #N/A | 0 | 0 | 0 | #DIV/0!
[19 empty] | 0 | 0 | 0 | 0% | 0 | 0 | 0 | 0 | 0 | 0 | 0 | 0 | #N/A | #N/A | #N/A | #N/A | #N/A | #N/A | #N/A | 0 | 0 | 0 | #DIV/0!
[19 empty] | 0 | 0 | 0 | 0% | 0 | 0 | 0 | 0 | 0 | 0 | 0 | 0 | #N/A | #N/A | #N/A | #N/A | #N/A | #N/A | #N/A | 0 | 0 | 0 | #DIV/0!
[19 empty] | 0 | 0 | 0 | 0% | 0 | 0 | 0 | 0 | 0 | 0 | 0 | 0 | #N/A | #N/A | #N/A | #N/A | #N/A | #N/A | #N/A | 0 | 0 | 0 | #DIV/0!
[19 empty] | 0 | 0 | 0 | 0% | 0 | 0 | 0 | 0 | 0 | 0 | 0 | 0 | #N/A | #N/A | #N/A | #N/A | #N/A | #N/A | #N/A | 0 | 0 | 0 | #DIV/0!
[19 empty] | 0 | 0 | 0 | 0% | 0 | 0 | 0 | 0 | 0 | 0 | 0 | 0 | #N/A | #N/A | #N/A | #N/A | #N/A | #N/A | #N/A | 0 | 0 | 0 | #DIV/0!
[19 empty] | 0 | 0 | 0 | 0% | 0 | 0 | 0 | 0 | 0 | 0 | 0 | 0 | #N/A | #N/A | #N/A | #N/A | #N/A | #N/A | #N/A | 0 | 0 | 0 | #DIV/0!
[19 empty] | 0 | 0 | 0 | 0% | 0 | 0 | 0 | 0 | 0 | 0 | 0 | 0 | #N/A | #N/A | #N/A | #N/A | #N/A | #N/A | #N/A | 0 | 0 | 0 | #DIV/0!
[19 empty] | 0 | 0 | 0 | 0% | 0 | 0 | 0 | 0 | 0 | 0 | 0 | 0 | #N/A | #N/A | #N/A | #N/A | #N/A | #N/A | #N/A | 0 | 0 | 0 | #DIV/0!
[19 empty] | 0 | 0 | 0 | 0% | 0 | 0 | 0 | 0 | 0 | 0 | 0 | 0 | #N/A | #N/A | #N/A | #N/A | #N/A | #N/A | #N/A | 0 | 0 | 0 | #DIV/0!
[19 empty] | 0 | 0 | 0 | 0% | 0 | 0 | 0 | 0 | 0 | 0 | 0 | 0 | #N/A | #N/A | #N/A | #N/A | #N/A | #N/A | #N/A | 0 | 0 | 0 | #DIV/0!
[19 empty] | 0 | 0 | 0 | 0% | 0 | 0 | 0 | 0 | 0 | 0 | 0 | 0 | #N/A | #N/A | #N/A | #N/A | #N/A | #N/A | #N/A | 0 | 0 | 0 | #DIV/0!
[19 empty] | 0 | 0 | 0 | 0% | 0 | 0 | 0 | 0 | 0 | 0 | 0 | 0 | #N/A | #N/A | #N/A | #N/A | #N/A | #N/A | #N/A | 0 | 0 | 0 | #DIV/0!
[19 empty] | 0 | 0 | 0 | 0% | 0 | 0 | 0 | 0 | 0 | 0 | 0 | 0 | #N/A | #N/A | #N/A | #N/A | #N/A | #N/A | #N/A | 0 | 0 | 0 | #DIV/0!
[19 empty] | 0 | 0 | 0 | 0% | 0 | 0 | 0 | 0 | 0 | 0 | 0 | 0 | #N/A | #N/A | #N/A | #N/A | #N/A | #N/A | #N/A | 0 | 0 | 0 | #DIV/0!
Note on W3: Curtis, Kasey Calculates measure savings as a % of total program savings.
Note on X3: Curtis, Kasey: Uses % of measure savings as a proxy for % of program spending.

## SF Existing Water Heat {G}
Rtn to Summary |  | Order Number | Program Name | Discount Rate: | 6.8% | [9 empty] | Paste in incentives but use DBtC for Total
| Program: | 18230249 | SF Existing Water Heat {G}
| paste |  |  | paste | paste | paste | paste | paste | paste | paste | paste | paste | paste | Paste | paste | paste | paste | paste | Formula: G + H | Formula: (O/A10)*T | Formula: N - M | Formula: O/A10 | Formula: W*A8 | Formula: Q - P | Formula: X + DBtC | Formula: Q + X | Formula: Z/(1+GasDiscountRate)^1 | Formula: AA/(1+GasDiscountRate)^1 | Formula: -PV(ElecDiscount Rate,T,R)*J | Formula: -PV(ElecDiscount Rate, T, S)*J |  | AF*J*K |  | AH*J*L | AG + AI |  | AG +AI -AK | formula: Logic to lookup from AC tables and adjust by savings and quantity | Formula: Utility Savings (AM)*1.1+AD+AE | formula: AM/AB | formula: AN/AC
| Sch. No. | Order Number | Program Name | Measure Version | Measure Name | First Period Measure Life | Second period Measure Life | Gas End-Use Type | Number of units offered | Savings per Unit Period 1 | Savngs per Unit Period 2 | Incentives Per Unit | Incremental Measure Cost per Unit | Total First Year Savings | Total Incentive | Total Incremental Measure Cost | Unit First Year Non-Energy Benefits | Unit Annual Net Equipment O&M | Total Measure Life | Weighted Life | Agency or Customer Cost per Unit | Percent Unit overhead | Program Overhead Cost | Total Customer Cost | Total Utility Program Costs | Total Resource Cost | PV Total Utility Program Costs | PV Total Resource Costs | PV Total Non-Energy Benefits | PV Total Net Equipment O&M | Unit PV First period Savings for 1 therm | Total First Period Savings | Unit PV Savings for Second Period for 1 therm | Total Second period Savings | Unadjusted Total | Decrement | Final UC Total Savings | PV Total Savings UC | PV Total Savings TRC | UC B/C Ratio | TRC B/C Ratio
DBTC: | G214 | 18230249 | SF Existing Water Heat {G} | 12682-2 | Water Heater - Heat Pump - NEEA Specs - Tier 3 - EH - Res | 13 | 0 | Res Water Heat | 24 | -5.13 |  | 0 | 0 | -123.12 | 0 | 0 |  | 0 | 13 | -0.022464 | 0 | -0.1728% | -205.0309 | 0 | -900.3925 | -205.0309 | -843.0642 | -191.9765 | 0 | 0 | 9.0091 | -1109.196 | 9.0091 | 0 | -1109.196 | 0 | -1109.196 | -1109.196 | -1220.1156 | 1.3157 | 6.3555
402400 | G214 | 18230249 | SF Existing Water Heat {G} | 12682-3 | Water Heater - Heat Pump - NEEA Specs - Tier 3 - EH - Res | 13 | 0 | Res Water Heat | 31 | -5.39 |  | 0 | 0 | -167.09 | 0 | 0 |  | 0 | 13 | -0.030487 | 0 | -0.2345% | -278.2538 | 0 | -1221.9508 | -278.2538 | -1144.1487 | -260.5373 | 0 | 0 | 9.0091 | -1505.3246 | 9.0091 | 0 | -1505.3246 | 0 | -1505.3246 | -1505.3246 | -1655.8571 | 1.3157 | 6.3555
Program Costs: | G214 | 18230249 | SF Existing Water Heat {G} | 12685-3 | Water Heater - Storage - Energy Star - 0.67 EF - GH - Res - MI | 13 | 0 | Res Water Heat | 1 | 15.05 |  | 100 | 126.46 | 15.05 | 100 | 126.46 | 6.8743 | 0 | 13 | 0.002746 | 26.46 | 0.02112% | 25.0627 | 26.46 | 110.0626 | 151.5227 | 103.0549 | 141.8751 | 58.11 | 0 | 9.0091 | 135.5864 | 9.0091 | 0 | 135.5864 | 0 | 135.5864 | 135.5864 | 207.2551 | 1.3157 | 1.4608
118649.66 | G214 | 18230249 | SF Existing Water Heat {G} | 12685-4 | Water Heater - Storage - Energy Star - 0.67 EF - GH - Res - MI | 13 | 0 | Res Water Heat | 4 | 15.05 |  | 100 | 134.81 | 60.2 | 400 | 539.24 | 6.8743 | 0 | 13 | 0.010984 | 34.81 | 0.08449% | 100.2506 | 139.24 | 440.2504 | 639.4906 | 412.2195 | 598.774 | 232.44 | 0 | 9.0091 | 542.3457 | 9.0091 | 0 | 542.3457 | 0 | 542.3457 | 542.3457 | 829.0202 | 1.3157 | 1.3845
Total Savings (therm): | G214 | 18230249 | SF Existing Water Heat {G} | 12686-2 | Water Heater - Tankless - Energy Star - 0.9 EF - GH - Res | 20 | 0 | Res Water Heat | 1 | 42 |  | 250 | 925.6 | 42 | 250 | 925.6 | 15.03 | 0 | 20 | 0.01179 | 675.6 | 0.05895% | 69.9423 | 675.6 | 307.1514 | 995.5423 | 287.595 | 932.1557 | 161.7335 | 0 | 12.8542 | 539.8764 | 12.8542 | 0 | 539.8764 | 0 | 539.8764 | 539.8764 | 755.5975 | 1.8772 | 0.81059
71248.52 | G214 | 18230249 | SF Existing Water Heat {G} | 12687-3 | Water Heater - Tankless - Energy Star - 0.9 EF - GH - Res - MI | 20 | 0 | Res Water Heat | 4 | 60.69 |  | 500 | 623.9 | 242.76 | 2000 | 2495.6 | 15.44 | 0 | 20 | 0.068145 | 123.9 | 0.3407% | 404.2665 | 495.6 | 1775.3353 | 2899.8665 | 1662.299 | 2715.2308 | 664.5814 | 0 | 12.8542 | 3120.4854 | 12.8542 | 0 | 3120.4854 | 0 | 3120.4854 | 3120.4854 | 4097.1154 | 1.8772 | 1.5089
Total Incentives: | G214 | 18230249 | SF Existing Water Heat {G} | 12687-4 | Water Heater - Tankless - Energy Star - 0.9 EF - GH - Res - MI | 20 | 0 | Res Water Heat | 49 | 60.69 |  | 600 | 665.13 | 2973.81 | 29400 | 32591.37 | 16.2147 | 0 | 20 | 0.83477 | 65.13 | 4.174% | 4952.2649 | 3191.37 | 21747.8579 | 37543.6349 | 20363.1628 | 35153.2162 | 8549.6022 | 0 | 12.8542 | 38225.9466 | 12.8542 | 0 | 38225.9466 | 0 | 38225.9466 | 38225.9466 | 50598.1434 | 1.8772 | 1.4394
402150 | G214 | 18230249 | SF Existing Water Heat {G} | 12851-2 | Incentive - Add On - Water Heater - Heat Pump - EH - SF or DX - MI | 0 | 0 | Res Water Heat | 7 | 0 |  | 0 | 0 | 0 | 0 | 0 | 0 | 0 | 0 | 0 | 0 | 0% | 0 | 0 | 0 | 0 | 0 | 0 | 0 | 0 | Res Water Heat | #VALUE! | Res Water Heat | #VALUE! | #VALUE! | #VALUE! | #VALUE! | 0 | 0 | 0 | #DIV/0!
Total Customer Costs: | G214 | 18230249 | SF Existing Water Heat {G} | 12874-2 | Incentive - Add On - Water Heater - Heat Pump - EH - MH | 0 | 0 | Res Water Heat | 4 | 0 |  | 0 | 0 | 0 | 0 | 0 | 0 | 0 | 0 | 0 | 0 | 0% | 0 | 0 | 0 | 0 | 0 | 0 | 0 | 0 | Res Water Heat | #VALUE! | Res Water Heat | #VALUE! | #VALUE! | #VALUE! | #VALUE! | 0 | 0 | 0 | #DIV/0!
406828.88 | G214 | 18230249 | SF Existing Water Heat {G} | 12965-2 | Water Heater - Heat Pump - NEEA Specs - Tier 3 - RP - Any - Res - E or B | 13 | 0 | Res Water Heat | 234.45 | -5.13 |  | 0 | 0 | -1203.08 | 0 | 0 |  | 0 | 13 | -0.21951 | 0 | -1.689% | -2003.4807 | 0 | -8798.2799 | -2003.4807 | -8238.0898 | -1875.9182 | 0 | 0 | 9.0091 | -10835.4588 | 9.0091 | 0 | -10835.4588 | 0 | -10835.4588 | -10835.4588 | -11919.0047 | 1.3153 | 6.3537
Weighted Avg Life | G214 | 18230249 | SF Existing Water Heat {G} | 12965-3 | Water Heater - Heat Pump - NEEA Specs - Tier 3 - RP - Any - Res - E or B | 13 | 0 | Res Water Heat | 332.24 | -5.39 |  | 0 | 0 | -1791.04 | 0 | 0 |  | 0 | 13 | -0.32679 | 0 | -2.514% | -2982.6063 | 0 | -13098.1076 | -2982.6063 | -12264.1457 | -2792.7026 | 0 | 0 | 9.0091 | -16133.1952 | 9.0091 | 0 | -16133.1952 | 0 | -16133.1952 | -16133.1952 | -17746.5147 | 1.3155 | 6.3546
20.2487 | G214 | 18230249 | SF Existing Water Heat {G} | 13287-1 | Water Heater - Storage - Energy Star - 0.67 EF - GH - SF or DX | 13 | 0 | Res Water Heat | 6 | 15.05 |  | 50 | 126.46 | 90.3 | 300 | 758.76 | 6.8743 | 0 | 13 | 0.016476 | 76.46 | 0.1267% | 150.376 | 458.76 | 660.3756 | 909.136 | 618.3292 | 851.2509 | 348.6599 | 0 | 9.0091 | 813.5185 | 9.0091 | 0 | 813.5185 | 0 | 813.5185 | 813.5185 | 1243.5303 | 1.3157 | 1.4608
Total Utility Cost | G214 | 18230249 | SF Existing Water Heat {G} | 13287-2 | Water Heater - Storage - Energy Star - 0.67 EF - GH - SF or DX | 13 | 0 | Res Water Heat | 39 | 15.05 |  | 50 | 134.81 | 586.95 | 1950 | 5257.59 | 6.8743 | 0 | 13 | 0.10709 | 84.81 | 0.8238% | 977.4437 | 3307.59 | 4292.4414 | 6235.0337 | 4019.1399 | 5838.0465 | 2266.2895 | 0 | 9.0091 | 5287.8705 | 9.0091 | 0 | 5287.8705 | 0 | 5287.8705 | 5287.8705 | 8082.9471 | 1.3157 | 1.3845
521049.66 | G214 | 18230249 | SF Existing Water Heat {G} | 13289-2 | Water Heater - Tankless - Energy Star - 0.9 EF - GH - MH | 20 | 0 | Res Water Heat | 3 | 60.69 |  | 600 | 665.13 | 182.07 | 1800 | 1995.39 | 16.2147 | 0 | 20 | 0.051108 | 65.13 | 0.2555% | 303.1999 | 195.39 | 1331.5015 | 2298.5899 | 1246.7243 | 2152.2377 | 523.445 | 0 | 12.8542 | 2340.3641 | 12.8542 | 0 | 2340.3641 | 0 | 2340.3641 | 2340.3641 | 3097.8455 | 1.8772 | 1.4394
Total Resource Cost | G214 | 18230249 | SF Existing Water Heat {G} | 13290-1 | Water Heater - Tankless - Energy Star - 0.9 EF - GH - SF or DX | 20 | 0 | Res Water Heat | 160 | 60.69 |  | 250 | 623.9 | 9710.4 | 40000 | 99824 | 15.44 | 0 | 20 | 2.7258 | 373.9 | 13.63% | 16170.6609 | 59824 | 71013.4136 | 115994.6609 | 66491.9603 | 108609.2331 | 26583.2568 | 0 | 12.8542 | 124819.4175 | 12.8542 | 0 | 124819.4175 | 0 | 124819.4175 | 124819.4175 | 163884.6161 | 1.8772 | 1.5089
927628.54 | G214 | 18230249 | SF Existing Water Heat {G} | 13290-2 | Water Heater - Tankless - Energy Star - 0.9 EF - GH - SF or DX | 20 | 0 | Res Water Heat | 546 | 60.69 |  | 250 | 665.13 | 33136.74 | 136500 | 363160.98 | 16.2147 | 0 | 20 | 9.3017 | 415.13 | 46.51% | 55182.3804 | 226660.98 | 242333.2739 | 418343.3604 | 226903.8145 | 391707.2663 | 95266.9955 | 0 | 12.8542 | 425946.2623 | 12.8542 | 0 | 425946.2623 | 0 | 425946.2623 | 425946.2623 | 563807.8841 | 1.8772 | 1.4394
UC B/C Ratio | G214 | 18230249 | SF Existing Water Heat {G} | 13635-1 | Incentive - Add On - Water Heater - Heat Pump - NEEA Specs - Tier 3 - RP - Any - Res - E or B | 0 | 0 |  | 15 | 0 |  | 0 | 0 | 0 | 0 | 0 | 0 | 0 | 0 | 0 | 0 | 0% | 0 | 0 | 0 | 0 | 0 | 0 | 0 | 0 | #N/A | #N/A | #N/A | #N/A | #N/A | #N/A | #N/A | 0 | 0 | 0 | #DIV/0!
1.8972 | G214 | 18230249 | SF Existing Water Heat {G} | 13670-1 | Incentive - Add On - Water Heater - Heat Pump - NEEA Specs - Tier 3 - EH - Res - EX - TDSM - Bainbridge | 0 | 0 |  | 1 | 0 |  | 0 | 0 | 0 | 0 | 0 | 0 | 0 | 0 | 0 | 0 | 0% | 0 | 0 | 0 | 0 | 0 | 0 | 0 | 0 | #N/A | #N/A | #N/A | #N/A | #N/A | #N/A | #N/A | 0 | 0 | 0 | #DIV/0!
TRC B/C Ratio | G214 | 18230249 | SF Existing Water Heat {G} | 14067-1 | Water Heater - Tankless - Energy Star - 0.9 EF - GH - Res - LTO | 20 | 0 | Res Water Heat | 453 | 60.69 |  | 400 | 665.13 | 27492.57 | 181200 | 301303.89 | 16.2147 | 0 | 20 | 7.7174 | 265.13 | 38.59% | 45783.1837 | 120103.89 | 201056.7272 | 347087.0737 | 188255.3626 | 324987.8968 | 79040.1996 | 0 | 12.8542 | 353394.9759 | 12.8542 | 0 | 353394.9759 | 0 | 353394.9759 | 353394.9759 | 467774.673 | 1.8772 | 1.4394
1.4182 | G214 | 18230249 | SF Existing Water Heat {G} | 14105-1 | Incentive - Add On - Water Heater - Tankless - Energy Star - 0.9 EF - GH - Res - LTO | 0 | 0 |  | 55 | 0 |  | 150 | 0 | 0 | 8250 | 0 | 0 | 0 | 0 | 0 | -150 | 0% | 0 | -8250 | 0 | 0 | 0 | 0 | 0 | 0 | #N/A | #N/A | #N/A | #N/A | #N/A | #N/A | #N/A | 0 | 0 | 0 | #DIV/0!
| G214 | 18230249 | SF Existing Water Heat {G} | [15 empty] | 0 | 0 | 0 | 0% | 0 | 0 | 0 | 0 | 0 | 0 | 0 | 0 | #N/A | #N/A | #N/A | #N/A | #N/A | #N/A | #N/A | 0 | 0 | 0 | #DIV/0!
| G214 | 18230249 | SF Existing Water Heat {G} | [15 empty] | 0 | 0 | 0 | 0% | 0 | 0 | 0 | 0 | 0 | 0 | 0 | 0 | #N/A | #N/A | #N/A | #N/A | #N/A | #N/A | #N/A | 0 | 0 | 0 | #DIV/0!
| G214 | 18230249 | SF Existing Water Heat {G} | [15 empty] | 0 | 0 | 0 | 0% | 0 | 0 | 0 | 0 | 0 | 0 | 0 | 0 | #N/A | #N/A | #N/A | #N/A | #N/A | #N/A | #N/A | 0 | 0 | 0 | #DIV/0!
[19 empty] | 0 | 0 | 0 | 0% | 0 | 0 | 0 | 0 | 0 | 0 | 0 | 0 | #N/A | #N/A | #N/A | #N/A | #N/A | #N/A | #N/A | 0 | 0 | 0 | #DIV/0!
[19 empty] | 0 | 0 | 0 | 0% | 0 | 0 | 0 | 0 | 0 | 0 | 0 | 0 | #N/A | #N/A | #N/A | #N/A | #N/A | #N/A | #N/A | 0 | 0 | 0 | #DIV/0!
[19 empty] | 0 | 0 | 0 | 0% | 0 | 0 | 0 | 0 | 0 | 0 | 0 | 0 | #N/A | #N/A | #N/A | #N/A | #N/A | #N/A | #N/A | 0 | 0 | 0 | #DIV/0!
[19 empty] | 0 | 0 | 0 | 0% | 0 | 0 | 0 | 0 | 0 | 0 | 0 | 0 | #N/A | #N/A | #N/A | #N/A | #N/A | #N/A | #N/A | 0 | 0 | 0 | #DIV/0!
[19 empty] | 0 | 0 | 0 | 0% | 0 | 0 | 0 | 0 | 0 | 0 | 0 | 0 | #N/A | #N/A | #N/A | #N/A | #N/A | #N/A | #N/A | 0 | 0 | 0 | #DIV/0!
[19 empty] | 0 | 0 | 0 | 0% | 0 | 0 | 0 | 0 | 0 | 0 | 0 | 0 | #N/A | #N/A | #N/A | #N/A | #N/A | #N/A | #N/A | 0 | 0 | 0 | #DIV/0!
[19 empty] | 0 | 0 | 0 | 0% | 0 | 0 | 0 | 0 | 0 | 0 | 0 | 0 | #N/A | #N/A | #N/A | #N/A | #N/A | #N/A | #N/A | 0 | 0 | 0 | #DIV/0!
[19 empty] | 0 | 0 | 0 | 0% | 0 | 0 | 0 | 0 | 0 | 0 | 0 | 0 | #N/A | #N/A | #N/A | #N/A | #N/A | #N/A | #N/A | 0 | 0 | 0 | #DIV/0!
[19 empty] | 0 | 0 | 0 | 0% | 0 | 0 | 0 | 0 | 0 | 0 | 0 | 0 | #N/A | #N/A | #N/A | #N/A | #N/A | #N/A | #N/A | 0 | 0 | 0 | #DIV/0!
[19 empty] | 0 | 0 | 0 | 0% | 0 | 0 | 0 | 0 | 0 | 0 | 0 | 0 | #N/A | #N/A | #N/A | #N/A | #N/A | #N/A | #N/A | 0 | 0 | 0 | #DIV/0!
[19 empty] | 0 | 0 | 0 | 0% | 0 | 0 | 0 | 0 | 0 | 0 | 0 | 0 | #N/A | #N/A | #N/A | #N/A | #N/A | #N/A | #N/A | 0 | 0 | 0 | #DIV/0!
[19 empty] | 0 | 0 | 0 | 0% | 0 | 0 | 0 | 0 | 0 | 0 | 0 | 0 | #N/A | #N/A | #N/A | #N/A | #N/A | #N/A | #N/A | 0 | 0 | 0 | #DIV/0!
[19 empty] | 0 | 0 | 0 | 0% | 0 | 0 | 0 | 0 | 0 | 0 | 0 | 0 | #N/A | #N/A | #N/A | #N/A | #N/A | #N/A | #N/A | 0 | 0 | 0 | #DIV/0!
[19 empty] | 0 | 0 | 0 | 0% | 0 | 0 | 0 | 0 | 0 | 0 | 0 | 0 | #N/A | #N/A | #N/A | #N/A | #N/A | #N/A | #N/A | 0 | 0 | 0 | #DIV/0!
[19 empty] | 0 | 0 | 0 | 0% | 0 | 0 | 0 | 0 | 0 | 0 | 0 | 0 | #N/A | #N/A | #N/A | #N/A | #N/A | #N/A | #N/A | 0 | 0 | 0 | #DIV/0!
[19 empty] | 0 | 0 | 0 | 0% | 0 | 0 | 0 | 0 | 0 | 0 | 0 | 0 | #N/A | #N/A | #N/A | #N/A | #N/A | #N/A | #N/A | 0 | 0 | 0 | #DIV/0!
[19 empty] | 0 | 0 | 0 | 0% | 0 | 0 | 0 | 0 | 0 | 0 | 0 | 0 | #N/A | #N/A | #N/A | #N/A | #N/A | #N/A | #N/A | 0 | 0 | 0 | #DIV/0!
[19 empty] | 0 | 0 | 0 | 0% | 0 | 0 | 0 | 0 | 0 | 0 | 0 | 0 | #N/A | #N/A | #N/A | #N/A | #N/A | #N/A | #N/A | 0 | 0 | 0 | #DIV/0!
[19 empty] | 0 | 0 | 0 | 0% | 0 | 0 | 0 | 0 | 0 | 0 | 0 | 0 | #N/A | #N/A | #N/A | #N/A | #N/A | #N/A | #N/A | 0 | 0 | 0 | #DIV/0!
[19 empty] | 0 | 0 | 0 | 0% | 0 | 0 | 0 | 0 | 0 | 0 | 0 | 0 | #N/A | #N/A | #N/A | #N/A | #N/A | #N/A | #N/A | 0 | 0 | 0 | #DIV/0!
[19 empty] | 0 | 0 | 0 | 0% | 0 | 0 | 0 | 0 | 0 | 0 | 0 | 0 | #N/A | #N/A | #N/A | #N/A | #N/A | #N/A | #N/A | 0 | 0 | 0 | #DIV/0!
[19 empty] | 0 | 0 | 0 | 0% | 0 | 0 | 0 | 0 | 0 | 0 | 0 | 0 | #N/A | #N/A | #N/A | #N/A | #N/A | #N/A | #N/A | 0 | 0 | 0 | #DIV/0!
[19 empty] | 0 | 0 | 0 | 0% | 0 | 0 | 0 | 0 | 0 | 0 | 0 | 0 | #N/A | #N/A | #N/A | #N/A | #N/A | #N/A | #N/A | 0 | 0 | 0 | #DIV/0!
[19 empty] | 0 | 0 | 0 | 0% | 0 | 0 | 0 | 0 | 0 | 0 | 0 | 0 | #N/A | #N/A | #N/A | #N/A | #N/A | #N/A | #N/A | 0 | 0 | 0 | #DIV/0!
[19 empty] | 0 | 0 | 0 | 0% | 0 | 0 | 0 | 0 | 0 | 0 | 0 | 0 | #N/A | #N/A | #N/A | #N/A | #N/A | #N/A | #N/A | 0 | 0 | 0 | #DIV/0!
Note on W3: Curtis, Kasey Calculates measure savings as a % of total program savings.
Note on X3: Curtis, Kasey: Uses % of measure savings as a proxy for % of program spending.

## Home Energy Assessments {G}
Rtn to Summary |  | Order Number | Program Name | Discount Rate: | 6.8% | [9 empty] | Paste in incentives but use DBtC for Total
| Program: | 18230625 | Home Energy Assessments {G}
| paste |  |  | paste | paste | paste | paste | paste | paste | paste | paste | paste | paste | Paste | paste | paste | paste | paste | Formula: G + H | Formula: (O/A10)*T | Formula: N - M | Formula: O/A10 | Formula: W*A8 | Formula: Q - P | Formula: X + DBtC | Formula: Q + X | Formula: Z/(1+GasDiscountRate)^1 | Formula: AA/(1+GasDiscountRate)^1 | Formula: -PV(ElecDiscount Rate,T,R)*J | Formula: -PV(ElecDiscount Rate, T, S)*J |  | AF*J*K |  | AH*J*L | AG + AI |  | AG +AI -AK | formula: Logic to lookup from AC tables and adjust by savings and quantity | Formula: Utility Savings (AM)*1.1+AD+AE | formula: AM/AB | formula: AN/AC
| Sch. No. | Order Number | Program Name | Measure Version | Measure Name | First Period Measure Life | Second period Measure Life | Gas End-Use Type | Number of units offered | Savings per Unit Period 1 | Savngs per Unit Period 2 | Incentives Per Unit | Incremental Measure Cost per Unit | Total First Year Savings | Total Incentive | Total Incremental Measure Cost | Unit First Year Non-Energy Benefits | Unit Annual Net Equipment O&M | Total Measure Life | Weighted Life | Agency or Customer Cost per Unit | Percent Unit overhead | Program Overhead Cost | Total Customer Cost | Total Utility Program Costs | Total Resource Cost | PV Total Utility Program Costs | PV Total Resource Costs | PV Total Non-Energy Benefits | PV Total Net Equipment O&M | Unit PV First period Savings for 1 therm | Total First Period Savings | Unit PV Savings for Second Period for 1 therm | Total Second period Savings | Unadjusted Total | Decrement | Final UC Total Savings | PV Total Savings UC | PV Total Savings TRC | UC B/C Ratio | TRC B/C Ratio
DBTC: | G214 | 18230625 | Home Energy Assessments {G} | [15 empty] | 0 | #DIV/0! | 0 | #DIV/0! | #DIV/0! | 0 | #DIV/0! | #DIV/0! | #DIV/0! | #DIV/0! | 0 | 0 | #N/A | #N/A | #N/A | #N/A | #N/A | #N/A | #N/A | 0 | 0 | 0 | #DIV/0!
0 | [18 empty] | 0 | #DIV/0! | 0 | #DIV/0! | #DIV/0! | 0 | #DIV/0! | #DIV/0! | #DIV/0! | #DIV/0! | 0 | 0 | #N/A | #N/A | #N/A | #N/A | #N/A | #N/A | #N/A | 0 | 0 | 0 | #DIV/0!
Program Costs: | [18 empty] | 0 | #DIV/0! | 0 | #DIV/0! | #DIV/0! | 0 | #DIV/0! | #DIV/0! | #DIV/0! | #DIV/0! | 0 | 0 | #N/A | #N/A | #N/A | #N/A | #N/A | #N/A | #N/A | 0 | 0 | 0 | #DIV/0!
0 | [18 empty] | 0 | #DIV/0! | 0 | #DIV/0! | #DIV/0! | 0 | #DIV/0! | #DIV/0! | #DIV/0! | #DIV/0! | 0 | 0 | #N/A | #N/A | #N/A | #N/A | #N/A | #N/A | #N/A | 0 | 0 | 0 | #DIV/0!
Total Savings (therm): | [18 empty] | 0 | #DIV/0! | 0 | #DIV/0! | #DIV/0! | 0 | #DIV/0! | #DIV/0! | #DIV/0! | #DIV/0! | 0 | 0 | #N/A | #N/A | #N/A | #N/A | #N/A | #N/A | #N/A | 0 | 0 | 0 | #DIV/0!
0 | [18 empty] | 0 | #DIV/0! | 0 | #DIV/0! | #DIV/0! | 0 | #DIV/0! | #DIV/0! | #DIV/0! | #DIV/0! | 0 | 0 | #N/A | #N/A | #N/A | #N/A | #N/A | #N/A | #N/A | 0 | 0 | 0 | #DIV/0!
Total Incentives: | [18 empty] | 0 | #DIV/0! | 0 | #DIV/0! | #DIV/0! | 0 | #DIV/0! | #DIV/0! | #DIV/0! | #DIV/0! | 0 | 0 | #N/A | #N/A | #N/A | #N/A | #N/A | #N/A | #N/A | 0 | 0 | 0 | #DIV/0!
0 | [18 empty] | 0 | #DIV/0! | 0 | #DIV/0! | #DIV/0! | 0 | #DIV/0! | #DIV/0! | #DIV/0! | #DIV/0! | 0 | 0 | #N/A | #N/A | #N/A | #N/A | #N/A | #N/A | #N/A | 0 | 0 | 0 | #DIV/0!
Total Customer Costs: | [18 empty] | 0 | #DIV/0! | 0 | #DIV/0! | #DIV/0! | 0 | #DIV/0! | #DIV/0! | #DIV/0! | #DIV/0! | 0 | 0 | #N/A | #N/A | #N/A | #N/A | #N/A | #N/A | #N/A | 0 | 0 | 0 | #DIV/0!
0 | [18 empty] | 0 | #DIV/0! | 0 | #DIV/0! | #DIV/0! | 0 | #DIV/0! | #DIV/0! | #DIV/0! | #DIV/0! | 0 | 0 | #N/A | #N/A | #N/A | #N/A | #N/A | #N/A | #N/A | 0 | 0 | 0 | #DIV/0!
Weighted Avg Life | [18 empty] | 0 | #DIV/0! | 0 | #DIV/0! | #DIV/0! | 0 | #DIV/0! | #DIV/0! | #DIV/0! | #DIV/0! | 0 | 0 | #N/A | #N/A | #N/A | #N/A | #N/A | #N/A | #N/A | 0 | 0 | 0 | #DIV/0!
#DIV/0! | [18 empty] | 0 | #DIV/0! | 0 | #DIV/0! | #DIV/0! | 0 | #DIV/0! | #DIV/0! | #DIV/0! | #DIV/0! | 0 | 0 | #N/A | #N/A | #N/A | #N/A | #N/A | #N/A | #N/A | 0 | 0 | 0 | #DIV/0!
Total Utility Cost | [18 empty] | 0 | #DIV/0! | 0 | #DIV/0! | #DIV/0! | 0 | #DIV/0! | #DIV/0! | #DIV/0! | #DIV/0! | 0 | 0 | #N/A | #N/A | #N/A | #N/A | #N/A | #N/A | #N/A | 0 | 0 | 0 | #DIV/0!
0 | [18 empty] | 0 | #DIV/0! | 0 | #DIV/0! | #DIV/0! | 0 | #DIV/0! | #DIV/0! | #DIV/0! | #DIV/0! | 0 | 0 | #N/A | #N/A | #N/A | #N/A | #N/A | #N/A | #N/A | 0 | 0 | 0 | #DIV/0!
Total Resource Cost | [18 empty] | 0 | #DIV/0! | 0 | #DIV/0! | #DIV/0! | 0 | #DIV/0! | #DIV/0! | #DIV/0! | #DIV/0! | 0 | 0 | #N/A | #N/A | #N/A | #N/A | #N/A | #N/A | #N/A | 0 | 0 | 0 | #DIV/0!
0 | [18 empty] | 0 | #DIV/0! | 0 | #DIV/0! | #DIV/0! | 0 | #DIV/0! | #DIV/0! | #DIV/0! | #DIV/0! | 0 | 0 | #N/A | #N/A | #N/A | #N/A | #N/A | #N/A | #N/A | 0 | 0 | 0 | #DIV/0!
UC B/C Ratio | [18 empty] | 0 | #DIV/0! | 0 | #DIV/0! | #DIV/0! | 0 | #DIV/0! | #DIV/0! | #DIV/0! | #DIV/0! | 0 | 0 | #N/A | #N/A | #N/A | #N/A | #N/A | #N/A | #N/A | 0 | 0 | 0 | #DIV/0!
#DIV/0! | [18 empty] | 0 | #DIV/0! | 0 | #DIV/0! | #DIV/0! | 0 | #DIV/0! | #DIV/0! | #DIV/0! | #DIV/0! | 0 | 0 | #N/A | #N/A | #N/A | #N/A | #N/A | #N/A | #N/A | 0 | 0 | 0 | #DIV/0!
TRC B/C Ratio | [18 empty] | 0 | #DIV/0! | 0 | #DIV/0! | #DIV/0! | 0 | #DIV/0! | #DIV/0! | #DIV/0! | #DIV/0! | 0 | 0 | #N/A | #N/A | #N/A | #N/A | #N/A | #N/A | #N/A | 0 | 0 | 0 | #DIV/0!
#DIV/0! | [18 empty] | 0 | #DIV/0! | 0 | #DIV/0! | #DIV/0! | 0 | #DIV/0! | #DIV/0! | #DIV/0! | #DIV/0! | 0 | 0 | #N/A | #N/A | #N/A | #N/A | #N/A | #N/A | #N/A | 0 | 0 | 0 | #DIV/0!
Note on W3: Curtis, Kasey Calculates measure savings as a % of total program savings.
Note on X3: Curtis, Kasey: Uses % of measure savings as a proxy for % of program spending.

## Single Family Rental Pilot {G}
Rtn to Summary |  | Order Number | Program Name | Discount Rate: | 6.8% | [9 empty] | Paste in incentives but use DBtC for Total
| Program: | 18230247 | Single Family Rental Pilot {G}
| paste |  |  | paste | paste | paste | paste | paste | paste | paste | paste | paste | paste | Paste | paste | paste | paste | paste | Formula: G + H | Formula: (O/A10)*T | Formula: N - M | Formula: O/A10 | Formula: W*A8 | Formula: Q - P | Formula: X + DBtC | Formula: Q + X | Formula: Z/(1+GasDiscountRate)^1 | Formula: AA/(1+GasDiscountRate)^1 | Formula: -PV(ElecDiscount Rate,T,R)*J | Formula: -PV(ElecDiscount Rate, T, S)*J |  | AF*J*K |  | AH*J*L | AG + AI |  | AG +AI -AK | formula: Logic to lookup from AC tables and adjust by savings and quantity | Formula: Utility Savings (AM)*1.1+AD+AE | formula: AM/AB | formula: AN/AC
| Sch. No. | Order Number | Program Name | Measure Version | Measure Name | First Period Measure Life | Second period Measure Life | Gas End-Use Type | Number of units offered | Savings per Unit Period 1 | Savngs per Unit Period 2 | Incentives Per Unit | Incremental Measure Cost per Unit | Total First Year Savings | Total Incentive | Total Incremental Measure Cost | Unit First Year Non-Energy Benefits | Unit Annual Net Equipment O&M | Total Measure Life | Weighted Life | Agency or Customer Cost per Unit | Percent Unit overhead | Program Overhead Cost | Total Customer Cost | Total Utility Program Costs | Total Resource Cost | PV Total Utility Program Costs | PV Total Resource Costs | PV Total Non-Energy Benefits | PV Total Net Equipment O&M | Unit PV First period Savings for 1 therm | Total First Period Savings | Unit PV Savings for Second Period for 1 therm | Total Second period Savings | Unadjusted Total | Decrement | Final UC Total Savings | PV Total Savings UC | PV Total Savings TRC | UC B/C Ratio | TRC B/C Ratio
DBTC: | G214 | 18230247 | Single Family Rental Pilot {G} | [15 empty] | 0 | #DIV/0! | 0 | #DIV/0! | #DIV/0! | 0 | #DIV/0! | #DIV/0! | #DIV/0! | #DIV/0! | 0 | 0 | #N/A | #N/A | #N/A | #N/A | #N/A | #N/A | #N/A | 0 | 0 | 0 | #DIV/0!
0 | [18 empty] | 0 | #DIV/0! | 0 | #DIV/0! | #DIV/0! | 0 | #DIV/0! | #DIV/0! | #DIV/0! | #DIV/0! | 0 | 0 | #N/A | #N/A | #N/A | #N/A | #N/A | #N/A | #N/A | 0 | 0 | 0 | #DIV/0!
Program Costs: | [18 empty] | 0 | #DIV/0! | 0 | #DIV/0! | #DIV/0! | 0 | #DIV/0! | #DIV/0! | #DIV/0! | #DIV/0! | 0 | 0 | #N/A | #N/A | #N/A | #N/A | #N/A | #N/A | #N/A | 0 | 0 | 0 | #DIV/0!
0 | [18 empty] | 0 | #DIV/0! | 0 | #DIV/0! | #DIV/0! | 0 | #DIV/0! | #DIV/0! | #DIV/0! | #DIV/0! | 0 | 0 | #N/A | #N/A | #N/A | #N/A | #N/A | #N/A | #N/A | 0 | 0 | 0 | #DIV/0!
Total Savings (therm): | [18 empty] | 0 | #DIV/0! | 0 | #DIV/0! | #DIV/0! | 0 | #DIV/0! | #DIV/0! | #DIV/0! | #DIV/0! | 0 | 0 | #N/A | #N/A | #N/A | #N/A | #N/A | #N/A | #N/A | 0 | 0 | 0 | #DIV/0!
0 | [18 empty] | 0 | #DIV/0! | 0 | #DIV/0! | #DIV/0! | 0 | #DIV/0! | #DIV/0! | #DIV/0! | #DIV/0! | 0 | 0 | #N/A | #N/A | #N/A | #N/A | #N/A | #N/A | #N/A | 0 | 0 | 0 | #DIV/0!
Total Incentives: | [18 empty] | 0 | #DIV/0! | 0 | #DIV/0! | #DIV/0! | 0 | #DIV/0! | #DIV/0! | #DIV/0! | #DIV/0! | 0 | 0 | #N/A | #N/A | #N/A | #N/A | #N/A | #N/A | #N/A | 0 | 0 | 0 | #DIV/0!
0 | [18 empty] | 0 | #DIV/0! | 0 | #DIV/0! | #DIV/0! | 0 | #DIV/0! | #DIV/0! | #DIV/0! | #DIV/0! | 0 | 0 | #N/A | #N/A | #N/A | #N/A | #N/A | #N/A | #N/A | 0 | 0 | 0 | #DIV/0!
Total Customer Costs: | [18 empty] | 0 | #DIV/0! | 0 | #DIV/0! | #DIV/0! | 0 | #DIV/0! | #DIV/0! | #DIV/0! | #DIV/0! | 0 | 0 | #N/A | #N/A | #N/A | #N/A | #N/A | #N/A | #N/A | 0 | 0 | 0 | #DIV/0!
0 | [18 empty] | 0 | #DIV/0! | 0 | #DIV/0! | #DIV/0! | 0 | #DIV/0! | #DIV/0! | #DIV/0! | #DIV/0! | 0 | 0 | #N/A | #N/A | #N/A | #N/A | #N/A | #N/A | #N/A | 0 | 0 | 0 | #DIV/0!
Weighted Avg Life | [18 empty] | 0 | #DIV/0! | 0 | #DIV/0! | #DIV/0! | 0 | #DIV/0! | #DIV/0! | #DIV/0! | #DIV/0! | 0 | 0 | #N/A | #N/A | #N/A | #N/A | #N/A | #N/A | #N/A | 0 | 0 | 0 | #DIV/0!
#DIV/0! | [18 empty] | 0 | #DIV/0! | 0 | #DIV/0! | #DIV/0! | 0 | #DIV/0! | #DIV/0! | #DIV/0! | #DIV/0! | 0 | 0 | #N/A | #N/A | #N/A | #N/A | #N/A | #N/A | #N/A | 0 | 0 | 0 | #DIV/0!
Total Utility Cost | [18 empty] | 0 | #DIV/0! | 0 | #DIV/0! | #DIV/0! | 0 | #DIV/0! | #DIV/0! | #DIV/0! | #DIV/0! | 0 | 0 | #N/A | #N/A | #N/A | #N/A | #N/A | #N/A | #N/A | 0 | 0 | 0 | #DIV/0!
0 | [18 empty] | 0 | #DIV/0! | 0 | #DIV/0! | #DIV/0! | 0 | #DIV/0! | #DIV/0! | #DIV/0! | #DIV/0! | 0 | 0 | #N/A | #N/A | #N/A | #N/A | #N/A | #N/A | #N/A | 0 | 0 | 0 | #DIV/0!
Total Resource Cost | [18 empty] | 0 | #DIV/0! | 0 | #DIV/0! | #DIV/0! | 0 | #DIV/0! | #DIV/0! | #DIV/0! | #DIV/0! | 0 | 0 | #N/A | #N/A | #N/A | #N/A | #N/A | #N/A | #N/A | 0 | 0 | 0 | #DIV/0!
0 | [18 empty] | 0 | #DIV/0! | 0 | #DIV/0! | #DIV/0! | 0 | #DIV/0! | #DIV/0! | #DIV/0! | #DIV/0! | 0 | 0 | #N/A | #N/A | #N/A | #N/A | #N/A | #N/A | #N/A | 0 | 0 | 0 | #DIV/0!
UC B/C Ratio | [18 empty] | 0 | #DIV/0! | 0 | #DIV/0! | #DIV/0! | 0 | #DIV/0! | #DIV/0! | #DIV/0! | #DIV/0! | 0 | 0 | #N/A | #N/A | #N/A | #N/A | #N/A | #N/A | #N/A | 0 | 0 | 0 | #DIV/0!
#DIV/0! | [18 empty] | 0 | #DIV/0! | 0 | #DIV/0! | #DIV/0! | 0 | #DIV/0! | #DIV/0! | #DIV/0! | #DIV/0! | 0 | 0 | #N/A | #N/A | #N/A | #N/A | #N/A | #N/A | #N/A | 0 | 0 | 0 | #DIV/0!
TRC B/C Ratio | [18 empty] | 0 | #DIV/0! | 0 | #DIV/0! | #DIV/0! | 0 | #DIV/0! | #DIV/0! | #DIV/0! | #DIV/0! | 0 | 0 | #N/A | #N/A | #N/A | #N/A | #N/A | #N/A | #N/A | 0 | 0 | 0 | #DIV/0!
#DIV/0! | [18 empty] | 0 | #DIV/0! | 0 | #DIV/0! | #DIV/0! | 0 | #DIV/0! | #DIV/0! | #DIV/0! | #DIV/0! | 0 | 0 | #N/A | #N/A | #N/A | #N/A | #N/A | #N/A | #N/A | 0 | 0 | 0 | #DIV/0!
Note on W3: Curtis, Kasey Calculates measure savings as a % of total program savings.
Note on X3: Curtis, Kasey: Uses % of measure savings as a proxy for % of program spending.

## Home Appliances {G}
Rtn to Summary |  | Order Number | Program Name | Discount Rate: | 6.8% | [9 empty] | Paste in incentives but use DBtC for Total
| Program: | 18230434 | Home Appliances {G}
| paste |  |  | paste | paste | paste | paste | paste | paste | paste | paste | paste | paste | Paste | paste | paste | paste | paste | Formula: G + H | Formula: (O/A10)*T | Formula: N - M | Formula: O/A10 | Formula: W*A8 | Formula: Q - P | Formula: X + DBtC | Formula: Q + X | Formula: Z/(1+GasDiscountRate)^1 | Formula: AA/(1+GasDiscountRate)^1 | Formula: -PV(ElecDiscount Rate,T,R)*J | Formula: -PV(ElecDiscount Rate, T, S)*J |  | AF*J*K |  | AH*J*L | AG + AI |  | AG +AI -AK | formula: Logic to lookup from AC tables and adjust by savings and quantity | Formula: Utility Savings (AM)*1.1+AD+AE | formula: AM/AB | formula: AN/AC
| Sch. No. | Order Number | Program Name | Measure Version | Measure Name | First Period Measure Life | Second period Measure Life | Gas End-Use Type | Number of units offered | Savings per Unit Period 1 | Savngs per Unit Period 2 | Incentives Per Unit | Incremental Measure Cost per Unit | Total First Year Savings | Total Incentive | Total Incremental Measure Cost | Unit First Year Non-Energy Benefits | Unit Annual Net Equipment O&M | Total Measure Life | Weighted Life | Agency or Customer Cost per Unit | Percent Unit overhead | Program Overhead Cost | Total Customer Cost | Total Utility Program Costs | Total Resource Cost | PV Total Utility Program Costs | PV Total Resource Costs | PV Total Non-Energy Benefits | PV Total Net Equipment O&M | Unit PV First period Savings for 1 therm | Total First Period Savings | Unit PV Savings for Second Period for 1 therm | Total Second period Savings | Unadjusted Total | Decrement | Final UC Total Savings | PV Total Savings UC | PV Total Savings TRC | UC B/C Ratio | TRC B/C Ratio
DBTC: | G214 | 18230434 | Home Appliances {G} | 12535-2 | Clothes Washer - Energy Star - Any WH - Any Dryer - Res - NQC | 0 | 0 | Res Water Heat | 2 | 0 |  | 0 | 0 | 0 | 0 | 0 | 0 | 0 | 0 | 0 | 0 | 0% | 0 | 0 | 0 | 0 | 0 | 0 | 0 | 0 | Res Water Heat | #VALUE! | Res Water Heat | #VALUE! | #VALUE! | #VALUE! | #VALUE! | 0 | 0 | 0 | #DIV/0!
0 | G214 | 18230434 | Home Appliances {G} | 12993-1 | Clothes Washer - Front Load - Energy Star - Any WH - Any Dryer - Res - C | 14 | 0 | Res Water Heat | 1 | 2.1 |  | 0 | 0 | 2.1 | 0 | 0 |  | 0 | 14 | 0.0049658 | 0 | 0.03547% | 0 | 0 | 0 | 0 | 0 | 0 | 0 | 0 | 9.6025 | 20.1653 | 9.6025 | 0 | 20.1653 | 0 | 20.1653 | 20.1653 | 22.1819 | 0 | #DIV/0!
Program Costs: | G214 | 18230434 | Home Appliances {G} | 12993-2 | Clothes Washer - Front Load - Energy Star - Any WH - Any Dryer - Res - C | 14 | 0 | Res Water Heat | 285 | 2.4 |  | 0 | 0 | 684 | 0 | 0 |  | 0 | 14 | 1.6174 | 0 | 11.55% | 0 | 0 | 0 | 0 | 0 | 0 | 0 | 0 | 9.6025 | 6568.1359 | 9.6025 | 0 | 6568.1359 | 0 | 6568.1359 | 6568.1359 | 7224.9495 | 0 | #DIV/0!
0 | G214 | 18230434 | Home Appliances {G} | 12993-3 | Clothes Washer - Front Load - Energy Star - Any WH - Any Dryer - Res - C | 14 | 0 | Res Water Heat | 1241 | 2.4 |  | 0 | 0 | 2978.4 | 0 | 0 |  | 0 | 14 | 7.0429 | 0 | 50.31% | 0 | 0 | 0 | 0 | 0 | 0 | 0 | 0 | 9.6025 | 28600.1987 | 9.6025 | 0 | 28600.1987 | 0 | 28600.1987 | 28600.1987 | 31460.2185 | 0 | #DIV/0!
Total Savings (therm): | G214 | 18230434 | Home Appliances {G} | 12994-3 | Clothes Washer - Front Load - Energy Star - Any WH - Any Dryer - Res - C - LTO | 14 | 0 | Res Water Heat | 860 | 2.4 |  | 0 | 0 | 2064 | 0 | 0 |  | 0 | 14 | 4.8807 | 0 | 34.86% | 0 | 0 | 0 | 0 | 0 | 0 | 0 | 0 | 9.6025 | 19819.6381 | 9.6025 | 0 | 19819.6381 | 0 | 19819.6381 | 19819.6381 | 21801.6019 | 0 | #DIV/0!
5920.5 | G214 | 18230434 | Home Appliances {G} | 13213-1 | Clothes Washer - Front Load - Energy Star - Any WH - Any Dryer - Res - MI - C | 14 | 0 | Res Water Heat | 3 | 2.4 |  | 0 | 0 | 7.2 | 0 | 0 |  | 0 | 14 | 0.017026 | 0 | 0.1216% | 0 | 0 | 0 | 0 | 0 | 0 | 0 | 0 | 9.6025 | 69.1383 | 9.6025 | 0 | 69.1383 | 0 | 69.1383 | 69.1383 | 76.0521 | 0 | #DIV/0!
Total Incentives: | G214 | 18230434 | Home Appliances {G} | 13213-2 | Clothes Washer - Front Load - Energy Star - Any WH - Any Dryer - Res - MI - C | 14 | 0 | Res Water Heat | 42 | 2.4 |  | 0 | 0 | 100.8 | 0 | 0 |  | 0 | 14 | 0.23836 | 0 | 1.703% | 0 | 0 | 0 | 0 | 0 | 0 | 0 | 0 | 9.6025 | 967.9358 | 9.6025 | 0 | 967.9358 | 0 | 967.9358 | 967.9358 | 1064.7294 | 0 | #DIV/0!
0 | G214 | 18230434 | Home Appliances {G} | 13755-1 | Clothes Dryer - Energy Star - Any WH - Any Dryer - Res - NQC | 0 | 0 | Res Plug Load | 8 | 0 |  | 0 | 0 | 0 | 0 | 0 | 0 | 0 | 0 | 0 | 0 | 0% | 0 | 0 | 0 | 0 | 0 | 0 | 0 | 0 | #N/A | #N/A | #N/A | #N/A | #N/A | #N/A | #N/A | 0 | 0 | 0 | #DIV/0!
Total Customer Costs: | G214 | 18230434 | Home Appliances {G} | 13872-1 | Clothes Washer - Front Load - Energy Star - Any WH - Any Dryer - MH - C | 14 | 0 | Res Water Heat | 6 | 2.4 |  | 0 | 0 | 14.4 | 0 | 0 |  | 0 | 14 | 0.034051 | 0 | 0.2432% | 0 | 0 | 0 | 0 | 0 | 0 | 0 | 0 | 9.6025 | 138.2765 | 9.6025 | 0 | 138.2765 | 0 | 138.2765 | 138.2765 | 152.1042 | 0 | #DIV/0!
0 | G214 | 18230434 | Home Appliances {G} | 14080-1 | Clothes Washer - Front Load - Energy Star - Any WH - Any Dryer - Res - MI - C - LTO | 14 | 0 | Res Water Heat | 29 | 2.4 |  | 0 | 0 | 69.6 | 0 | 0 |  | 0 | 14 | 0.16458 | 0 | 1.176% | 0 | 0 | 0 | 0 | 0 | 0 | 0 | 0 | 9.6025 | 668.3366 | 9.6025 | 0 | 668.3366 | 0 | 668.3366 | 668.3366 | 735.1703 | 0 | #DIV/0!
Weighted Avg Life | G214 | 18230434 | Home Appliances {G} | [15 empty] | 0 | 0 | 0 | 0% | 0 | 0 | 0 | 0 | 0 | 0 | 0 | 0 | #N/A | #N/A | #N/A | #N/A | #N/A | #N/A | #N/A | 0 | 0 | 0 | #DIV/0!
14 | [18 empty] | 0 | 0 | 0 | 0% | 0 | 0 | 0 | 0 | 0 | 0 | 0 | 0 | #N/A | #N/A | #N/A | #N/A | #N/A | #N/A | #N/A | 0 | 0 | 0 | #DIV/0!
Total Utility Cost | [18 empty] | 0 | 0 | 0 | 0% | 0 | 0 | 0 | 0 | 0 | 0 | 0 | 0 | #N/A | #N/A | #N/A | #N/A | #N/A | #N/A | #N/A | 0 | 0 | 0 | #DIV/0!
0 | [18 empty] | 0 | 0 | 0 | 0% | 0 | 0 | 0 | 0 | 0 | 0 | 0 | 0 | #N/A | #N/A | #N/A | #N/A | #N/A | #N/A | #N/A | 0 | 0 | 0 | #DIV/0!
Total Resource Cost | [18 empty] | 0 | 0 | 0 | 0% | 0 | 0 | 0 | 0 | 0 | 0 | 0 | 0 | #N/A | #N/A | #N/A | #N/A | #N/A | #N/A | #N/A | 0 | 0 | 0 | #DIV/0!
0 | [18 empty] | 0 | 0 | 0 | 0% | 0 | 0 | 0 | 0 | 0 | 0 | 0 | 0 | #N/A | #N/A | #N/A | #N/A | #N/A | #N/A | #N/A | 0 | 0 | 0 | #DIV/0!
UC B/C Ratio | [18 empty] | 0 | 0 | 0 | 0% | 0 | 0 | 0 | 0 | 0 | 0 | 0 | 0 | #N/A | #N/A | #N/A | #N/A | #N/A | #N/A | #N/A | 0 | 0 | 0 | #DIV/0!
#DIV/0! | [18 empty] | 0 | 0 | 0 | 0% | 0 | 0 | 0 | 0 | 0 | 0 | 0 | 0 | #N/A | #N/A | #N/A | #N/A | #N/A | #N/A | #N/A | 0 | 0 | 0 | #DIV/0!
TRC B/C Ratio | [18 empty] | 0 | 0 | 0 | 0% | 0 | 0 | 0 | 0 | 0 | 0 | 0 | 0 | #N/A | #N/A | #N/A | #N/A | #N/A | #N/A | #N/A | 0 | 0 | 0 | #DIV/0!
#DIV/0! | [18 empty] | 0 | 0 | 0 | 0% | 0 | 0 | 0 | 0 | 0 | 0 | 0 | 0 | #N/A | #N/A | #N/A | #N/A | #N/A | #N/A | #N/A | 0 | 0 | 0 | #DIV/0!
Note on W3: Curtis, Kasey Calculates measure savings as a % of total program savings.
Note on X3: Curtis, Kasey: Uses % of measure savings as a proxy for % of program spending.

## Smart Thermostats {G}
Rtn to Summary |  | Order Number | Program Name | Discount Rate: | 6.8% | [9 empty] | Paste in incentives but use DBtC for Total
| Program: | 18230687 | Smart Thermostats {G}
| paste |  |  | paste | paste | paste | paste | paste | paste | paste | paste | paste | paste | Paste | paste | paste | paste | paste | Formula: G + H | Formula: (O/A10)*T | Formula: N - M | Formula: O/A10 | Formula: W*A8 | Formula: Q - P | Formula: X + DBtC | Formula: Q + X | Formula: Z/(1+GasDiscountRate)^1 | Formula: AA/(1+GasDiscountRate)^1 | Formula: -PV(ElecDiscount Rate,T,R)*J | Formula: -PV(ElecDiscount Rate, T, S)*J |  | AF*J*K |  | AH*J*L | AG + AI |  | AG +AI -AK | formula: Logic to lookup from AC tables and adjust by savings and quantity | Formula: Utility Savings (AM)*1.1+AD+AE | formula: AM/AB | formula: AN/AC
| Sch. No. | Order Number | Program Name | Measure Version | Measure Name | First Period Measure Life | Second period Measure Life | Gas End-Use Type | Number of units offered | Savings per Unit Period 1 | Savngs per Unit Period 2 | Incentives Per Unit | Incremental Measure Cost per Unit | Total First Year Savings | Total Incentive | Total Incremental Measure Cost | Unit First Year Non-Energy Benefits | Unit Annual Net Equipment O&M | Total Measure Life | Weighted Life | Agency or Customer Cost per Unit | Percent Unit overhead | Program Overhead Cost | Total Customer Cost | Total Utility Program Costs | Total Resource Cost | PV Total Utility Program Costs | PV Total Resource Costs | PV Total Non-Energy Benefits | PV Total Net Equipment O&M | Unit PV First period Savings for 1 therm | Total First Period Savings | Unit PV Savings for Second Period for 1 therm | Total Second period Savings | Unadjusted Total | Decrement | Final UC Total Savings | PV Total Savings UC | PV Total Savings TRC | UC B/C Ratio | TRC B/C Ratio
DBTC: | G214 | 18230687 | Smart Thermostats {G} | 12305-3 | WET: Thermostat - Web Enabled - Retail - NQC | 0 | 0 | SF Space Heat | 20 | 0 |  | 127.5 | 0 | 0 | 2550 | 0 | 0 | 0 | 0 | 0 | -127.5 | 0% | 0 | -2550 | 0 | 0 | 0 | 0 | 0 | 0 | SF Space Heat | #VALUE! | SF Space Heat | #VALUE! | #VALUE! | #VALUE! | #VALUE! | 0 | 0 | 0 | #DIV/0!
1384669.05 | G214 | 18230687 | Smart Thermostats {G} | 12738-2 | Thermostat - Smart - GH - Res | 11 | 0 | SF Space Heat | -5 | 33 |  | 75 | 189 | -165 | -375 | -945 | 0 | 0 | 11 | -0.006196 | 114 | -0.05633% | -261.3418 | -570 | -1041.2837 | -1206.3418 | -974.9847 | -1129.5335 | 0 | 0 | 8.3815 | -1382.9421 | 8.3815 | 0 | -1382.9421 | 0 | -1382.9421 | -1382.9421 | -1521.2363 | 1.4184 | 1.3468
Program Costs: | G214 | 18230687 | Smart Thermostats {G} | 12738-3 | Thermostat - Smart - GH - Res | 11 | 0 | SF Space Heat | 980 | 33 |  | 75 | 189 | 32340 | 71981.1 | 185220 | 6.076 | 0 | 11 | 1.2144 | 114 | 11.04% | 51222.9942 | 113238.9 | 204091.5963 | 236442.9942 | 191097.0003 | 221388.5714 | 45098.9248 | 0 | 8.3815 | 271056.6501 | 8.3815 | 0 | 271056.6501 | 0 | 271056.6501 | 271056.6501 | 343261.2399 | 1.4184 | 1.5505
463972.94 | G214 | 18230687 | Smart Thermostats {G} | 12738-4 | Thermostat - Smart - GH - Res | 7 | 0 | SF Space Heat | 5474 | 26.7 |  | 75 | 165.03 | 146155.8 | 548197.53 | 903374.22 | 5.163 | 0 | 7 | 3.4926 | 90.03 | 49.89% | 231494.6722 | 355176.69 | 922361.4885 | 1134868.8922 | 863634.3525 | 1062611.3223 | 153381.3186 | 0 | 5.6041 | 819075.9477 | 5.6041 | 0 | 819075.9477 | 0 | 819075.9477 | 819075.9477 | 1054364.8611 | 0.94841 | 0.99224
Total Savings (therm): | G214 | 18230687 | Smart Thermostats {G} | 12739-3 | Thermostat - Smart - GH - Res - MI | 11 | 0 | SF Space Heat | 9 | 33 |  | 150 | 189 | 297 | 1223.88 | 1701 | 6.076 | 0 | 11 | 0.011153 | 39 | 0.1014% | 470.4153 | 477.12 | 1874.3106 | 2171.4153 | 1754.9725 | 2033.1603 | 414.1738 | 0 | 8.3815 | 2489.2958 | 8.3815 | 0 | 2489.2958 | 0 | 2489.2958 | 2489.2958 | 3152.3991 | 1.4184 | 1.5505
292932.6 | G214 | 18230687 | Smart Thermostats {G} | 12739-4 | Thermostat - Smart - GH - Res - MI | 7 | 0 | SF Space Heat | 933 | 26.7 |  | 175 | 165.03 | 24911.1 | 138510.63 | 153972.99 | 5.163 | 0 | 7 | 0.59528 | -9.97 | 8.504% | 39456.4357 | 15462.36 | 157209.2197 | 193429.4257 | 147199.6439 | 181113.6945 | 26142.6325 | 0 | 5.6041 | 139605.0163 | 5.6041 | 0 | 139605.0163 | 0 | 139605.0163 | 139605.0163 | 179708.1504 | 0.94841 | 0.99224
Total Incentives: | G214 | 18230687 | Smart Thermostats {G} | 13262-2 | Thermostat - ELV - Smart - SF or MH or DX - NQC | 0 | 0 |  | 20 | 0 |  | 0 | 0 | 0 | 0 | 0 | 0 | 0 | 0 | 0 | 0 | 0% | 0 | 0 | 0 | 0 | 0 | 0 | 0 | 0 | #N/A | #N/A | #N/A | #N/A | #N/A | #N/A | #N/A | 0 | 0 | 0 | #DIV/0!
1170466.08 | G214 | 18230687 | Smart Thermostats {G} | 13274-2 | Thermostat - Smart - GH - Res - LTO - a | 7 | 0 | SF Space Heat | 44 | 26.7 |  | 100 | 165.03 | 1174.8 | 4203.89 | 7261.32 | 5.163 | 0 | 7 | 0.028073 | 65.03 | 0.401% | 1860.7537 | 3057.43 | 7413.9396 | 9122.0737 | 6941.891 | 8541.2675 | 1232.8787 | 0 | 5.6041 | 6583.7307 | 5.6041 | 0 | 6583.7307 | 0 | 6583.7307 | 6583.7307 | 8474.9824 | 0.94841 | 0.99224
Total Customer Costs: | G214 | 18230687 | Smart Thermostats {G} | 13275-2 | Thermostat - Smart - GH - Res - LTO - b | 7 | 0 | SF Space Heat | 145 | 26.7 |  | 150 | 165.03 | 3871.5 | 21550.72 | 23929.35 | 5.163 | 0 | 7 | 0.092514 | 15.03 | 1.322% | 6132.0291 | 2378.63 | 24432.301 | 30061.3791 | 22876.6864 | 28147.3587 | 4062.8957 | 0 | 5.6041 | 21696.3852 | 5.6041 | 0 | 21696.3852 | 0 | 21696.3852 | 21696.3852 | 27928.9194 | 0.94841 | 0.99224
587637.06 |  |  |  | 13275-3 | Thermostat - Smart - GH - Res - LTO - b | 7 | 0 | SF Space Heat | 41 | 26.7 |  | 150 | 165.03 | 1094.7 | 6150 | 6766.23 | 5.163 | 0 | 7 | 0.026159 | 15.03 | 0.3737% | 1733.8841 | 616.23 | 6908.4437 | 8500.1141 | 6468.5803 | 7958.9083 | 1148.8188 | 0 | 5.6041 | 6134.8399 | 5.6041 | 0 | 6134.8399 | 0 | 6134.8399 | 6134.8399 | 7897.1427 | 0.94841 | 0.99224
Weighted Avg Life |  |  |  | 13276-1 | Thermostat - Smart - GH - Res - LTO - ecobee - a | 11 | 0 | SF Space Heat | 44 | 33 |  | 100 | 189 | 1452 | 4400 | 8316 | 6.076 | 0 | 11 | 0.054524 | 89 | 0.4957% | 2299.8079 | 3916 | 9163.2962 | 10615.8079 | 8579.8653 | 9939.895 | 2024.8497 | 0 | 8.3815 | 12169.8904 | 8.3815 | 0 | 12169.8904 | 0 | 12169.8904 | 12169.8904 | 15411.7291 | 1.4184 | 1.5505
8.5799 |  |  |  | 13277-1 | Thermostat - Smart - GH - Res - LTO - ecobee - b | 11 | 0 | SF Space Heat | 2463 | 33 |  | 150 | 189 | 81279 | 369420.33 | 465507 | 6.076 | 0 | 11 | 3.0521 | 39 | 27.75% | 128736.9743 | 96086.67 | 512936.3284 | 594243.9743 | 480277.461 | 556408.2156 | 113345.5629 | 0 | 8.3815 | 681237.2747 | 8.3815 | 0 | 681237.2747 | 0 | 681237.2747 | 681237.2747 | 862706.5651 | 1.4184 | 1.5505
Total Utility Cost |  |  |  | 13279-1 | Thermostat - Smart - GH - Res - LTO - Emerson - b | 11 | 0 | SF Space Heat | -2 | 33 |  | 150 | 189 | -66 | -300 | -378 | 6.076 | 0 | 11 | -0.0024784 | 39 | -0.02253% | -104.5367 | -78 | -416.5135 | -482.5367 | -389.9939 | -451.8134 | -92.0386 | 0 | 8.3815 | -553.1768 | 8.3815 | 0 | -553.1768 | 0 | -553.1768 | -553.1768 | -700.5331 | 1.4184 | 1.5505
1848641.99 |  |  |  | 13280-1 | Thermostat - Smart - GH - Res - LTO - Nest - a | 11 | 0 | SF Space Heat | 9 | 33 |  | 100 | 189 | 297 | 900 | 1701 | 6.076 | 0 | 11 | 0.011153 | 89 | 0.1014% | 470.4153 | 801 | 1874.3106 | 2171.4153 | 1754.9725 | 2033.1603 | 414.1738 | 0 | 8.3815 | 2489.2958 | 8.3815 | 0 | 2489.2958 | 0 | 2489.2958 | 2489.2958 | 3152.3991 | 1.4184 | 1.5505
Total Resource Cost |  |  |  | 13281-1 | Thermostat - Smart - GH - Res - LTO - Nest - b | 11 | 0 | SF Space Heat | 8 | 33 |  | 150 | 189 | 264 | 1200 | 1512 | 6.076 | 0 | 11 | 0.0099135 | 39 | 0.09012% | 418.1469 | 312 | 1666.0538 | 1930.1469 | 1559.9755 | 1807.2536 | 368.1545 | 0 | 8.3815 | 2212.7073 | 8.3815 | 0 | 2212.7073 | 0 | 2212.7073 | 2212.7073 | 2802.1326 | 1.4184 | 1.5505
2222076.08 |  |  |  | 13526-2 | Thermostat - Smart - GH - Res - TDSM - Duvall | 7 | 0 | SF Space Heat | 1 | 26.7 |  | 350 | 165.03 | 26.7 | 350 | 165.03 | 5.163 | 0 | 7 | 0.00063803 | -184.97 | 0.009115% | 42.2899 | -184.97 | 168.4986 | 207.3199 | 157.7703 | 194.1197 | 28.02 | 0 | 5.6041 | 149.6302 | 5.6041 | 0 | 149.6302 | 0 | 149.6302 | 149.6302 | 192.6132 | 0.94841 | 0.99224
UC B/C Ratio |  |  |  | 13856-1 | Thermostat - Smart - SF or MH or DX - NQC | 0 | 0 | SF Space Heat | 16 | 0 |  | 31.4375 | 0 | 0 | 503 | 0 | 0 | 0 | 0 | 0 | -31.4375 | 0% | 0 | -503 | 0 | 0 | 0 | 0 | 0 | 0 | SF Space Heat | #VALUE! | SF Space Heat | #VALUE! | #VALUE! | #VALUE! | #VALUE! | 0 | 0 | 0 | #DIV/0!
1.134 | [18 empty] | 0 | 0 | 0 | 0% | 0 | 0 | 0 | 0 | 0 | 0 | 0 | 0 | #N/A | #N/A | #N/A | #N/A | #N/A | #N/A | #N/A | 0 | 0 | 0 | #DIV/0!
TRC B/C Ratio | [18 empty] | 0 | 0 | 0 | 0% | 0 | 0 | 0 | 0 | 0 | 0 | 0 | 0 | #N/A | #N/A | #N/A | #N/A | #N/A | #N/A | #N/A | 0 | 0 | 0 | #DIV/0!
1.2049 | [18 empty] | 0 | 0 | 0 | 0% | 0 | 0 | 0 | 0 | 0 | 0 | 0 | 0 | #N/A | #N/A | #N/A | #N/A | #N/A | #N/A | #N/A | 0 | 0 | 0 | #DIV/0!
Note on W3: Curtis, Kasey Calculates measure savings as a % of total program savings.
Note on X3: Curtis, Kasey: Uses % of measure savings as a proxy for % of program spending.

## Residential Showerheads {G}
Rtn to Summary |  | Order Number | Program Name | Discount Rate: | 6.8% | [9 empty] | Paste in incentives but use DBtC for Total
| Program: | 18230700 | Residential Showerheads {G}
| paste |  |  | paste | paste | paste | paste | paste | paste | paste | paste | paste | paste | Paste | paste | paste | paste | paste | Formula: G + H | Formula: (O/A10)*T | Formula: N - M | Formula: O/A10 | Formula: W*A8 | Formula: Q - P | Formula: X + DBtC | Formula: Q + X | Formula: Z/(1+GasDiscountRate)^1 | Formula: AA/(1+GasDiscountRate)^1 | Formula: -PV(ElecDiscount Rate,T,R)*J | Formula: -PV(ElecDiscount Rate, T, S)*J |  | AF*J*K |  | AH*J*L | AG + AI |  | AG +AI -AK | formula: Logic to lookup from AC tables and adjust by savings and quantity | Formula: Utility Savings (AM)*1.1+AD+AE | formula: AM/AB | formula: AN/AC
| Sch. No. | Order Number | Program Name | Measure Version | Measure Name | First Period Measure Life | Second period Measure Life | Gas End-Use Type | Number of units offered | Savings per Unit Period 1 | Savngs per Unit Period 2 | Incentives Per Unit | Incremental Measure Cost per Unit | Total First Year Savings | Total Incentive | Total Incremental Measure Cost | Unit First Year Non-Energy Benefits | Unit Annual Net Equipment O&M | Total Measure Life | Weighted Life | Agency or Customer Cost per Unit | Percent Unit overhead | Program Overhead Cost | Total Customer Cost | Total Utility Program Costs | Total Resource Cost | PV Total Utility Program Costs | PV Total Resource Costs | PV Total Non-Energy Benefits | PV Total Net Equipment O&M | Unit PV First period Savings for 1 therm | Total First Period Savings | Unit PV Savings for Second Period for 1 therm | Total Second period Savings | Unadjusted Total | Decrement | Final UC Total Savings | PV Total Savings UC | PV Total Savings TRC | UC B/C Ratio | TRC B/C Ratio
DBTC: | G214 | 18230700 | Residential Showerheads {G} | [15 empty] | 0 | #DIV/0! | 0 | #DIV/0! | #DIV/0! | 0 | #DIV/0! | #DIV/0! | #DIV/0! | #DIV/0! | 0 | 0 | #N/A | #N/A | #N/A | #N/A | #N/A | #N/A | #N/A | 0 | 0 | 0 | #DIV/0!
0 | G214 | 18230700 | Residential Showerheads {G} | [15 empty] | 0 | #DIV/0! | 0 | #DIV/0! | #DIV/0! | 0 | #DIV/0! | #DIV/0! | #DIV/0! | #DIV/0! | 0 | 0 | #N/A | #N/A | #N/A | #N/A | #N/A | #N/A | #N/A | 0 | 0 | 0 | #DIV/0!
Program Costs: | G214 | 18230700 | Residential Showerheads {G} | [15 empty] | 0 | #DIV/0! | 0 | #DIV/0! | #DIV/0! | 0 | #DIV/0! | #DIV/0! | #DIV/0! | #DIV/0! | 0 | 0 | #N/A | #N/A | #N/A | #N/A | #N/A | #N/A | #N/A | 0 | 0 | 0 | #DIV/0!
0 | G214 | 18230700 | Residential Showerheads {G} | [15 empty] | 0 | #DIV/0! | 0 | #DIV/0! | #DIV/0! | 0 | #DIV/0! | #DIV/0! | #DIV/0! | #DIV/0! | 0 | 0 | #N/A | #N/A | #N/A | #N/A | #N/A | #N/A | #N/A | 0 | 0 | 0 | #DIV/0!
Total Savings (therm): | G214 | 18230700 | Residential Showerheads {G} | [15 empty] | 0 | #DIV/0! | 0 | #DIV/0! | #DIV/0! | 0 | #DIV/0! | #DIV/0! | #DIV/0! | #DIV/0! | 0 | 0 | #N/A | #N/A | #N/A | #N/A | #N/A | #N/A | #N/A | 0 | 0 | 0 | #DIV/0!
0 | G214 | 18230700 | Residential Showerheads {G} | [15 empty] | 0 | #DIV/0! | 0 | #DIV/0! | #DIV/0! | 0 | #DIV/0! | #DIV/0! | #DIV/0! | #DIV/0! | 0 | 0 | #N/A | #N/A | #N/A | #N/A | #N/A | #N/A | #N/A | 0 | 0 | 0 | #DIV/0!
Total Incentives: | G214 | 18230700 | Residential Showerheads {G} | [15 empty] | 0 | #DIV/0! | 0 | #DIV/0! | #DIV/0! | 0 | #DIV/0! | #DIV/0! | #DIV/0! | #DIV/0! | 0 | 0 | #N/A | #N/A | #N/A | #N/A | #N/A | #N/A | #N/A | 0 | 0 | 0 | #DIV/0!
0 | G214 | 18230700 | Residential Showerheads {G} | [15 empty] | 0 | #DIV/0! | 0 | #DIV/0! | #DIV/0! | 0 | #DIV/0! | #DIV/0! | #DIV/0! | #DIV/0! | 0 | 0 | #N/A | #N/A | #N/A | #N/A | #N/A | #N/A | #N/A | 0 | 0 | 0 | #DIV/0!
Total Customer Costs: | G214 | 18230700 | Residential Showerheads {G} | [15 empty] | 0 | #DIV/0! | 0 | #DIV/0! | #DIV/0! | 0 | #DIV/0! | #DIV/0! | #DIV/0! | #DIV/0! | 0 | 0 | #N/A | #N/A | #N/A | #N/A | #N/A | #N/A | #N/A | 0 | 0 | 0 | #DIV/0!
0 | G214 | 18230700 | Residential Showerheads {G} | [15 empty] | 0 | #DIV/0! | 0 | #DIV/0! | #DIV/0! | 0 | #DIV/0! | #DIV/0! | #DIV/0! | #DIV/0! | 0 | 0 | #N/A | #N/A | #N/A | #N/A | #N/A | #N/A | #N/A | 0 | 0 | 0 | #DIV/0!
Weighted Avg Life | G214 | 18230700 | Residential Showerheads {G} | [15 empty] | 0 | #DIV/0! | 0 | #DIV/0! | #DIV/0! | 0 | #DIV/0! | #DIV/0! | #DIV/0! | #DIV/0! | 0 | 0 | #N/A | #N/A | #N/A | #N/A | #N/A | #N/A | #N/A | 0 | 0 | 0 | #DIV/0!
#DIV/0! | G214 | 18230700 | Residential Showerheads {G} | [15 empty] | 0 | #DIV/0! | 0 | #DIV/0! | #DIV/0! | 0 | #DIV/0! | #DIV/0! | #DIV/0! | #DIV/0! | 0 | 0 | #N/A | #N/A | #N/A | #N/A | #N/A | #N/A | #N/A | 0 | 0 | 0 | #DIV/0!
Total Utility Cost | G214 | 18230700 | Residential Showerheads {G} | [15 empty] | 0 | #DIV/0! | 0 | #DIV/0! | #DIV/0! | 0 | #DIV/0! | #DIV/0! | #DIV/0! | #DIV/0! | 0 | 0 | #N/A | #N/A | #N/A | #N/A | #N/A | #N/A | #N/A | 0 | 0 | 0 | #DIV/0!
0 | G214 | 18230700 | Residential Showerheads {G} | [15 empty] | 0 | #DIV/0! | 0 | #DIV/0! | #DIV/0! | 0 | #DIV/0! | #DIV/0! | #DIV/0! | #DIV/0! | 0 | 0 | #N/A | #N/A | #N/A | #N/A | #N/A | #N/A | #N/A | 0 | 0 | 0 | #DIV/0!
Total Resource Cost | [18 empty] | 0 | #DIV/0! | 0 | #DIV/0! | #DIV/0! | 0 | #DIV/0! | #DIV/0! | #DIV/0! | #DIV/0! | 0 | 0 | #N/A | #N/A | #N/A | #N/A | #N/A | #N/A | #N/A | 0 | 0 | 0 | #DIV/0!
0 | [18 empty] | 0 | #DIV/0! | 0 | #DIV/0! | #DIV/0! | 0 | #DIV/0! | #DIV/0! | #DIV/0! | #DIV/0! | 0 | 0 | #N/A | #N/A | #N/A | #N/A | #N/A | #N/A | #N/A | 0 | 0 | 0 | #DIV/0!
UC B/C Ratio | [18 empty] | 0 | #DIV/0! | 0 | #DIV/0! | #DIV/0! | 0 | #DIV/0! | #DIV/0! | #DIV/0! | #DIV/0! | 0 | 0 | #N/A | #N/A | #N/A | #N/A | #N/A | #N/A | #N/A | 0 | 0 | 0 | #DIV/0!
#DIV/0! | [18 empty] | 0 | #DIV/0! | 0 | #DIV/0! | #DIV/0! | 0 | #DIV/0! | #DIV/0! | #DIV/0! | #DIV/0! | 0 | 0 | #N/A | #N/A | #N/A | #N/A | #N/A | #N/A | #N/A | 0 | 0 | 0 | #DIV/0!
TRC B/C Ratio | [18 empty] | 0 | #DIV/0! | 0 | #DIV/0! | #DIV/0! | 0 | #DIV/0! | #DIV/0! | #DIV/0! | #DIV/0! | 0 | 0 | #N/A | #N/A | #N/A | #N/A | #N/A | #N/A | #N/A | 0 | 0 | 0 | #DIV/0!
#DIV/0! | [18 empty] | 0 | #DIV/0! | 0 | #DIV/0! | #DIV/0! | 0 | #DIV/0! | #DIV/0! | #DIV/0! | #DIV/0! | 0 | 0 | #N/A | #N/A | #N/A | #N/A | #N/A | #N/A | #N/A | 0 | 0 | 0 | #DIV/0!
Note on W3: Curtis, Kasey Calculates measure savings as a % of total program savings.
Note on X3: Curtis, Kasey: Uses % of measure savings as a proxy for % of program spending.

## SF Existing Weatherization {G}
Rtn to Summary |  | Order Number | Program Name | Discount Rate: | 6.8% | [9 empty] | Paste in incentives but use DBtC for Total
| Program: | 18230637 | SF Existing Weatherization {G}
| paste |  |  | paste | paste | paste | paste | paste | paste | paste | paste | paste | paste | Paste | paste | paste | paste | paste | Formula: G + H | Formula: (O/A10)*T | Formula: N - M | Formula: O/A10 | Formula: W*A8 | Formula: Q - P | Formula: X + DBtC | Formula: Q + X | Formula: Z/(1+GasDiscountRate)^1 | Formula: AA/(1+GasDiscountRate)^1 | Formula: -PV(ElecDiscount Rate,T,R)*J | Formula: -PV(ElecDiscount Rate, T, S)*J |  | AF*J*K |  | AH*J*L | AG + AI |  | AG +AI -AK | formula: Logic to lookup from AC tables and adjust by savings and quantity | Formula: Utility Savings (AM)*1.1+AD+AE | formula: AM/AB | formula: AN/AC
| Sch. No. | Order Number | Program Name | Measure Version | Measure Name | First Period Measure Life | Second period Measure Life | Gas End-Use Type | Number of units offered | Savings per Unit Period 1 | Savngs per Unit Period 2 | Incentives Per Unit | Incremental Measure Cost per Unit | Total First Year Savings | Total Incentive | Total Incremental Measure Cost | Unit First Year Non-Energy Benefits | Unit Annual Net Equipment O&M | Total Measure Life | Weighted Life | Agency or Customer Cost per Unit | Percent Unit overhead | Program Overhead Cost | Total Customer Cost | Total Utility Program Costs | Total Resource Cost | PV Total Utility Program Costs | PV Total Resource Costs | PV Total Non-Energy Benefits | PV Total Net Equipment O&M | Unit PV First period Savings for 1 therm | Total First Period Savings | Unit PV Savings for Second Period for 1 therm | Total Second period Savings | Unadjusted Total | Decrement | Final UC Total Savings | PV Total Savings UC | PV Total Savings TRC | UC B/C Ratio | TRC B/C Ratio
DBTC: | G214 | 18230637 | SF Existing Weatherization {G} | 10709-6 | SFWIN: Windows - Single Pane - to U30 - NG | 45 | 0 | SF Space Heat | 32829.49 | 0.3811 |  | 50 | 22.6 | 12511.29 | 82150 | 741946.49 | 0 | 0 | 45 | 2.4755 | -27.4 | 5.501% | 12298.32 | 659796.49 | 143514.484 | 754244.81 | 134376.8577 | 706221.7322 | 0 | 0 | 26.2816 | 328816.9827 | 26.2816 | 0 | 328816.9827 | 0 | 328816.9827 | 328816.9827 | 361698.6809 | 2.447 | 0.51216
2385310.15 | G214 | 18230637 | SF Existing Weatherization {G} | 10721-5 | SFWIN: Windows - Single Pane - to U30 - NG - MH | 25 | 0 | SF Space Heat | 174.7 | 0.7637 |  | 200 | 18.53 | 133.41 | 2400 | 3237.19 | 0 | 0 | 25 | 0.014665 | -181.47 | 0.05866% | 131.1391 | 837.19 | 1530.3192 | 3368.3291 | 1432.8831 | 3153.8662 | 0 | 0 | 16.1433 | 2153.8167 | 16.1433 | 0 | 2153.8167 | 0 | 2153.8167 | 2153.8167 | 2369.1983 | 1.5031 | 0.7512
Program Costs: | G214 | 18230637 | SF Existing Weatherization {G} | 10913-7 | SFWX: Insulation - Attic - R0 to R49 - NG | 45 | 0 | SF Space Heat | 16289 | 0.0924 |  | 0.5 | 1.49 | 1505.11 | 8144.5 | 24270.61 | 0.0433 | 0 | 45 | 0.2978 | 0.99 | 0.6618% | 1479.4897 | 16126.11 | 17264.8132 | 25750.0997 | 16165.5555 | 24110.5802 | 9835.0219 | 0 | 26.2816 | 39556.4719 | 26.2816 | 0 | 39556.4719 | 0 | 39556.4719 | 39556.4719 | 53347.141 | 2.447 | 2.2126
223564.74 | G214 | 18230637 | SF Existing Weatherization {G} | 10917-6 | SFWX: Insulation - Attic - R11 to R49 - NG | 45 | 0 | SF Space Heat | 2600 | 0.0321 |  | 0.5 | 1.24 | 83.47 | 1300 | 3224 | 0.0481 | 0 | 45 | 0.016515 | 0.74 | 0.0367% | 82.0492 | 1924 | 957.4675 | 3306.0492 | 896.5052 | 3095.5516 | 1743.8593 | 0 | 26.2816 | 2193.4591 | 26.2816 | 0 | 2193.4591 | 0 | 2193.4591 | 2193.4591 | 4156.6643 | 2.4467 | 1.3428
Total Savings (therm): | G214 | 18230637 | SF Existing Weatherization {G} | 10920-5 | SFWX: Carbon Monoxide Detector | 5 | 0 | SF Space Heat | 75 | 0 |  | 38.3 | 38.3 | 0 | 0 | 2872.5 | 38.85 | 0 | 5 | 0 | 0 | 0% | 0 | 2872.5 | 0 | 2872.5 | 0 | 2689.6067 | 12011.2004 | 0 | 4.1154 | 0 | 4.1154 | 0 | 0 | 0 | 0 | 0 | 12011.2004 | 0 | 4.4658
227436.21 | G214 | 18230637 | SF Existing Weatherization {G} | 10927-8 | SFWX: Insulation - Floor - R0 to R30 - NG | 45 | 0 | SF Space Heat | 40715 | 0.0345 |  | 0.25 | 1.41 | 1404.69 | 10178.75 | 57408.15 | 0.0403 | 0 | 45 | 0.27793 | 1.16 | 0.6176% | 1380.7791 | 47229.4 | 16112.9157 | 58788.9291 | 15086.9997 | 55045.8137 | 22879.8144 | 0 | 26.2816 | 36916.8544 | 26.2816 | 0 | 36916.8544 | 0 | 36916.8544 | 36916.8544 | 63488.3543 | 2.4469 | 1.1534
Total Incentives: | G214 | 18230637 | SF Existing Weatherization {G} | 10941-5 | SFWX: Sealing - Duct and Insulation - NG | 20 | 0 | SF Space Heat | 40 | 75.32 |  | 400 | 1000 | 3012.8 | 16000 | 40000 | 36.0909 | 0 | 20 | 0.26494 | 600 | 1.325% | 2961.5154 | 24000 | 34559.2211 | 42961.5154 | 32358.8213 | 40226.1381 | 15534.5477 | 0 | 13.7138 | 41316.8144 | 13.7138 | 0 | 41316.8144 | 0 | 41316.8144 | 41316.8144 | 60983.0435 | 1.2768 | 1.516
2326343.99 | G214 | 18230637 | SF Existing Weatherization {G} | 10943-4 | SFWX: Sealing - Duct - NG | 20 | 0 | SF Space Heat | 12 | 50.81 |  | 300 | 631.58 | 609.72 | 3600 | 7578.96 | 40.3969 | 0 | 20 | 0.053617 | 331.58 | 0.2681% | 599.3412 | 3978.96 | 6993.9751 | 8178.3012 | 6548.6659 | 7657.5854 | 5216.3917 | 0 | 13.7138 | 8361.5534 | 13.7138 | 0 | 8361.5534 | 0 | 8361.5534 | 8361.5534 | 14414.1004 | 1.2768 | 1.8823
Total Customer Costs: | G214 | 18230637 | SF Existing Weatherization {G} | 10946-6 | SFWX: Insulation - Wall - R0 to R13 - NG | 45 | 0 | SF Space Heat | 1368 | 0.0669 |  | 0.75 | 1.56 | 91.51 | 1026 | 2134.08 | 0.0417 | 0 | 45 | 0.018106 | 0.81 | 0.04024% | 89.9523 | 1108.08 | 1049.6928 | 2224.0323 | 982.8584 | 2082.4272 | 795.4542 | 0 | 26.2816 | 2405.2674 | 26.2816 | 0 | 2405.2674 | 0 | 2405.2674 | 2405.2674 | 3441.2483 | 2.4472 | 1.6525
5281092.21 | G214 | 18230637 | SF Existing Weatherization {G} | 12557-4 | Windows - Double Pane - Metal Frame - to U30 - NG - MH | 25 | 0 | SF Space Heat | 1148.48 | 0.3295 |  | 200 | 19.79 | 378.43 | 12200 | 22728.42 | 0 | 0 | 25 | 0.041597 | -180.21 | 0.1664% | 371.9883 | 10528.42 | 4340.8942 | 23100.4083 | 4064.5077 | 21629.5958 | 0 | 0 | 16.1433 | 6109.0249 | 16.1433 | 0 | 6109.0249 | 0 | 6109.0249 | 6109.0249 | 6719.9274 | 1.503 | 0.31068
Weighted Avg Life | G214 | 18230637 | SF Existing Weatherization {G} | 12562-3 | Incentive - Add On - 3 Bundle - Wx - EH - Res | 0 | 0 | SF Space Heat | 43 | 0 |  | 0 | 0 | 0 | 0 | 0 | 0 | 0 | 0 | 0 | 0 | 0% | 0 | 0 | 0 | 0 | 0 | 0 | 0 | 0 | SF Space Heat | #VALUE! | SF Space Heat | #VALUE! | #VALUE! | #VALUE! | #VALUE! | 0 | 0 | 0 | #DIV/0!
37.5845 | G214 | 18230637 | SF Existing Weatherization {G} | 12562-4 | Incentive - Add On - 3 Bundle - Wx - EH - Res | 0 | 0 | SF Space Heat | 2 | 0 |  | 0 | 0 | 0 | 0 | 0 | 0 | 0 | 0 | 0 | 0 | 0% | 0 | 0 | 0 | 0 | 0 | 0 | 0 | 0 | SF Space Heat | #VALUE! | SF Space Heat | #VALUE! | #VALUE! | #VALUE! | #VALUE! | 0 | 0 | 0 | #DIV/0!
Total Utility Cost | G214 | 18230637 | SF Existing Weatherization {G} | 12562-4 | Incentive - Add On - 3 Bundle - Wx - EH - Res | 0 | 0 | SF Space Heat | 85 | 0 |  | 0 | 0 | 0 | 0 | 0 | 0 | 0 | 0 | 0 | 0 | 0% | 0 | 0 | 0 | 0 | 0 | 0 | 0 | 0 | SF Space Heat | #VALUE! | SF Space Heat | #VALUE! | #VALUE! | #VALUE! | #VALUE! | 0 | 0 | 0 | #DIV/0!
2608874.89 | G214 | 18230637 | SF Existing Weatherization {G} | 12562-4 | Incentive - Add On - 3 Bundle - Wx - EH - Res | 0 | 0 | SF Space Heat | 1 | 0 |  | 0 | 1 | 0 | 0 | 1 | 0 | 0 | 0 | 0 | 1 | 0% | 0 | 1 | 0 | 1 | 0 | 0.93633 | 0 | 0 | SF Space Heat | #VALUE! | SF Space Heat | #VALUE! | #VALUE! | #VALUE! | #VALUE! | 0 | 0 | 0 | 0
Total Resource Cost | G214 | 18230637 | SF Existing Weatherization {G} | 12563-3 | Incentive - Add On - 3 Bundle - Wx - GH - Res | 0 | 0 | SF Space Heat | 147 | 0 |  | 250 | 0 | 0 | 36750 | 0 | 0 | 0 | 0 | 0 | -250 | 0% | 0 | -36750 | 0 | 0 | 0 | 0 | 0 | 0 | SF Space Heat | #VALUE! | SF Space Heat | #VALUE! | #VALUE! | #VALUE! | #VALUE! | 0 | 0 | 0 | #DIV/0!
7831000.94 | G214 | 18230637 | SF Existing Weatherization {G} | 12563-4 | Incentive - Add On - 3 Bundle - Wx - GH - Res | 0 | 0 | SF Space Heat | 387 | 0 |  | 350 | 0 | 0 | 135450 | 0 | 0 | 0 | 0 | 0 | -350 | 0% | 0 | -135450 | 0 | 0 | 0 | 0 | 0 | 0 | SF Space Heat | #VALUE! | SF Space Heat | #VALUE! | #VALUE! | #VALUE! | #VALUE! | 0 | 0 | 0 | #DIV/0!
UC B/C Ratio | G214 | 18230637 | SF Existing Weatherization {G} | 12564-2 | Incentive - Add On - 4 Bundle - Wx - EH - Res | 0 | 0 | SF Space Heat | 1 | 0 |  | 0 | 0 | 0 | 0 | 0 | 0 | 0 | 0 | 0 | 0 | 0% | 0 | 0 | 0 | 0 | 0 | 0 | 0 | 0 | SF Space Heat | #VALUE! | SF Space Heat | #VALUE! | #VALUE! | #VALUE! | #VALUE! | 0 | 0 | 0 | #DIV/0!
2.0998 | G214 | 18230637 | SF Existing Weatherization {G} | 12564-3 | Incentive - Add On - 4 Bundle - Wx - EH - Res | 0 | 0 | SF Space Heat | 10 | 0 |  | 0 | 0 | 0 | 0 | 0 | 0 | 0 | 0 | 0 | 0 | 0% | 0 | 0 | 0 | 0 | 0 | 0 | 0 | 0 | SF Space Heat | #VALUE! | SF Space Heat | #VALUE! | #VALUE! | #VALUE! | #VALUE! | 0 | 0 | 0 | #DIV/0!
TRC B/C Ratio | G214 | 18230637 | SF Existing Weatherization {G} | 12564-4 | Incentive - Add On - 4 Bundle - Wx - EH - Res | 0 | 0 | SF Space Heat | 17 | 0 |  | 0 | 0 | 0 | 0 | 0 | 0 | 0 | 0 | 0 | 0 | 0% | 0 | 0 | 0 | 0 | 0 | 0 | 0 | 0 | SF Space Heat | #VALUE! | SF Space Heat | #VALUE! | #VALUE! | #VALUE! | #VALUE! | 0 | 0 | 0 | #DIV/0!
0.9623 | G214 | 18230637 | SF Existing Weatherization {G} | 12565-3 | Incentive - Add On - 4 Bundle - Wx - GH - Res | 0 | 0 | SF Space Heat | 38 | 0 |  | 400 | 0 | 0 | 15200 | 0 | 0 | 0 | 0 | 0 | -400 | 0% | 0 | -15200 | 0 | 0 | 0 | 0 | 0 | 0 | SF Space Heat | #VALUE! | SF Space Heat | #VALUE! | #VALUE! | #VALUE! | #VALUE! | 0 | 0 | 0 | #DIV/0!
| G214 | 18230637 | SF Existing Weatherization {G} | 12565-4 | Incentive - Add On - 4 Bundle - Wx - GH - Res | 0 | 0 | SF Space Heat | 83 | 0 |  | 500 | 0 | 0 | 41500 | 0 | 0 | 0 | 0 | 0 | -500 | 0% | 0 | -41500 | 0 | 0 | 0 | 0 | 0 | 0 | SF Space Heat | #VALUE! | SF Space Heat | #VALUE! | #VALUE! | #VALUE! | #VALUE! | 0 | 0 | 0 | #DIV/0!
| G214 | 18230637 | SF Existing Weatherization {G} | 12631-4 | Insulation - Attic - R0 to R49 - GH - SF or DX - MI | 45 | 0 | SF Space Heat | 11690 | 0.0924 |  | 1.5 | 1.59 | 1080.15 | 17456.12 | 18587.1 | 0 | 0 | 45 | 0.21372 | 0.09 | 0.4749% | 1061.7634 | 1130.98 | 12390.1828 | 19648.8634 | 11601.2947 | 18397.8122 | 0 | 0 | 26.2816 | 28388.1857 | 26.2816 | 0 | 28388.1857 | 0 | 28388.1857 | 28388.1857 | 31227.0043 | 2.447 | 1.6973
| G214 | 18230637 | SF Existing Weatherization {G} | 12635-4 | Insulation - Attic - R11 to R49 - GH - SF or DX - MI | 45 | 0 | SF Space Heat | 36293 | 0.0669 |  | 1.3 | 1.32 | 2428 | 47180.9 | 47906.76 | 0.0434 | 0 | 45 | 0.4804 | 0.02 | 1.068% | 2386.67 | 725.86 | 27851.0983 | 50293.43 | 26077.8074 | 47091.2266 | 21963.7054 | 0 | 26.2816 | 63811.6745 | 26.2816 | 0 | 63811.6745 | 0 | 63811.6745 | 63811.6745 | 92156.5474 | 2.447 | 1.957
| G214 | 18230637 | SF Existing Weatherization {G} | 12639-4 | Insulation - Floor - R0 to R30 - GH - SF or DX - MI | 45 | 0 | SF Space Heat | 41221 | 0.0669 |  | 1.45 | 1.5 | 2757.7 | 59735.83 | 61831.5 | 0.035 | 0 | 45 | 0.54563 | 0.05 | 1.213% | 2710.7578 | 2095.67 | 31633.0205 | 64542.2578 | 29618.933 | 60432.8257 | 20117.758 | 0 | 26.2816 | 72476.2636 | 26.2816 | 0 | 72476.2636 | 0 | 72476.2636 | 72476.2636 | 99841.648 | 2.447 | 1.6521
| G214 | 18230637 | SF Existing Weatherization {G} | 12644-4 | Insulation - Wall - R0 to R13 - GH - SF or DX - MI | 45 | 0 | SF Space Heat | 12958 | 0.0669 |  | 1.6 | 1.67 | 866.89 | 20678.69 | 21639.86 | 0 | 0 | 45 | 0.17152 | 0.07 | 0.3812% | 852.1336 | 961.17 | 9943.9203 | 22491.9936 | 9310.7868 | 21059.9191 | 0 | 0 | 26.2816 | 22783.2276 | 26.2816 | 0 | 22783.2276 | 0 | 22783.2276 | 22783.2276 | 25061.5503 | 2.447 | 1.19
| G214 | 18230637 | SF Existing Weatherization {G} | 12653-2 | Windows - Single Pane - to U30 - GH - SF or DX - MI | 45 | 0 | SF Space Heat | 1035.52 | 0.3811 |  | 200 | 22.6 | 394.64 | 11950 | 23402.75 | 0 | 0 | 45 | 0.078083 | -177.4 | 0.1735% | 387.9223 | 11452.75 | 4526.8358 | 23790.6723 | 4238.6103 | 22275.9104 | 0 | 0 | 26.2816 | 10371.6677 | 26.2816 | 0 | 10371.6677 | 0 | 10371.6677 | 10371.6677 | 11408.8345 | 2.447 | 0.51216
| G214 | 18230637 | SF Existing Weatherization {G} | 12653-3 | Windows - Single Pane - to U30 - GH - SF or DX - MI | 45 | 0 | SF Space Heat | 7477.12 | 0.3514 |  | 200 | 24.11 | 2627.46 | 70950 | 180273.36 | 0 | 0 | 45 | 0.51986 | -175.89 | 1.155% | 2582.7348 | 109323.36 | 30139.0637 | 182856.0948 | 28220.0971 | 171213.5719 | 0 | 0 | 26.2816 | 69053.7491 | 26.2816 | 0 | 69053.7491 | 0 | 69053.7491 | 69053.7491 | 75959.1241 | 2.447 | 0.44365
| G214 | 18230637 | SF Existing Weatherization {G} | 12700-4 | Duct Sealing and Insulation - GH - SF or DX - MI | 20 | 0 | SF Space Heat | 36 | 75.32 |  | 900 | 1000 | 2711.52 | 26290.04 | 36000 | 37.7933 | 0 | 20 | 0.23844 | 100 | 1.192% | 2665.3639 | 9709.96 | 31103.299 | 38665.3639 | 29122.9391 | 36203.5243 | 14640.578 | 0 | 13.7138 | 37185.133 | 13.7138 | 0 | 37185.133 | 0 | 37185.133 | 37185.133 | 55544.2243 | 1.2768 | 1.5342
| G214 | 18230637 | SF Existing Weatherization {G} | 12703-2 | Sealing - Air - Attic - GH - SF or DX | 45 | 0 | SF Space Heat | 531493 | 0.01 |  | 0.1 | 0.2 | 5314.93 | 53086.5 | 106298.6 | 0 | 0 | 45 | 1.0516 | 0.1 | 2.337% | 5224.4581 | 53212.1 | 60966.49 | 111523.0581 | 57084.7285 | 104422.339 | 0 | 0 | 26.2816 | 139684.6564 | 26.2816 | 0 | 139684.6564 | 0 | 139684.6564 | 139684.6564 | 153653.1221 | 2.447 | 1.4715
| G214 | 18230637 | SF Existing Weatherization {G} | 12704-2 | Sealing - Air - Attic - GH - SF or DX - MI | 45 | 0 | SF Space Heat | 53188 | 0.01 |  | 0.2 | 0.2 | 531.88 | 10637.6 | 10637.6 | 0 | 0 | 45 | 0.10524 | 0 | 0.2339% | 522.8262 | 0 | 6101.0882 | 11160.4262 | 5712.6294 | 10449.8373 | 0 | 0 | 26.2816 | 13978.6366 | 26.2816 | 0 | 13978.6366 | 0 | 13978.6366 | 13978.6366 | 15376.5003 | 2.447 | 1.4715
| G214 | 18230637 | SF Existing Weatherization {G} | 12707-2 | Sealing - Air - Floor - GH - SF or DX | 45 | 0 | SF Space Heat | 700612 | 0.01 |  | 0.1 | 0.2 | 7006.12 | 69987.8 | 140122.4 | 0 | 0 | 45 | 1.3862 | 0.1 | 3.08% | 6886.8603 | 70134.6 | 80365.7894 | 147009.2603 | 75248.8664 | 137649.1201 | 0 | 0 | 26.2816 | 184131.7694 | 26.2816 | 0 | 184131.7694 | 0 | 184131.7694 | 184131.7694 | 202544.9463 | 2.447 | 1.4715
| G214 | 18230637 | SF Existing Weatherization {G} | 12708-2 | Sealing - Air - Floor - GH - SF or DX - MI | 45 | 0 | SF Space Heat | 43832 | 0.01 |  | 0.2 | 0.2 | 438.32 | 8363.64 | 8766.4 | 0 | 0 | 45 | 0.086725 | 0 | 0.1927% | 430.8588 | 402.76 | 5027.8803 | 9197.2588 | 4707.7531 | 8611.6656 | 0 | 0 | 26.2816 | 11519.7338 | 26.2816 | 0 | 11519.7338 | 0 | 11519.7338 | 11519.7338 | 12671.7071 | 2.447 | 1.4715
| G214 | 18230637 | SF Existing Weatherization {G} | 12714-3 | Sealing - Duct - EH - MH | 18 | 0 | SF Space Heat | 34 | 0 |  | 13.2353 | 0 | 0 | 450 | 0 | 21.5785 | 0 | 18 | 0 | -13.2353 | 0% | 0 | -450 | 0 | 0 | 0 | 0 | 7487.7697 | 0 | 12.6338 | 0 | 12.6338 | 0 | 0 | 0 | 0 | 0 | 7487.7697 | 0 | #DIV/0!
| G214 | 18230637 | SF Existing Weatherization {G} | 12715-3 | Sealing - Duct - GH - MH | 18 | 0 | SF Space Heat | 1 | 18.96 |  | 450 | 549 | 18.96 | 450 | 549 | 37.7984 | 0 | 18 | 0.0015006 | 99 | 0.008336% | 18.6373 | 99 | 217.4863 | 567.6373 | 203.6389 | 531.4956 | 385.7676 | 0 | 12.6338 | 239.536 | 12.6338 | 0 | 239.536 | 0 | 239.536 | 239.536 | 649.2572 | 1.1763 | 1.2216
| G214 | 18230637 | SF Existing Weatherization {G} | 12716-3 | Sealing - Duct - GH - SF or DX - MI | 20 | 0 | SF Space Heat | 2 | 31 |  | 500 | 440 | 62 | 1000 | 880 | 0 | 0 | 20 | 0.0054521 | -60 | 0.02726% | 60.9446 | -120 | 711.1895 | 940.9446 | 665.9078 | 881.0343 | 0 | 0 | 13.7138 | 850.2531 | 13.7138 | 0 | 850.2531 | 0 | 850.2531 | 850.2531 | 935.2784 | 1.2768 | 1.0616
| G214 | 18230637 | SF Existing Weatherization {G} | 13238-1 | Windows - Double Pane - Metal Frame - to U22 - GH - SF or DX | 45 | 0 | SF Space Heat | 3750.9 | 0.2635 |  | 100 | 26.25 | 988.38 | 17600 | 98461.11 | 0 | 0 | 45 | 0.19556 | -73.75 | 0.4346% | 971.5556 | 80861.11 | 11337.5076 | 99432.6656 | 10615.6438 | 93101.7468 | 0 | 0 | 26.2816 | 25975.7 | 26.2816 | 0 | 25975.7 | 0 | 25975.7 | 25975.7 | 28573.27 | 2.4469 | 0.3069
| G214 | 18230637 | SF Existing Weatherization {G} | 13238-2 | Windows - Double Pane - Metal Frame - to U22 - GH - SF or DX | 45 | 0 | SF Space Heat | 12781.82 | 0.2429 |  | 100 | 28.01 | 3104.72 | 52000 | 358018.83 | 0 | 0 | 45 | 0.61429 | -71.99 | 1.365% | 3051.8708 | 306018.83 | 35613.6169 | 361070.7008 | 33346.0832 | 338081.1805 | 0 | 0 | 26.2816 | 81596.4693 | 26.2816 | 0 | 81596.4693 | 0 | 81596.4693 | 81596.4693 | 89756.1162 | 2.447 | 0.26549
| G214 | 18230637 | SF Existing Weatherization {G} | 13239-1 | Windows - Double Pane - Metal Frame - to U22 - GH - SF or DX - MI | 45 | 0 | SF Space Heat | 194 | 0.2635 |  | 200 | 26.25 | 51.12 | 1200 | 5092.5 | 0 | 0 | 45 | 0.010114 | -173.75 | 0.02248% | 50.2498 | 3892.5 | 586.3872 | 5142.7498 | 549.0517 | 4815.3088 | 0 | 0 | 26.2816 | 1343.4871 | 26.2816 | 0 | 1343.4871 | 0 | 1343.4871 | 1343.4871 | 1477.8358 | 2.4469 | 0.3069
| G214 | 18230637 | SF Existing Weatherization {G} | 13239-2 | Windows - Double Pane - Metal Frame - to U22 - GH - SF or DX - MI | 45 | 0 | SF Space Heat | 333.62 | 0.2429 |  | 200 | 28.01 | 81.03 | 2000 | 9344.7 | 0 | 0 | 45 | 0.016032 | -171.99 | 0.03563% | 79.6507 | 7344.7 | 929.4788 | 9424.3507 | 870.2985 | 8824.2984 | 0 | 0 | 26.2816 | 2129.7604 | 26.2816 | 0 | 2129.7604 | 0 | 2129.7604 | 2129.7604 | 2342.7364 | 2.4472 | 0.26549
| G214 | 18230637 | SF Existing Weatherization {G} | 13248-1 | Windows - Single Pane - to U22 - GH - SF or DX | 45 | 0 | SF Space Heat | 5156.53 | 0.4243 |  | 100 | 26.25 | 2187.93 | 18800 | 135358.91 | 0 | 0 | 45 | 0.4329 | -73.75 | 0.962% | 2150.6866 | 116558.91 | 25097.3037 | 137509.5966 | 23499.348 | 128754.3039 | 0 | 0 | 26.2816 | 57501.8391 | 26.2816 | 0 | 57501.8391 | 0 | 57501.8391 | 57501.8391 | 63252.0231 | 2.447 | 0.49126
|  |  |  | 13248-2 | Windows - Single Pane - to U22 - GH - SF or DX | 45 | 0 | SF Space Heat | 11048.18 | 0.3912 |  | 100 | 28.01 | 4322.08 | 45200 | 309459.69 | 0 | 0 | 45 | 0.85516 | -71.99 | 1.9% | 4248.5086 | 264259.69 | 49577.7079 | 313708.1986 | 46421.0748 | 293734.2683 | 0 | 0 | 26.2816 | 113590.1681 | 26.2816 | 0 | 113590.1681 | 0 | 113590.1681 | 113590.1681 | 124949.1849 | 2.447 | 0.42538
|  |  |  | 13249-1 | Windows - Single Pane - to U22 - GH - SF or DX - MI | 45 | 0 | SF Space Heat | 150 | 0.4243 |  | 200 | 26.25 | 63.64 | 2000 | 3937.5 | 0 | 0 | 45 | 0.012592 | -173.75 | 0.02798% | 62.5567 | 1937.5 | 730.0016 | 4000.0567 | 683.5221 | 3745.3714 | 0 | 0 | 26.2816 | 1672.6899 | 26.2816 | 0 | 1672.6899 | 0 | 1672.6899 | 1672.6899 | 1839.9589 | 2.4472 | 0.49126
|  |  |  | 13249-2 | Windows - Single Pane - to U22 - GH - SF or DX - MI | 45 | 0 | SF Space Heat | 549.89 | 0.3912 |  | 200 | 28.01 | 215.11 | 6000 | 15402.4 | 0 | 0 | 45 | 0.042561 | -171.99 | 0.09458% | 211.4483 | 9402.4 | 2467.4834 | 15613.8483 | 2310.3777 | 14619.7082 | 0 | 0 | 26.2816 | 5653.6097 | 26.2816 | 0 | 5653.6097 | 0 | 5653.6097 | 5653.6097 | 6218.9707 | 2.447 | 0.42538
|  |  |  | 13539-1 | Duct Sealing and Insulation - GH - SF or DX - LTO | 20 | 0 | SF Space Heat | 177 | 75.32 |  | 600 | 1000 | 13331.64 | 103684.33 | 177000 | 36.0909 | 0 | 20 | 1.1723 | 400 | 5.862% | 13104.7058 | 73315.67 | 152924.5534 | 190104.7058 | 143187.7841 | 178000.6609 | 68740.3734 | 0 | 13.7138 | 182826.9038 | 13.7138 | 0 | 182826.9038 | 0 | 182826.9038 | 182826.9038 | 269849.9675 | 1.2768 | 1.516
|  |  |  | 13541-1 | Sealing - Duct - GH - SF or DX - LTO | 20 | 0 | SF Space Heat | 29 | 50.81 |  | 450 | 631.58 | 1473.49 | 13050 | 18315.82 | 40.3969 | 0 | 20 | 0.12957 | 181.58 | 0.6479% | 1448.4079 | 5265.82 | 16902.1066 | 19764.2279 | 15825.9425 | 18505.8314 | 12606.2799 | 0 | 13.7138 | 20207.0874 | 13.7138 | 0 | 20207.0874 | 0 | 20207.0874 | 20207.0874 | 34834.076 | 1.2768 | 1.8823
|  |  |  | 13544-1 | Duct Sealing and Insulation - GH - SF or DX - MI - LTO | 20 | 0 | SF Space Heat | 11 | 75.32 |  | 1200 | 1000 | 828.52 | 11531.06 | 11000 | 36.0909 | 0 | 20 | 0.072857 | -200 | 0.3643% | 814.4167 | -531.06 | 9503.7858 | 11814.4167 | 8898.6758 | 11062.188 | 4272.0006 | 0 | 13.7138 | 11362.124 | 13.7138 | 0 | 11362.124 | 0 | 11362.124 | 11362.124 | 16770.337 | 1.2768 | 1.516
|  |  |  | 13547-1 | Sealing - Air - Attic - GH - SF or DX - LTO | 45 | 0 | SF Space Heat | 208291 | 0.01 |  | 0.15 | 0.2 | 2082.91 | 31008.04 | 41658.2 | 0 | 0 | 45 | 0.41212 | 0.05 | 0.9158% | 2047.4542 | 10650.16 | 23892.6405 | 43705.6542 | 22371.3862 | 40922.8972 | 0 | 0 | 26.2816 | 54742.126 | 26.2816 | 0 | 54742.126 | 0 | 54742.126 | 54742.126 | 60216.3386 | 2.447 | 1.4715
|  |  |  | 13548-1 | Sealing - Air - Attic - GH - SF or DX - MI - LTO | 45 | 0 | SF Space Heat | 11802 | 0.01 |  | 0.3 | 0.2 | 118.02 | 3406 | 2360.4 | 0 | 0 | 45 | 0.023351 | -0.1 | 0.05189% | 116.011 | -1045.6 | 1353.7836 | 2476.411 | 1267.5877 | 2318.7369 | 0 | 0 | 26.2816 | 3101.7498 | 26.2816 | 0 | 3101.7498 | 0 | 3101.7498 | 3101.7498 | 3411.9248 | 2.447 | 1.4715
|  |  |  | 13551-1 | Sealing - Air - Floor - GH - SF or DX - LTO | 45 | 0 | SF Space Heat | 221158 | 0.01 |  | 0.15 | 0.2 | 2211.58 | 32909.89 | 44231.6 | 0 | 0 | 45 | 0.43758 | 0.05 | 0.9724% | 2173.934 | 11321.71 | 25368.5881 | 46405.534 | 23753.3596 | 43450.8745 | 0 | 0 | 26.2816 | 58123.7744 | 26.2816 | 0 | 58123.7744 | 0 | 58123.7744 | 58123.7744 | 63936.1519 | 2.447 | 1.4715
|  |  |  | 13552-1 | Sealing - Air - Floor - GH - SF or DX - MI - LTO | 45 | 0 | SF Space Heat | 15086 | 0.01 |  | 0.3 | 0.2 | 150.86 | 3870.54 | 3017.2 | 0 | 0 | 45 | 0.029849 | -0.1 | 0.06633% | 148.292 | -853.34 | 1730.4846 | 3165.492 | 1620.304 | 2963.9438 | 0 | 0 | 26.2816 | 3964.8363 | 26.2816 | 0 | 3964.8363 | 0 | 3964.8363 | 3964.8363 | 4361.3199 | 2.447 | 1.4715
|  |  |  | 13587-1 | Insulation - Attic - R0 to R49 - GH - SF or DX - LTO | 45 | 0 | SF Space Heat | 82969 | 0.0924 |  | 0.75 | 1.49 | 7666.3 | 62226.75 | 123623.81 | 0.0433 | 0 | 45 | 1.5168 | 0.74 | 3.371% | 7535.8025 | 61397.06 | 87938.581 | 131159.6125 | 82339.4953 | 122808.626 | 50095.2749 | 0 | 26.2816 | 201483.2659 | 26.2816 | 0 | 201483.2659 | 0 | 201483.2659 | 201483.2659 | 271726.8674 | 2.447 | 2.2126
|  |  |  | 13591-1 | Insulation - Attic - R11 to R49 - GH - SF or DX - LTO | 45 | 0 | SF Space Heat | 104939 | 0.0321 |  | 0.75 | 1.24 | 3368.54 | 78704.25 | 130124.36 | 0.0481 | 0 | 45 | 0.66649 | 0.49 | 1.481% | 3311.2 | 51420.11 | 38639.8429 | 133435.56 | 36179.6282 | 124939.6629 | 70384.1726 | 0 | 26.2816 | 88530.5391 | 26.2816 | 0 | 88530.5391 | 0 | 88530.5391 | 88530.5391 | 167767.7656 | 2.447 | 1.3428
|  |  |  | 13598-1 | Insulation - Floor - R0 to R30 - GH - SF or DX - LTO | 45 | 0 | SF Space Heat | 171881 | 0.0345 |  | 0.38 | 1.41 | 5930.05 | 65314.78 | 242352.21 | 0.0403 | 0 | 45 | 1.1733 | 1.03 | 2.607% | 5829.1074 | 177037.43 | 68022.4074 | 248181.3174 | 63691.3927 | 232379.5106 | 96588.613 | 0 | 26.2816 | 155846.8834 | 26.2816 | 0 | 155846.8834 | 0 | 155846.8834 | 155846.8834 | 268020.1848 | 2.4469 | 1.1534
|  |  |  | 13602-1 | Insulation - Wall - R0 to R13 - GH - SF or DX - LTO | 45 | 0 | SF Space Heat | 37971 | 0.0669 |  | 1.13 | 1.56 | 2540.23 | 42907.23 | 59234.76 | 0.0417 | 0 | 45 | 0.5026 | 0.43 | 1.117% | 2496.9896 | 16327.53 | 29138.466 | 61731.7496 | 27283.2078 | 57801.2637 | 22079.0865 | 0 | 26.2816 | 66761.9952 | 26.2816 | 0 | 66761.9952 | 0 | 66761.9952 | 66761.9952 | 95517.2813 | 2.447 | 1.6525
|  |  |  | 13612-1 | Insulation - Attic - R0 to R49 - GH - SF or DX - MI - LTO | 45 | 0 | SF Space Heat | 970 | 0.0924 |  | 1.5 | 1.49 | 89.63 | 1455 | 1445.3 | 0 | 0 | 45 | 0.017734 | -0.01 | 0.03941% | 88.1043 | -9.7 | 1028.1277 | 1533.4043 | 962.6663 | 1435.7718 | 0 | 0 | 26.2816 | 2355.5637 | 26.2816 | 0 | 2355.5637 | 0 | 2355.5637 | 2355.5637 | 2591.1201 | 2.4469 | 1.8047
|  |  |  | 13616-1 | Insulation - Attic - R11 to R49 - GH - SF or DX - MI - LTO | 45 | 0 | SF Space Heat | 8732 | 0.0321 |  | 1.5 | 1.24 | 280.32 | 13098 | 10827.68 | 0.0488 | 0 | 45 | 0.055463 | -0.26 | 0.1233% | 275.5483 | -2270.32 | 3215.4942 | 11103.2283 | 3010.7623 | 10396.2812 | 5941.9167 | 0 | 26.2816 | 7366.6479 | 26.2816 | 0 | 7366.6479 | 0 | 7366.6479 | 7366.6479 | 14045.2294 | 2.4468 | 1.351
|  |  |  | 13620-1 | Insulation - Floor - R0 to R30 - GH - SF or DX - MI - LTO | 45 | 0 | SF Space Heat | 10342 | 0.0345 |  | 1.5 | 2.32 | 356.8 | 15513 | 23993.44 | 0.0393 | 0 | 45 | 0.070596 | 0.82 | 0.1569% | 350.7265 | 8480.44 | 4092.7808 | 24344.1665 | 3832.1918 | 22794.1634 | 5667.4813 | 0 | 26.2816 | 9377.2346 | 26.2816 | 0 | 9377.2346 | 0 | 9377.2346 | 9377.2346 | 15982.4394 | 2.447 | 0.70116
|  |  |  | 13624-1 | Insulation - Wall - R0 to R13 - GH - SF or DX - MI - LTO | 45 | 0 | SF Space Heat | 6313 | 0.0669 |  | 2.25 | 1.41 | 422.34 | 14024.54 | 8901.33 | 0 | 0 | 45 | 0.083563 | -0.84 | 0.1857% | 415.1508 | -5123.21 | 4844.577 | 9316.4808 | 4536.1207 | 8723.2967 | 0 | 0 | 26.2816 | 11099.7465 | 26.2816 | 0 | 11099.7465 | 0 | 11099.7465 | 11099.7465 | 12209.7212 | 2.447 | 1.3997
|  |  |  | 13769-1 | Windows - Single Pane - to U30 - GH - MH | 25 | 0 | SF Space Heat | 356.64 | 0.7637 |  | 200 | 19.79 | 272.36 | 6000 | 7057.9 | 0 | 0 | 25 | 0.029938 | -180.21 | 0.1198% | 267.7238 | 1057.9 | 3124.1866 | 7325.6238 | 2925.2684 | 6859.1983 | 0 | 0 | 16.1433 | 4396.8928 | 16.1433 | 0 | 4396.8928 | 0 | 4396.8928 | 4396.8928 | 4836.5821 | 1.5031 | 0.70512
|  |  |  | 13770-1 | Windows - Single Pane - to U30 - GH - SF or DX | 45 | 0 | SF Space Heat | 82843.01 | 0.3811 |  | 50 | 24.11 | 31571.47 | 225975 | 1997344.77 | 0 | 0 | 45 | 6.2467 | -25.89 | 13.88% | 31034.0534 | 1771369.77 | 362149.9643 | 2028378.8234 | 339091.7268 | 1899231.108 | 0 | 0 | 26.2816 | 829747.5405 | 26.2816 | 0 | 829747.5405 | 0 | 829747.5405 | 829747.5405 | 912722.2945 | 2.447 | 0.48057
|  |  |  | 13875-1 | Duct Sealing and Insulation - GH - SF or DX | 20 | 0 | SF Space Heat | 547 | 75.32 |  | 400 | 1000 | 41200.04 | 215617.36 | 547000 | 47.8663 | 0 | 20 | 3.623 | 600 | 18.11% | 40498.7237 | 331382.64 | 472597.3486 | 587498.7237 | 442506.8807 | 550092.4379 | 281746.2166 | 0 | 13.7138 | 565007.437 | 13.7138 | 0 | 565007.437 | 0 | 565007.437 | 565007.437 | 903254.3973 | 1.2768 | 1.642
|  |  |  | 13883-1 | Sealing - Duct - GH - SF or DX | 20 | 0 | SF Space Heat | 110 | 31 |  | 297.6207 | 440 | 3410 | 32738.28 | 48400 | 42.424 | 0 | 20 | 0.29986 | 142.3793 | 1.499% | 3351.9542 | 15661.72 | 39115.4222 | 51751.9542 | 36624.9271 | 48456.886 | 50216.3575 | 0 | 13.7138 | 46763.9197 | 13.7138 | 0 | 46763.9197 | 0 | 46763.9197 | 46763.9197 | 101656.6691 | 1.2768 | 2.0979
|  |  |  | 13888-1 | Insulation - Attic - R0 to R49 - GH - SF or DX | 45 | 0 | SF Space Heat | 216922 | 0.0924 |  | 0.5 | 1.49 | 20043.55 | 108461 | 323213.78 | 0.0385 | 0 | 45 | 3.9658 | 0.99 | 8.813% | 19702.3642 | 214752.78 | 229915.5192 | 342916.1442 | 215276.7033 | 321082.532 | 116454.7859 | 0 | 26.2816 | 526776.9047 | 26.2816 | 0 | 526776.9047 | 0 | 526776.9047 | 526776.9047 | 695909.3811 | 2.447 | 2.1674
|  |  |  | 13894-1 | Insulation - Attic - R11 to R49 - GH - SF or DX | 45 | 0 | SF Space Heat | 231738 | 0.0321 |  | 0.5 | 1.32 | 7438.78 | 115491.91 | 305894.16 | 0.0428 | 0 | 45 | 1.4718 | 0.82 | 3.271% | 7312.1554 | 190402.25 | 85328.7449 | 313206.3154 | 79895.8286 | 293264.3403 | 138303.7754 | 0 | 26.2816 | 195503.0071 | 26.2816 | 0 | 195503.0071 | 0 | 195503.0071 | 195503.0071 | 353357.0832 | 2.447 | 1.2049
|  |  |  | 13897-1 | Insulation - Floor - R0 to R22 - GH - MH | 25 | 0 | SF Space Heat | 5097 | 0.0428 |  | 1.3 | 1.37 | 218.15 | 6626.1 | 6982.89 | 0.0816 | 0 | 25 | 0.023979 | 0.07 | 0.09592% | 214.4366 | 356.79 | 2502.3546 | 7197.3266 | 2343.0287 | 6739.0699 | 4935.4961 | 0 | 16.1433 | 3521.6926 | 16.1433 | 0 | 3521.6926 | 0 | 3521.6926 | 3521.6926 | 8809.3579 | 1.5031 | 1.3072
|  |  |  | 13903-1 | Insulation - Floor - R0 to R30 - GH - SF or DX | 45 | 0 | SF Space Heat | 520689 | 0.0345 |  | 0.25 | 1.5 | 17963.73 | 130172.25 | 781033.5 | 0.0359 | 0 | 45 | 3.5543 | 1.25 | 7.898% | 17657.9474 | 650861.25 | 206058.3235 | 798691.4474 | 192938.5051 | 747838.4339 | 260654.882 | 0 | 26.2816 | 472115.9283 | 26.2816 | 0 | 472115.9283 | 0 | 472115.9283 | 472115.9283 | 779982.4031 | 2.447 | 1.043
|  |  |  | 13910-1 | Insulation - Wall - R0 to R13 - GH - SF or DX | 45 | 0 | SF Space Heat | 111866 | 0.0669 |  | 0.75 | 1.67 | 7483.89 | 83642.31 | 186816.22 | 0.0371 | 0 | 45 | 1.4807 | 0.92 | 3.291% | 7356.4976 | 103173.91 | 85846.1927 | 194172.7176 | 80380.3302 | 181809.6606 | 57871.5389 | 0 | 26.2816 | 196686.8758 | 26.2816 | 0 | 196686.8758 | 0 | 196686.8758 | 196686.8758 | 274227.1022 | 2.447 | 1.5083
|  |  |  | 13917-1 | Detector - Carbon Monoxide - Res | 5 | 0 | SF Space Heat | 215 | 0 |  | 38.3 | 38.3 | 0 | 0 | 8234.5 | 38.85 | 0 | 5 | 0 | 0 | 0% | 0 | 8234.5 | 0 | 8234.5 | 0 | 7710.206 | 34432.1077 | 0 | 4.1154 | 0 | 4.1154 | 0 | 0 | 0 | 0 | 0 | 34432.1077 | 0 | 4.4658
[19 empty] | 0 | 0 | 0 | 0% | 0 | 0 | 0 | 0 | 0 | 0 | 0 | 0 | #N/A | #N/A | #N/A | #N/A | #N/A | #N/A | #N/A | 0 | 0 | 0 | #DIV/0!
[19 empty] | 0 | 0 | 0 | 0% | 0 | 0 | 0 | 0 | 0 | 0 | 0 | 0 | #N/A | #N/A | #N/A | #N/A | #N/A | #N/A | #N/A | 0 | 0 | 0 | #DIV/0!
[19 empty] | 0 | 0 | 0 | 0% | 0 | 0 | 0 | 0 | 0 | 0 | 0 | 0 | #N/A | #N/A | #N/A | #N/A | #N/A | #N/A | #N/A | 0 | 0 | 0 | #DIV/0!
[19 empty] | 0 | 0 | 0 | 0% | 0 | 0 | 0 | 0 | 0 | 0 | 0 | 0 | #N/A | #N/A | #N/A | #N/A | #N/A | #N/A | #N/A | 0 | 0 | 0 | #DIV/0!
[19 empty] | 0 | 0 | 0 | 0% | 0 | 0 | 0 | 0 | 0 | 0 | 0 | 0 | #N/A | #N/A | #N/A | #N/A | #N/A | #N/A | #N/A | 0 | 0 | 0 | #DIV/0!
[19 empty] | 0 | 0 | 0 | 0% | 0 | 0 | 0 | 0 | 0 | 0 | 0 | 0 | #N/A | #N/A | #N/A | #N/A | #N/A | #N/A | #N/A | 0 | 0 | 0 | #DIV/0!
[19 empty] | 0 | 0 | 0 | 0% | 0 | 0 | 0 | 0 | 0 | 0 | 0 | 0 | #N/A | #N/A | #N/A | #N/A | #N/A | #N/A | #N/A | 0 | 0 | 0 | #DIV/0!
[19 empty] | 0 | 0 | 0 | 0% | 0 | 0 | 0 | 0 | 0 | 0 | 0 | 0 | #N/A | #N/A | #N/A | #N/A | #N/A | #N/A | #N/A | 0 | 0 | 0 | #DIV/0!
[19 empty] | 0 | 0 | 0 | 0% | 0 | 0 | 0 | 0 | 0 | 0 | 0 | 0 | #N/A | #N/A | #N/A | #N/A | #N/A | #N/A | #N/A | 0 | 0 | 0 | #DIV/0!
[19 empty] | 0 | 0 | 0 | 0% | 0 | 0 | 0 | 0 | 0 | 0 | 0 | 0 | #N/A | #N/A | #N/A | #N/A | #N/A | #N/A | #N/A | 0 | 0 | 0 | #DIV/0!
Note on W3: Curtis, Kasey Calculates measure savings as a % of total program savings.
Note on X3: Curtis, Kasey: Uses % of measure savings as a proxy for % of program spending.

## Home Energy Reports {G}
Rtn to Summary |  | Order Number | Program Name | Discount Rate: | 6.8% | [9 empty] | Paste in incentives but use DBtC for Total
| Program: | 18230738 | Home Energy Reports {G}
| paste |  |  | paste | paste | paste | paste | paste | paste | paste | paste | paste | paste | Paste | paste | paste | paste | paste | Formula: G + H | Formula: (O/A10)*T | Formula: N - M | Formula: O/A10 | Formula: W*A8 | Formula: Q - P | Formula: X + DBtC | Formula: Q + X | Formula: Z/(1+GasDiscountRate)^1 | Formula: AA/(1+GasDiscountRate)^1 | Formula: -PV(ElecDiscount Rate,T,R)*J | Formula: -PV(ElecDiscount Rate, T, S)*J |  | AF*J*K |  | AH*J*L | AG + AI |  | AG +AI -AK | formula: Logic to lookup from AC tables and adjust by savings and quantity | Formula: Utility Savings (AM)*1.1+AD+AE | formula: AM/AB | formula: AN/AC
| Sch. No. | Order Number | Program Name | Measure Version | Measure Name | First Period Measure Life | Second period Measure Life | Gas End-Use Type | Number of units offered | Savings per Unit Period 1 | Savngs per Unit Period 2 | Incentives Per Unit | Incremental Measure Cost per Unit | Total First Year Savings | Total Incentive | Total Incremental Measure Cost | Unit First Year Non-Energy Benefits | Unit Annual Net Equipment O&M | Total Measure Life | Weighted Life | Agency or Customer Cost per Unit | Percent Unit overhead | Program Overhead Cost | Total Customer Cost | Total Utility Program Costs | Total Resource Cost | PV Total Utility Program Costs | PV Total Resource Costs | PV Total Non-Energy Benefits | PV Total Net Equipment O&M | Unit PV First period Savings for 1 therm | Total First Period Savings | Unit PV Savings for Second Period for 1 therm | Total Second period Savings | Unadjusted Total | Decrement | Final UC Total Savings | PV Total Savings UC | PV Total Savings TRC | UC B/C Ratio | TRC B/C Ratio
DBTC: | G214 | 18230738 | Home Energy Reports {G} | 13354-2 | Energy Report - G - Res | 1 | 0 | Res Water Heat | 180141 | 5.7 |  | 2.84 | 2.84 | 1026803.7 | 511600.44 | 511600.44 | 0 | 0 | 1 | 1 | 0 | 100% | 789365.29 | 0 | 1522919.44 | 1300965.73 | 1425954.5318 | 1218132.706 | 0 | 0 | 0.8188 | 840746.8037 | 0.8188 | 0 | 840746.8037 | 0 | 840746.8037 | 840746.8037 | 924821.4841 | 0.5896 | 0.75921
733554.15 | G214 | 18230738 | Home Energy Reports {G} | [15 empty] | 0 | 0 | 0 | 0% | 0 | 0 | 0 | 0 | 0 | 0 | 0 | 0 | #N/A | #N/A | #N/A | #N/A | #N/A | #N/A | #N/A | 0 | 0 | 0 | #DIV/0!
Program Costs: | G214 | 18230738 | Home Energy Reports {G} | [15 empty] | 0 | 0 | 0 | 0% | 0 | 0 | 0 | 0 | 0 | 0 | 0 | 0 | #N/A | #N/A | #N/A | #N/A | #N/A | #N/A | #N/A | 0 | 0 | 0 | #DIV/0!
789365.29 | G214 | 18230738 | Home Energy Reports {G} | [15 empty] | 0 | 0 | 0 | 0% | 0 | 0 | 0 | 0 | 0 | 0 | 0 | 0 | #N/A | #N/A | #N/A | #N/A | #N/A | #N/A | #N/A | 0 | 0 | 0 | #DIV/0!
Total Savings (therm): | [18 empty] | 0 | 0 | 0 | 0% | 0 | 0 | 0 | 0 | 0 | 0 | 0 | 0 | #N/A | #N/A | #N/A | #N/A | #N/A | #N/A | #N/A | 0 | 0 | 0 | #DIV/0!
1026803.7 | [18 empty] | 0 | 0 | 0 | 0% | 0 | 0 | 0 | 0 | 0 | 0 | 0 | 0 | #N/A | #N/A | #N/A | #N/A | #N/A | #N/A | #N/A | 0 | 0 | 0 | #DIV/0!
Total Incentives: | [18 empty] | 0 | 0 | 0 | 0% | 0 | 0 | 0 | 0 | 0 | 0 | 0 | 0 | #N/A | #N/A | #N/A | #N/A | #N/A | #N/A | #N/A | 0 | 0 | 0 | #DIV/0!
511600.44 | [18 empty] | 0 | 0 | 0 | 0% | 0 | 0 | 0 | 0 | 0 | 0 | 0 | 0 | #N/A | #N/A | #N/A | #N/A | #N/A | #N/A | #N/A | 0 | 0 | 0 | #DIV/0!
Total Customer Costs: | [18 empty] | 0 | 0 | 0 | 0% | 0 | 0 | 0 | 0 | 0 | 0 | 0 | 0 | #N/A | #N/A | #N/A | #N/A | #N/A | #N/A | #N/A | 0 | 0 | 0 | #DIV/0!
0 | [18 empty] | 0 | 0 | 0 | 0% | 0 | 0 | 0 | 0 | 0 | 0 | 0 | 0 | #N/A | #N/A | #N/A | #N/A | #N/A | #N/A | #N/A | 0 | 0 | 0 | #DIV/0!
Weighted Avg Life | [18 empty] | 0 | 0 | 0 | 0% | 0 | 0 | 0 | 0 | 0 | 0 | 0 | 0 | #N/A | #N/A | #N/A | #N/A | #N/A | #N/A | #N/A | 0 | 0 | 0 | #DIV/0!
1 | [18 empty] | 0 | 0 | 0 | 0% | 0 | 0 | 0 | 0 | 0 | 0 | 0 | 0 | #N/A | #N/A | #N/A | #N/A | #N/A | #N/A | #N/A | 0 | 0 | 0 | #DIV/0!
Total Utility Cost | [18 empty] | 0 | 0 | 0 | 0% | 0 | 0 | 0 | 0 | 0 | 0 | 0 | 0 | #N/A | #N/A | #N/A | #N/A | #N/A | #N/A | #N/A | 0 | 0 | 0 | #DIV/0!
1522919.44 | [18 empty] | 0 | 0 | 0 | 0% | 0 | 0 | 0 | 0 | 0 | 0 | 0 | 0 | #N/A | #N/A | #N/A | #N/A | #N/A | #N/A | #N/A | 0 | 0 | 0 | #DIV/0!
Total Resource Cost | [18 empty] | 0 | 0 | 0 | 0% | 0 | 0 | 0 | 0 | 0 | 0 | 0 | 0 | #N/A | #N/A | #N/A | #N/A | #N/A | #N/A | #N/A | 0 | 0 | 0 | #DIV/0!
1300965.73 | [18 empty] | 0 | 0 | 0 | 0% | 0 | 0 | 0 | 0 | 0 | 0 | 0 | 0 | #N/A | #N/A | #N/A | #N/A | #N/A | #N/A | #N/A | 0 | 0 | 0 | #DIV/0!
UC B/C Ratio | [18 empty] | 0 | 0 | 0 | 0% | 0 | 0 | 0 | 0 | 0 | 0 | 0 | 0 | #N/A | #N/A | #N/A | #N/A | #N/A | #N/A | #N/A | 0 | 0 | 0 | #DIV/0!
0.5896 | [18 empty] | 0 | 0 | 0 | 0% | 0 | 0 | 0 | 0 | 0 | 0 | 0 | 0 | #N/A | #N/A | #N/A | #N/A | #N/A | #N/A | #N/A | 0 | 0 | 0 | #DIV/0!
TRC B/C Ratio | [18 empty] | 0 | 0 | 0 | 0% | 0 | 0 | 0 | 0 | 0 | 0 | 0 | 0 | #N/A | #N/A | #N/A | #N/A | #N/A | #N/A | #N/A | 0 | 0 | 0 | #DIV/0!
0.75921 | [18 empty] | 0 | 0 | 0 | 0% | 0 | 0 | 0 | 0 | 0 | 0 | 0 | 0 | #N/A | #N/A | #N/A | #N/A | #N/A | #N/A | #N/A | 0 | 0 | 0 | #DIV/0!
[19 empty] | 0 | 0 | 0 | 0% | 0 | 0 | 0 | 0 | 0 | 0 | 0 | 0 | #N/A | #N/A | #N/A | #N/A | #N/A | #N/A | #N/A | 0 | 0 | 0 | #DIV/0!
[19 empty] | 0 | 0 | 0 | 0% | 0 | 0 | 0 | 0 | 0 | 0 | 0 | 0 | #N/A | #N/A | #N/A | #N/A | #N/A | #N/A | #N/A | 0 | 0 | 0 | #DIV/0!
[19 empty] | 0 | 0 | 0 | 0% | 0 | 0 | 0 | 0 | 0 | 0 | 0 | 0 | #N/A | #N/A | #N/A | #N/A | #N/A | #N/A | #N/A | 0 | 0 | 0 | #DIV/0!
[19 empty] | 0 | 0 | 0 | 0% | 0 | 0 | 0 | 0 | 0 | 0 | 0 | 0 | #N/A | #N/A | #N/A | #N/A | #N/A | #N/A | #N/A | 0 | 0 | 0 | #DIV/0!
[19 empty] | 0 | 0 | 0 | 0% | 0 | 0 | 0 | 0 | 0 | 0 | 0 | 0 | #N/A | #N/A | #N/A | #N/A | #N/A | #N/A | #N/A | 0 | 0 | 0 | #DIV/0!
[19 empty] | 0 | 0 | 0 | 0% | 0 | 0 | 0 | 0 | 0 | 0 | 0 | 0 | #N/A | #N/A | #N/A | #N/A | #N/A | #N/A | #N/A | 0 | 0 | 0 | #DIV/0!
[19 empty] | 0 | 0 | 0 | 0% | 0 | 0 | 0 | 0 | 0 | 0 | 0 | 0 | #N/A | #N/A | #N/A | #N/A | #N/A | #N/A | #N/A | 0 | 0 | 0 | #DIV/0!
[19 empty] | 0 | 0 | 0 | 0% | 0 | 0 | 0 | 0 | 0 | 0 | 0 | 0 | #N/A | #N/A | #N/A | #N/A | #N/A | #N/A | #N/A | 0 | 0 | 0 | #DIV/0!
[19 empty] | 0 | 0 | 0 | 0% | 0 | 0 | 0 | 0 | 0 | 0 | 0 | 0 | #N/A | #N/A | #N/A | #N/A | #N/A | #N/A | #N/A | 0 | 0 | 0 | #DIV/0!
[19 empty] | 0 | 0 | 0 | 0% | 0 | 0 | 0 | 0 | 0 | 0 | 0 | 0 | #N/A | #N/A | #N/A | #N/A | #N/A | #N/A | #N/A | 0 | 0 | 0 | #DIV/0!
[19 empty] | 0 | 0 | 0 | 0% | 0 | 0 | 0 | 0 | 0 | 0 | 0 | 0 | #N/A | #N/A | #N/A | #N/A | #N/A | #N/A | #N/A | 0 | 0 | 0 | #DIV/0!
[19 empty] | 0 | 0 | 0 | 0% | 0 | 0 | 0 | 0 | 0 | 0 | 0 | 0 | #N/A | #N/A | #N/A | #N/A | #N/A | #N/A | #N/A | 0 | 0 | 0 | #DIV/0!
[19 empty] | 0 | 0 | 0 | 0% | 0 | 0 | 0 | 0 | 0 | 0 | 0 | 0 | #N/A | #N/A | #N/A | #N/A | #N/A | #N/A | #N/A | 0 | 0 | 0 | #DIV/0!
[19 empty] | 0 | 0 | 0 | 0% | 0 | 0 | 0 | 0 | 0 | 0 | 0 | 0 | #N/A | #N/A | #N/A | #N/A | #N/A | #N/A | #N/A | 0 | 0 | 0 | #DIV/0!
[19 empty] | 0 | 0 | 0 | 0% | 0 | 0 | 0 | 0 | 0 | 0 | 0 | 0 | #N/A | #N/A | #N/A | #N/A | #N/A | #N/A | #N/A | 0 | 0 | 0 | #DIV/0!
[19 empty] | 0 | 0 | 0 | 0% | 0 | 0 | 0 | 0 | 0 | 0 | 0 | 0 | #N/A | #N/A | #N/A | #N/A | #N/A | #N/A | #N/A | 0 | 0 | 0 | #DIV/0!
[19 empty] | 0 | 0 | 0 | 0% | 0 | 0 | 0 | 0 | 0 | 0 | 0 | 0 | #N/A | #N/A | #N/A | #N/A | #N/A | #N/A | #N/A | 0 | 0 | 0 | #DIV/0!
[19 empty] | 0 | 0 | 0 | 0% | 0 | 0 | 0 | 0 | 0 | 0 | 0 | 0 | #N/A | #N/A | #N/A | #N/A | #N/A | #N/A | #N/A | 0 | 0 | 0 | #DIV/0!
[19 empty] | 0 | 0 | 0 | 0% | 0 | 0 | 0 | 0 | 0 | 0 | 0 | 0 | #N/A | #N/A | #N/A | #N/A | #N/A | #N/A | #N/A | 0 | 0 | 0 | #DIV/0!
[19 empty] | 0 | 0 | 0 | 0% | 0 | 0 | 0 | 0 | 0 | 0 | 0 | 0 | #N/A | #N/A | #N/A | #N/A | #N/A | #N/A | #N/A | 0 | 0 | 0 | #DIV/0!
[19 empty] | 0 | 0 | 0 | 0% | 0 | 0 | 0 | 0 | 0 | 0 | 0 | 0 | #N/A | #N/A | #N/A | #N/A | #N/A | #N/A | #N/A | 0 | 0 | 0 | #DIV/0!
[19 empty] | 0 | 0 | 0 | 0% | 0 | 0 | 0 | 0 | 0 | 0 | 0 | 0 | #N/A | #N/A | #N/A | #N/A | #N/A | #N/A | #N/A | 0 | 0 | 0 | #DIV/0!
[19 empty] | 0 | 0 | 0 | 0% | 0 | 0 | 0 | 0 | 0 | 0 | 0 | 0 | #N/A | #N/A | #N/A | #N/A | #N/A | #N/A | #N/A | 0 | 0 | 0 | #DIV/0!
[19 empty] | 0 | 0 | 0 | 0% | 0 | 0 | 0 | 0 | 0 | 0 | 0 | 0 | #N/A | #N/A | #N/A | #N/A | #N/A | #N/A | #N/A | 0 | 0 | 0 | #DIV/0!
[19 empty] | 0 | 0 | 0 | 0% | 0 | 0 | 0 | 0 | 0 | 0 | 0 | 0 | #N/A | #N/A | #N/A | #N/A | #N/A | #N/A | #N/A | 0 | 0 | 0 | #DIV/0!
[19 empty] | 0 | 0 | 0 | 0% | 0 | 0 | 0 | 0 | 0 | 0 | 0 | 0 | #N/A | #N/A | #N/A | #N/A | #N/A | #N/A | #N/A | 0 | 0 | 0 | #DIV/0!
[19 empty] | 0 | 0 | 0 | 0% | 0 | 0 | 0 | 0 | 0 | 0 | 0 | 0 | #N/A | #N/A | #N/A | #N/A | #N/A | #N/A | #N/A | 0 | 0 | 0 | #DIV/0!
[19 empty] | 0 | 0 | 0 | 0% | 0 | 0 | 0 | 0 | 0 | 0 | 0 | 0 | #N/A | #N/A | #N/A | #N/A | #N/A | #N/A | #N/A | 0 | 0 | 0 | #DIV/0!
[19 empty] | 0 | 0 | 0 | 0% | 0 | 0 | 0 | 0 | 0 | 0 | 0 | 0 | #N/A | #N/A | #N/A | #N/A | #N/A | #N/A | #N/A | 0 | 0 | 0 | #DIV/0!
[19 empty] | 0 | 0 | 0 | 0% | 0 | 0 | 0 | 0 | 0 | 0 | 0 | 0 | #N/A | #N/A | #N/A | #N/A | #N/A | #N/A | #N/A | 0 | 0 | 0 | #DIV/0!
[19 empty] | 0 | 0 | 0 | 0% | 0 | 0 | 0 | 0 | 0 | 0 | 0 | 0 | #N/A | #N/A | #N/A | #N/A | #N/A | #N/A | #N/A | 0 | 0 | 0 | #DIV/0!
[19 empty] | 0 | 0 | 0 | 0% | 0 | 0 | 0 | 0 | 0 | 0 | 0 | 0 | #N/A | #N/A | #N/A | #N/A | #N/A | #N/A | #N/A | 0 | 0 | 0 | #DIV/0!
[19 empty] | 0 | 0 | 0 | 0% | 0 | 0 | 0 | 0 | 0 | 0 | 0 | 0 | #N/A | #N/A | #N/A | #N/A | #N/A | #N/A | #N/A | 0 | 0 | 0 | #DIV/0!
[19 empty] | 0 | 0 | 0 | 0% | 0 | 0 | 0 | 0 | 0 | 0 | 0 | 0 | #N/A | #N/A | #N/A | #N/A | #N/A | #N/A | #N/A | 0 | 0 | 0 | #DIV/0!
[19 empty] | 0 | 0 | 0 | 0% | 0 | 0 | 0 | 0 | 0 | 0 | 0 | 0 | #N/A | #N/A | #N/A | #N/A | #N/A | #N/A | #N/A | 0 | 0 | 0 | #DIV/0!
[19 empty] | 0 | 0 | 0 | 0% | 0 | 0 | 0 | 0 | 0 | 0 | 0 | 0 | #N/A | #N/A | #N/A | #N/A | #N/A | #N/A | #N/A | 0 | 0 | 0 | #DIV/0!
[19 empty] | 0 | 0 | 0 | 0% | 0 | 0 | 0 | 0 | 0 | 0 | 0 | 0 | #N/A | #N/A | #N/A | #N/A | #N/A | #N/A | #N/A | 0 | 0 | 0 | #DIV/0!
[19 empty] | 0 | 0 | 0 | 0% | 0 | 0 | 0 | 0 | 0 | 0 | 0 | 0 | #N/A | #N/A | #N/A | #N/A | #N/A | #N/A | #N/A | 0 | 0 | 0 | #DIV/0!
[19 empty] | 0 | 0 | 0 | 0% | 0 | 0 | 0 | 0 | 0 | 0 | 0 | 0 | #N/A | #N/A | #N/A | #N/A | #N/A | #N/A | #N/A | 0 | 0 | 0 | #DIV/0!
[19 empty] | 0 | 0 | 0 | 0% | 0 | 0 | 0 | 0 | 0 | 0 | 0 | 0 | #N/A | #N/A | #N/A | #N/A | #N/A | #N/A | #N/A | 0 | 0 | 0 | #DIV/0!
[19 empty] | 0 | 0 | 0 | 0% | 0 | 0 | 0 | 0 | 0 | 0 | 0 | 0 | #N/A | #N/A | #N/A | #N/A | #N/A | #N/A | #N/A | 0 | 0 | 0 | #DIV/0!
[19 empty] | 0 | 0 | 0 | 0% | 0 | 0 | 0 | 0 | 0 | 0 | 0 | 0 | #N/A | #N/A | #N/A | #N/A | #N/A | #N/A | #N/A | 0 | 0 | 0 | #DIV/0!
[19 empty] | 0 | 0 | 0 | 0% | 0 | 0 | 0 | 0 | 0 | 0 | 0 | 0 | #N/A | #N/A | #N/A | #N/A | #N/A | #N/A | #N/A | 0 | 0 | 0 | #DIV/0!
Note on W3: Curtis, Kasey Calculates measure savings as a % of total program savings.
Note on X3: Curtis, Kasey: Uses % of measure savings as a proxy for % of program spending.

## Efficiency Boost {G}
Rtn to Summary |  | Order Number | Program Name | Discount Rate: | 6.8% | [9 empty] | Paste in incentives but use DBtC for Total
| Program: | 18230254 | Efficiency Boost {G}
| paste |  |  | paste | paste | paste | paste | paste | paste | paste | paste | paste | paste | Paste | paste | paste | paste | paste | Formula: G + H | Formula: (O/A10)*T | Formula: N - M | Formula: O/A10 | Formula: W*A8 | Formula: Q - P | Formula: X + DBtC | Formula: Q + X | Formula: Z/(1+GasDiscountRate)^1 | Formula: AA/(1+GasDiscountRate)^1 | Formula: -PV(ElecDiscount Rate,T,R)*J | Formula: -PV(ElecDiscount Rate, T, S)*J |  | AF*J*K |  | AH*J*L | AG + AI |  | AG +AI -AK | formula: Logic to lookup from AC tables and adjust by savings and quantity | Formula: Utility Savings (AM)*1.1+AD+AE | formula: AM/AB | formula: AN/AC
| Sch. No. | Order Number | Program Name | Measure Version | Measure Name | First Period Measure Life | Second period Measure Life | Gas End-Use Type | Number of units offered | Savings per Unit Period 1 | Savngs per Unit Period 2 | Incentives Per Unit | Incremental Measure Cost per Unit | Total First Year Savings | Total Incentive | Total Incremental Measure Cost | Unit First Year Non-Energy Benefits | Unit Annual Net Equipment O&M | Total Measure Life | Weighted Life | Agency or Customer Cost per Unit | Percent Unit overhead | Program Overhead Cost | Total Customer Cost | Total Utility Program Costs | Total Resource Cost | PV Total Utility Program Costs | PV Total Resource Costs | PV Total Non-Energy Benefits | PV Total Net Equipment O&M | Unit PV First period Savings for 1 therm | Total First Period Savings | Unit PV Savings for Second Period for 1 therm | Total Second period Savings | Unadjusted Total | Decrement | Final UC Total Savings | PV Total Savings UC | PV Total Savings TRC | UC B/C Ratio | TRC B/C Ratio
DBTC: | G214 | 18230254 | Efficiency Boost {G} | [15 empty] | 0 | #DIV/0! | 0 | #DIV/0! | #DIV/0! | 0 | #DIV/0! | #DIV/0! | #DIV/0! | #DIV/0! | 0 | 0 | #N/A | #N/A | #N/A | #N/A | #N/A | #N/A | #N/A | 0 | 0 | 0 | #DIV/0!
0 | [18 empty] | 0 | #DIV/0! | 0 | #DIV/0! | #DIV/0! | 0 | #DIV/0! | #DIV/0! | #DIV/0! | #DIV/0! | 0 | 0 | #N/A | #N/A | #N/A | #N/A | #N/A | #N/A | #N/A | 0 | 0 | 0 | #DIV/0!
Program Costs: | [18 empty] | 0 | #DIV/0! | 0 | #DIV/0! | #DIV/0! | 0 | #DIV/0! | #DIV/0! | #DIV/0! | #DIV/0! | 0 | 0 | #N/A | #N/A | #N/A | #N/A | #N/A | #N/A | #N/A | 0 | 0 | 0 | #DIV/0!
88490.97 | [18 empty] | 0 | #DIV/0! | 0 | #DIV/0! | #DIV/0! | 0 | #DIV/0! | #DIV/0! | #DIV/0! | #DIV/0! | 0 | 0 | #N/A | #N/A | #N/A | #N/A | #N/A | #N/A | #N/A | 0 | 0 | 0 | #DIV/0!
Total Savings (therm): | [18 empty] | 0 | #DIV/0! | 0 | #DIV/0! | #DIV/0! | 0 | #DIV/0! | #DIV/0! | #DIV/0! | #DIV/0! | 0 | 0 | #N/A | #N/A | #N/A | #N/A | #N/A | #N/A | #N/A | 0 | 0 | 0 | #DIV/0!
0 | [18 empty] | 0 | #DIV/0! | 0 | #DIV/0! | #DIV/0! | 0 | #DIV/0! | #DIV/0! | #DIV/0! | #DIV/0! | 0 | 0 | #N/A | #N/A | #N/A | #N/A | #N/A | #N/A | #N/A | 0 | 0 | 0 | #DIV/0!
Total Incentives: | [18 empty] | 0 | #DIV/0! | 0 | #DIV/0! | #DIV/0! | 0 | #DIV/0! | #DIV/0! | #DIV/0! | #DIV/0! | 0 | 0 | #N/A | #N/A | #N/A | #N/A | #N/A | #N/A | #N/A | 0 | 0 | 0 | #DIV/0!
0 | [18 empty] | 0 | #DIV/0! | 0 | #DIV/0! | #DIV/0! | 0 | #DIV/0! | #DIV/0! | #DIV/0! | #DIV/0! | 0 | 0 | #N/A | #N/A | #N/A | #N/A | #N/A | #N/A | #N/A | 0 | 0 | 0 | #DIV/0!
Total Customer Costs: | [18 empty] | 0 | #DIV/0! | 0 | #DIV/0! | #DIV/0! | 0 | #DIV/0! | #DIV/0! | #DIV/0! | #DIV/0! | 0 | 0 | #N/A | #N/A | #N/A | #N/A | #N/A | #N/A | #N/A | 0 | 0 | 0 | #DIV/0!
0 | [18 empty] | 0 | #DIV/0! | 0 | #DIV/0! | #DIV/0! | 0 | #DIV/0! | #DIV/0! | #DIV/0! | #DIV/0! | 0 | 0 | #N/A | #N/A | #N/A | #N/A | #N/A | #N/A | #N/A | 0 | 0 | 0 | #DIV/0!
Weighted Avg Life | [18 empty] | 0 | #DIV/0! | 0 | #DIV/0! | #DIV/0! | 0 | #DIV/0! | #DIV/0! | #DIV/0! | #DIV/0! | 0 | 0 | #N/A | #N/A | #N/A | #N/A | #N/A | #N/A | #N/A | 0 | 0 | 0 | #DIV/0!
#DIV/0! | [18 empty] | 0 | #DIV/0! | 0 | #DIV/0! | #DIV/0! | 0 | #DIV/0! | #DIV/0! | #DIV/0! | #DIV/0! | 0 | 0 | #N/A | #N/A | #N/A | #N/A | #N/A | #N/A | #N/A | 0 | 0 | 0 | #DIV/0!
Total Utility Cost | [18 empty] | 0 | #DIV/0! | 0 | #DIV/0! | #DIV/0! | 0 | #DIV/0! | #DIV/0! | #DIV/0! | #DIV/0! | 0 | 0 | #N/A | #N/A | #N/A | #N/A | #N/A | #N/A | #N/A | 0 | 0 | 0 | #DIV/0!
88490.97 | [18 empty] | 0 | #DIV/0! | 0 | #DIV/0! | #DIV/0! | 0 | #DIV/0! | #DIV/0! | #DIV/0! | #DIV/0! | 0 | 0 | #N/A | #N/A | #N/A | #N/A | #N/A | #N/A | #N/A | 0 | 0 | 0 | #DIV/0!
Total Resource Cost | [18 empty] | 0 | #DIV/0! | 0 | #DIV/0! | #DIV/0! | 0 | #DIV/0! | #DIV/0! | #DIV/0! | #DIV/0! | 0 | 0 | #N/A | #N/A | #N/A | #N/A | #N/A | #N/A | #N/A | 0 | 0 | 0 | #DIV/0!
88490.97 | [18 empty] | 0 | #DIV/0! | 0 | #DIV/0! | #DIV/0! | 0 | #DIV/0! | #DIV/0! | #DIV/0! | #DIV/0! | 0 | 0 | #N/A | #N/A | #N/A | #N/A | #N/A | #N/A | #N/A | 0 | 0 | 0 | #DIV/0!
UC B/C Ratio | [18 empty] | 0 | #DIV/0! | 0 | #DIV/0! | #DIV/0! | 0 | #DIV/0! | #DIV/0! | #DIV/0! | #DIV/0! | 0 | 0 | #N/A | #N/A | #N/A | #N/A | #N/A | #N/A | #N/A | 0 | 0 | 0 | #DIV/0!
#DIV/0! | [18 empty] | 0 | #DIV/0! | 0 | #DIV/0! | #DIV/0! | 0 | #DIV/0! | #DIV/0! | #DIV/0! | #DIV/0! | 0 | 0 | #N/A | #N/A | #N/A | #N/A | #N/A | #N/A | #N/A | 0 | 0 | 0 | #DIV/0!
TRC B/C Ratio | [18 empty] | 0 | #DIV/0! | 0 | #DIV/0! | #DIV/0! | 0 | #DIV/0! | #DIV/0! | #DIV/0! | #DIV/0! | 0 | 0 | #N/A | #N/A | #N/A | #N/A | #N/A | #N/A | #N/A | 0 | 0 | 0 | #DIV/0!
#DIV/0! | [18 empty] | 0 | #DIV/0! | 0 | #DIV/0! | #DIV/0! | 0 | #DIV/0! | #DIV/0! | #DIV/0! | #DIV/0! | 0 | 0 | #N/A | #N/A | #N/A | #N/A | #N/A | #N/A | #N/A | 0 | 0 | 0 | #DIV/0!
[19 empty] | 0 | #DIV/0! | 0 | #DIV/0! | #DIV/0! | 0 | #DIV/0! | #DIV/0! | #DIV/0! | #DIV/0! | 0 | 0 | #N/A | #N/A | #N/A | #N/A | #N/A | #N/A | #N/A | 0 | 0 | 0 | #DIV/0!
[19 empty] | 0 | #DIV/0! | 0 | #DIV/0! | #DIV/0! | 0 | #DIV/0! | #DIV/0! | #DIV/0! | #DIV/0! | 0 | 0 | #N/A | #N/A | #N/A | #N/A | #N/A | #N/A | #N/A | 0 | 0 | 0 | #DIV/0!
[19 empty] | 0 | #DIV/0! | 0 | #DIV/0! | #DIV/0! | 0 | #DIV/0! | #DIV/0! | #DIV/0! | #DIV/0! | 0 | 0 | #N/A | #N/A | #N/A | #N/A | #N/A | #N/A | #N/A | 0 | 0 | 0 | #DIV/0!
[19 empty] | 0 | #DIV/0! | 0 | #DIV/0! | #DIV/0! | 0 | #DIV/0! | #DIV/0! | #DIV/0! | #DIV/0! | 0 | 0 | #N/A | #N/A | #N/A | #N/A | #N/A | #N/A | #N/A | 0 | 0 | 0 | #DIV/0!
[19 empty] | 0 | #DIV/0! | 0 | #DIV/0! | #DIV/0! | 0 | #DIV/0! | #DIV/0! | #DIV/0! | #DIV/0! | 0 | 0 | #N/A | #N/A | #N/A | #N/A | #N/A | #N/A | #N/A | 0 | 0 | 0 | #DIV/0!
[19 empty] | 0 | #DIV/0! | 0 | #DIV/0! | #DIV/0! | 0 | #DIV/0! | #DIV/0! | #DIV/0! | #DIV/0! | 0 | 0 | #N/A | #N/A | #N/A | #N/A | #N/A | #N/A | #N/A | 0 | 0 | 0 | #DIV/0!
[19 empty] | 0 | #DIV/0! | 0 | #DIV/0! | #DIV/0! | 0 | #DIV/0! | #DIV/0! | #DIV/0! | #DIV/0! | 0 | 0 | #N/A | #N/A | #N/A | #N/A | #N/A | #N/A | #N/A | 0 | 0 | 0 | #DIV/0!
[19 empty] | 0 | #DIV/0! | 0 | #DIV/0! | #DIV/0! | 0 | #DIV/0! | #DIV/0! | #DIV/0! | #DIV/0! | 0 | 0 | #N/A | #N/A | #N/A | #N/A | #N/A | #N/A | #N/A | 0 | 0 | 0 | #DIV/0!
[19 empty] | 0 | #DIV/0! | 0 | #DIV/0! | #DIV/0! | 0 | #DIV/0! | #DIV/0! | #DIV/0! | #DIV/0! | 0 | 0 | #N/A | #N/A | #N/A | #N/A | #N/A | #N/A | #N/A | 0 | 0 | 0 | #DIV/0!
[19 empty] | 0 | #DIV/0! | 0 | #DIV/0! | #DIV/0! | 0 | #DIV/0! | #DIV/0! | #DIV/0! | #DIV/0! | 0 | 0 | #N/A | #N/A | #N/A | #N/A | #N/A | #N/A | #N/A | 0 | 0 | 0 | #DIV/0!
[19 empty] | 0 | #DIV/0! | 0 | #DIV/0! | #DIV/0! | 0 | #DIV/0! | #DIV/0! | #DIV/0! | #DIV/0! | 0 | 0 | #N/A | #N/A | #N/A | #N/A | #N/A | #N/A | #N/A | 0 | 0 | 0 | #DIV/0!
[19 empty] | 0 | #DIV/0! | 0 | #DIV/0! | #DIV/0! | 0 | #DIV/0! | #DIV/0! | #DIV/0! | #DIV/0! | 0 | 0 | #N/A | #N/A | #N/A | #N/A | #N/A | #N/A | #N/A | 0 | 0 | 0 | #DIV/0!
[19 empty] | 0 | #DIV/0! | 0 | #DIV/0! | #DIV/0! | 0 | #DIV/0! | #DIV/0! | #DIV/0! | #DIV/0! | 0 | 0 | #N/A | #N/A | #N/A | #N/A | #N/A | #N/A | #N/A | 0 | 0 | 0 | #DIV/0!
[19 empty] | 0 | #DIV/0! | 0 | #DIV/0! | #DIV/0! | 0 | #DIV/0! | #DIV/0! | #DIV/0! | #DIV/0! | 0 | 0 | #N/A | #N/A | #N/A | #N/A | #N/A | #N/A | #N/A | 0 | 0 | 0 | #DIV/0!
[19 empty] | 0 | #DIV/0! | 0 | #DIV/0! | #DIV/0! | 0 | #DIV/0! | #DIV/0! | #DIV/0! | #DIV/0! | 0 | 0 | #N/A | #N/A | #N/A | #N/A | #N/A | #N/A | #N/A | 0 | 0 | 0 | #DIV/0!
[19 empty] | 0 | #DIV/0! | 0 | #DIV/0! | #DIV/0! | 0 | #DIV/0! | #DIV/0! | #DIV/0! | #DIV/0! | 0 | 0 | #N/A | #N/A | #N/A | #N/A | #N/A | #N/A | #N/A | 0 | 0 | 0 | #DIV/0!
[19 empty] | 0 | #DIV/0! | 0 | #DIV/0! | #DIV/0! | 0 | #DIV/0! | #DIV/0! | #DIV/0! | #DIV/0! | 0 | 0 | #N/A | #N/A | #N/A | #N/A | #N/A | #N/A | #N/A | 0 | 0 | 0 | #DIV/0!
[19 empty] | 0 | #DIV/0! | 0 | #DIV/0! | #DIV/0! | 0 | #DIV/0! | #DIV/0! | #DIV/0! | #DIV/0! | 0 | 0 | #N/A | #N/A | #N/A | #N/A | #N/A | #N/A | #N/A | 0 | 0 | 0 | #DIV/0!
[19 empty] | 0 | #DIV/0! | 0 | #DIV/0! | #DIV/0! | 0 | #DIV/0! | #DIV/0! | #DIV/0! | #DIV/0! | 0 | 0 | #N/A | #N/A | #N/A | #N/A | #N/A | #N/A | #N/A | 0 | 0 | 0 | #DIV/0!
[19 empty] | 0 | #DIV/0! | 0 | #DIV/0! | #DIV/0! | 0 | #DIV/0! | #DIV/0! | #DIV/0! | #DIV/0! | 0 | 0 | #N/A | #N/A | #N/A | #N/A | #N/A | #N/A | #N/A | 0 | 0 | 0 | #DIV/0!
[19 empty] | 0 | #DIV/0! | 0 | #DIV/0! | #DIV/0! | 0 | #DIV/0! | #DIV/0! | #DIV/0! | #DIV/0! | 0 | 0 | #N/A | #N/A | #N/A | #N/A | #N/A | #N/A | #N/A | 0 | 0 | 0 | #DIV/0!
[19 empty] | 0 | #DIV/0! | 0 | #DIV/0! | #DIV/0! | 0 | #DIV/0! | #DIV/0! | #DIV/0! | #DIV/0! | 0 | 0 | #N/A | #N/A | #N/A | #N/A | #N/A | #N/A | #N/A | 0 | 0 | 0 | #DIV/0!
[19 empty] | 0 | #DIV/0! | 0 | #DIV/0! | #DIV/0! | 0 | #DIV/0! | #DIV/0! | #DIV/0! | #DIV/0! | 0 | 0 | #N/A | #N/A | #N/A | #N/A | #N/A | #N/A | #N/A | 0 | 0 | 0 | #DIV/0!
[19 empty] | 0 | #DIV/0! | 0 | #DIV/0! | #DIV/0! | 0 | #DIV/0! | #DIV/0! | #DIV/0! | #DIV/0! | 0 | 0 | #N/A | #N/A | #N/A | #N/A | #N/A | #N/A | #N/A | 0 | 0 | 0 | #DIV/0!
[19 empty] | 0 | #DIV/0! | 0 | #DIV/0! | #DIV/0! | 0 | #DIV/0! | #DIV/0! | #DIV/0! | #DIV/0! | 0 | 0 | #N/A | #N/A | #N/A | #N/A | #N/A | #N/A | #N/A | 0 | 0 | 0 | #DIV/0!
[19 empty] | 0 | #DIV/0! | 0 | #DIV/0! | #DIV/0! | 0 | #DIV/0! | #DIV/0! | #DIV/0! | #DIV/0! | 0 | 0 | #N/A | #N/A | #N/A | #N/A | #N/A | #N/A | #N/A | 0 | 0 | 0 | #DIV/0!
[19 empty] | 0 | #DIV/0! | 0 | #DIV/0! | #DIV/0! | 0 | #DIV/0! | #DIV/0! | #DIV/0! | #DIV/0! | 0 | 0 | #N/A | #N/A | #N/A | #N/A | #N/A | #N/A | #N/A | 0 | 0 | 0 | #DIV/0!
[19 empty] | 0 | #DIV/0! | 0 | #DIV/0! | #DIV/0! | 0 | #DIV/0! | #DIV/0! | #DIV/0! | #DIV/0! | 0 | 0 | #N/A | #N/A | #N/A | #N/A | #N/A | #N/A | #N/A | 0 | 0 | 0 | #DIV/0!
[19 empty] | 0 | #DIV/0! | 0 | #DIV/0! | #DIV/0! | 0 | #DIV/0! | #DIV/0! | #DIV/0! | #DIV/0! | 0 | 0 | #N/A | #N/A | #N/A | #N/A | #N/A | #N/A | #N/A | 0 | 0 | 0 | #DIV/0!
[19 empty] | 0 | #DIV/0! | 0 | #DIV/0! | #DIV/0! | 0 | #DIV/0! | #DIV/0! | #DIV/0! | #DIV/0! | 0 | 0 | #N/A | #N/A | #N/A | #N/A | #N/A | #N/A | #N/A | 0 | 0 | 0 | #DIV/0!
[19 empty] | 0 | #DIV/0! | 0 | #DIV/0! | #DIV/0! | 0 | #DIV/0! | #DIV/0! | #DIV/0! | #DIV/0! | 0 | 0 | #N/A | #N/A | #N/A | #N/A | #N/A | #N/A | #N/A | 0 | 0 | 0 | #DIV/0!
[19 empty] | 0 | #DIV/0! | 0 | #DIV/0! | #DIV/0! | 0 | #DIV/0! | #DIV/0! | #DIV/0! | #DIV/0! | 0 | 0 | #N/A | #N/A | #N/A | #N/A | #N/A | #N/A | #N/A | 0 | 0 | 0 | #DIV/0!
[19 empty] | 0 | #DIV/0! | 0 | #DIV/0! | #DIV/0! | 0 | #DIV/0! | #DIV/0! | #DIV/0! | #DIV/0! | 0 | 0 | #N/A | #N/A | #N/A | #N/A | #N/A | #N/A | #N/A | 0 | 0 | 0 | #DIV/0!
[19 empty] | 0 | #DIV/0! | 0 | #DIV/0! | #DIV/0! | 0 | #DIV/0! | #DIV/0! | #DIV/0! | #DIV/0! | 0 | 0 | #N/A | #N/A | #N/A | #N/A | #N/A | #N/A | #N/A | 0 | 0 | 0 | #DIV/0!
[19 empty] | 0 | #DIV/0! | 0 | #DIV/0! | #DIV/0! | 0 | #DIV/0! | #DIV/0! | #DIV/0! | #DIV/0! | 0 | 0 | #N/A | #N/A | #N/A | #N/A | #N/A | #N/A | #N/A | 0 | 0 | 0 | #DIV/0!
[19 empty] | 0 | #DIV/0! | 0 | #DIV/0! | #DIV/0! | 0 | #DIV/0! | #DIV/0! | #DIV/0! | #DIV/0! | 0 | 0 | #N/A | #N/A | #N/A | #N/A | #N/A | #N/A | #N/A | 0 | 0 | 0 | #DIV/0!
[19 empty] | 0 | #DIV/0! | 0 | #DIV/0! | #DIV/0! | 0 | #DIV/0! | #DIV/0! | #DIV/0! | #DIV/0! | 0 | 0 | #N/A | #N/A | #N/A | #N/A | #N/A | #N/A | #N/A | 0 | 0 | 0 | #DIV/0!
[19 empty] | 0 | #DIV/0! | 0 | #DIV/0! | #DIV/0! | 0 | #DIV/0! | #DIV/0! | #DIV/0! | #DIV/0! | 0 | 0 | #N/A | #N/A | #N/A | #N/A | #N/A | #N/A | #N/A | 0 | 0 | 0 | #DIV/0!
[19 empty] | 0 | #DIV/0! | 0 | #DIV/0! | #DIV/0! | 0 | #DIV/0! | #DIV/0! | #DIV/0! | #DIV/0! | 0 | 0 | #N/A | #N/A | #N/A | #N/A | #N/A | #N/A | #N/A | 0 | 0 | 0 | #DIV/0!
[19 empty] | 0 | #DIV/0! | 0 | #DIV/0! | #DIV/0! | 0 | #DIV/0! | #DIV/0! | #DIV/0! | #DIV/0! | 0 | 0 | #N/A | #N/A | #N/A | #N/A | #N/A | #N/A | #N/A | 0 | 0 | 0 | #DIV/0!
[19 empty] | 0 | #DIV/0! | 0 | #DIV/0! | #DIV/0! | 0 | #DIV/0! | #DIV/0! | #DIV/0! | #DIV/0! | 0 | 0 | #N/A | #N/A | #N/A | #N/A | #N/A | #N/A | #N/A | 0 | 0 | 0 | #DIV/0!
[19 empty] | 0 | #DIV/0! | 0 | #DIV/0! | #DIV/0! | 0 | #DIV/0! | #DIV/0! | #DIV/0! | #DIV/0! | 0 | 0 | #N/A | #N/A | #N/A | #N/A | #N/A | #N/A | #N/A | 0 | 0 | 0 | #DIV/0!
[19 empty] | 0 | #DIV/0! | 0 | #DIV/0! | #DIV/0! | 0 | #DIV/0! | #DIV/0! | #DIV/0! | #DIV/0! | 0 | 0 | #N/A | #N/A | #N/A | #N/A | #N/A | #N/A | #N/A | 0 | 0 | 0 | #DIV/0!
Note on W3: Curtis, Kasey Calculates measure savings as a % of total program savings.
Note on X3: Curtis, Kasey: Uses % of measure savings as a proxy for % of program spending.

## Res HVAC and WH {G}
Rtn to Summary |  | Order Number | Program Name | Discount Rate: | 6.8% | [9 empty] | Paste in incentives but use DBtC for Total
| Program: | 18230161 | Residential Midstream HVAC & Water Heat
| paste |  |  | paste | paste | paste | paste | paste | paste | paste | paste | paste | paste | Paste | paste | paste | paste | paste | Formula: G + H | Formula: (O/A10)*T | Formula: N - M | Formula: O/A10 | Formula: W*A8 | Formula: Q - P | Formula: X + DBtC | Formula: Q + X | Formula: Z/(1+GasDiscountRate)^1 | Formula: AA/(1+GasDiscountRate)^1 | Formula: -PV(ElecDiscount Rate,T,R)*J | Formula: -PV(ElecDiscount Rate, T, S)*J |  | AF*J*K |  | AH*J*L | AG + AI |  | AG +AI -AK | formula: Logic to lookup from AC tables and adjust by savings and quantity | Formula: Utility Savings (AM)*1.1+AD+AE | formula: AM/AB | formula: AN/AC
| Sch. No. | Order Number | Program Name | Measure Version | Measure Name | First Period Measure Life | Second period Measure Life | Gas End-Use Type | Number of units offered | Savings per Unit Period 1 | Savngs per Unit Period 2 | Incentives Per Unit | Incremental Measure Cost per Unit | Total First Year Savings | Total Incentive | Total Incremental Measure Cost | Unit First Year Non-Energy Benefits | Unit Annual Net Equipment O&M | Total Measure Life | Weighted Life | Agency or Customer Cost per Unit | Percent Unit overhead | Program Overhead Cost | Total Customer Cost | Total Utility Program Costs | Total Resource Cost | PV Total Utility Program Costs | PV Total Resource Costs | PV Total Non-Energy Benefits | PV Total Net Equipment O&M | Unit PV First period Savings for 1 therm | Total First Period Savings | Unit PV Savings for Second Period for 1 therm | Total Second period Savings | Unadjusted Total | Decrement | Final UC Total Savings | PV Total Savings UC | PV Total Savings TRC | UC B/C Ratio | TRC B/C Ratio
DBTC: | G214 | 18230161 | Residential Midstream HVAC & Water Heat | 12853-1 | Heat Pump - Ductless - Tier 1 - Less than 65 kBtuh - EH - Res - EX | 15 | 0 | SF Heat Pump | 1 | 0 |  | 0 | 0 | 0 | 0 | 0 | 0 | 0 | 15 | #DIV/0! | 0 | #DIV/0! | #DIV/0! | 0 | #DIV/0! | #DIV/0! | #DIV/0! | #DIV/0! | 0 | 0 | #N/A | #N/A | #N/A | #N/A | #N/A | #N/A | #N/A | 0 | 0 | 0 | #DIV/0!
0 | G214 | 18230161 | Residential Midstream HVAC & Water Heat | 12856-1 | Heat Pump - Ductless - Tier 2 - Less than 65 kBtuh - EH - Res - EX | 15 | 0 | SF Heat Pump | 5 | 0 |  | 0 | 0 | 0 | 0 | 0 | 0 | 0 | 15 | #DIV/0! | 0 | #DIV/0! | #DIV/0! | 0 | #DIV/0! | #DIV/0! | #DIV/0! | #DIV/0! | 0 | 0 | #N/A | #N/A | #N/A | #N/A | #N/A | #N/A | #N/A | 0 | 0 | 0 | #DIV/0!
Program Costs: | G214 | 18230161 | Residential Midstream HVAC & Water Heat | 12865-1 | Heat Pump - Split - Tier 1 - Less than 65 kBtuh - EH - Res - EX | 15 | 0 | SF Heat Pump | 2 | 0 |  | 0 | 0 | 0 | 0 | 0 | 0 | 0 | 15 | #DIV/0! | 0 | #DIV/0! | #DIV/0! | 0 | #DIV/0! | #DIV/0! | #DIV/0! | #DIV/0! | 0 | 0 | #N/A | #N/A | #N/A | #N/A | #N/A | #N/A | #N/A | 0 | 0 | 0 | #DIV/0!
256.52 | G214 | 18230161 | Residential Midstream HVAC & Water Heat | 12894-1 | Incentive - Sales - Distributor - EH or EWH - Res | 0 | 0 |  | 2 | 0 |  | 0 | 0 | 0 | 0 | 0 | 0 | 0 | 0 | #DIV/0! | 0 | #DIV/0! | #DIV/0! | 0 | #DIV/0! | #DIV/0! | #DIV/0! | #DIV/0! | 0 | 0 | #N/A | #N/A | #N/A | #N/A | #N/A | #N/A | #N/A | 0 | 0 | 0 | #DIV/0!
Total Savings (therm): | G214 | 18230161 | Residential Midstream HVAC & Water Heat | 12894-2 | Incentive - Sales - Distributor - EH or EWH - Res | 0 | 0 |  | 11322 | 0 |  | 0 | 0 | 0 | 0 | 0 | 0 | 0 | 0 | #DIV/0! | 0 | #DIV/0! | #DIV/0! | 0 | #DIV/0! | #DIV/0! | #DIV/0! | #DIV/0! | 0 | 0 | #N/A | #N/A | #N/A | #N/A | #N/A | #N/A | #N/A | 0 | 0 | 0 | #DIV/0!
0 | G214 | 18230161 | Residential Midstream HVAC & Water Heat | 13292-1 | Incentive - Sales - Contractor - EH or EWH - Res | 0 | 0 |  | 106 | 0 |  | 0 | 0 | 0 | 0 | 0 | 0 | 0 | 0 | #DIV/0! | 0 | #DIV/0! | #DIV/0! | 0 | #DIV/0! | #DIV/0! | #DIV/0! | #DIV/0! | 0 | 0 | #N/A | #N/A | #N/A | #N/A | #N/A | #N/A | #N/A | 0 | 0 | 0 | #DIV/0!
Total Incentives: | [18 empty] | 0 | #DIV/0! | 0 | #DIV/0! | #DIV/0! | 0 | #DIV/0! | #DIV/0! | #DIV/0! | #DIV/0! | 0 | 0 | #N/A | #N/A | #N/A | #N/A | #N/A | #N/A | #N/A | 0 | 0 | 0 | #DIV/0!
0 | [18 empty] | 0 | #DIV/0! | 0 | #DIV/0! | #DIV/0! | 0 | #DIV/0! | #DIV/0! | #DIV/0! | #DIV/0! | 0 | 0 | #N/A | #N/A | #N/A | #N/A | #N/A | #N/A | #N/A | 0 | 0 | 0 | #DIV/0!
Total Customer Costs: | [18 empty] | 0 | #DIV/0! | 0 | #DIV/0! | #DIV/0! | 0 | #DIV/0! | #DIV/0! | #DIV/0! | #DIV/0! | 0 | 0 | #N/A | #N/A | #N/A | #N/A | #N/A | #N/A | #N/A | 0 | 0 | 0 | #DIV/0!
0 | [18 empty] | 0 | #DIV/0! | 0 | #DIV/0! | #DIV/0! | 0 | #DIV/0! | #DIV/0! | #DIV/0! | #DIV/0! | 0 | 0 | #N/A | #N/A | #N/A | #N/A | #N/A | #N/A | #N/A | 0 | 0 | 0 | #DIV/0!
Weighted Avg Life | [18 empty] | 0 | #DIV/0! | 0 | #DIV/0! | #DIV/0! | 0 | #DIV/0! | #DIV/0! | #DIV/0! | #DIV/0! | 0 | 0 | #N/A | #N/A | #N/A | #N/A | #N/A | #N/A | #N/A | 0 | 0 | 0 | #DIV/0!
#DIV/0! | [18 empty] | 0 | #DIV/0! | 0 | #DIV/0! | #DIV/0! | 0 | #DIV/0! | #DIV/0! | #DIV/0! | #DIV/0! | 0 | 0 | #N/A | #N/A | #N/A | #N/A | #N/A | #N/A | #N/A | 0 | 0 | 0 | #DIV/0!
Total Utility Cost | [18 empty] | 0 | #DIV/0! | 0 | #DIV/0! | #DIV/0! | 0 | #DIV/0! | #DIV/0! | #DIV/0! | #DIV/0! | 0 | 0 | #N/A | #N/A | #N/A | #N/A | #N/A | #N/A | #N/A | 0 | 0 | 0 | #DIV/0!
256.52 | [18 empty] | 0 | #DIV/0! | 0 | #DIV/0! | #DIV/0! | 0 | #DIV/0! | #DIV/0! | #DIV/0! | #DIV/0! | 0 | 0 | #N/A | #N/A | #N/A | #N/A | #N/A | #N/A | #N/A | 0 | 0 | 0 | #DIV/0!
Total Resource Cost | [18 empty] | 0 | #DIV/0! | 0 | #DIV/0! | #DIV/0! | 0 | #DIV/0! | #DIV/0! | #DIV/0! | #DIV/0! | 0 | 0 | #N/A | #N/A | #N/A | #N/A | #N/A | #N/A | #N/A | 0 | 0 | 0 | #DIV/0!
256.52 | [18 empty] | 0 | #DIV/0! | 0 | #DIV/0! | #DIV/0! | 0 | #DIV/0! | #DIV/0! | #DIV/0! | #DIV/0! | 0 | 0 | #N/A | #N/A | #N/A | #N/A | #N/A | #N/A | #N/A | 0 | 0 | 0 | #DIV/0!
UC B/C Ratio | [18 empty] | 0 | #DIV/0! | 0 | #DIV/0! | #DIV/0! | 0 | #DIV/0! | #DIV/0! | #DIV/0! | #DIV/0! | 0 | 0 | #N/A | #N/A | #N/A | #N/A | #N/A | #N/A | #N/A | 0 | 0 | 0 | #DIV/0!
#DIV/0! | [18 empty] | 0 | #DIV/0! | 0 | #DIV/0! | #DIV/0! | 0 | #DIV/0! | #DIV/0! | #DIV/0! | #DIV/0! | 0 | 0 | #N/A | #N/A | #N/A | #N/A | #N/A | #N/A | #N/A | 0 | 0 | 0 | #DIV/0!
TRC B/C Ratio | [18 empty] | 0 | #DIV/0! | 0 | #DIV/0! | #DIV/0! | 0 | #DIV/0! | #DIV/0! | #DIV/0! | #DIV/0! | 0 | 0 | #N/A | #N/A | #N/A | #N/A | #N/A | #N/A | #N/A | 0 | 0 | 0 | #DIV/0!
#DIV/0! | [18 empty] | 0 | #DIV/0! | 0 | #DIV/0! | #DIV/0! | 0 | #DIV/0! | #DIV/0! | #DIV/0! | #DIV/0! | 0 | 0 | #N/A | #N/A | #N/A | #N/A | #N/A | #N/A | #N/A | 0 | 0 | 0 | #DIV/0!
[19 empty] | 0 | #DIV/0! | 0 | #DIV/0! | #DIV/0! | 0 | #DIV/0! | #DIV/0! | #DIV/0! | #DIV/0! | 0 | 0 | #N/A | #N/A | #N/A | #N/A | #N/A | #N/A | #N/A | 0 | 0 | 0 | #DIV/0!
[19 empty] | 0 | #DIV/0! | 0 | #DIV/0! | #DIV/0! | 0 | #DIV/0! | #DIV/0! | #DIV/0! | #DIV/0! | 0 | 0 | #N/A | #N/A | #N/A | #N/A | #N/A | #N/A | #N/A | 0 | 0 | 0 | #DIV/0!
[19 empty] | 0 | #DIV/0! | 0 | #DIV/0! | #DIV/0! | 0 | #DIV/0! | #DIV/0! | #DIV/0! | #DIV/0! | 0 | 0 | #N/A | #N/A | #N/A | #N/A | #N/A | #N/A | #N/A | 0 | 0 | 0 | #DIV/0!
[19 empty] | 0 | #DIV/0! | 0 | #DIV/0! | #DIV/0! | 0 | #DIV/0! | #DIV/0! | #DIV/0! | #DIV/0! | 0 | 0 | #N/A | #N/A | #N/A | #N/A | #N/A | #N/A | #N/A | 0 | 0 | 0 | #DIV/0!
[19 empty] | 0 | #DIV/0! | 0 | #DIV/0! | #DIV/0! | 0 | #DIV/0! | #DIV/0! | #DIV/0! | #DIV/0! | 0 | 0 | #N/A | #N/A | #N/A | #N/A | #N/A | #N/A | #N/A | 0 | 0 | 0 | #DIV/0!
[19 empty] | 0 | #DIV/0! | 0 | #DIV/0! | #DIV/0! | 0 | #DIV/0! | #DIV/0! | #DIV/0! | #DIV/0! | 0 | 0 | #N/A | #N/A | #N/A | #N/A | #N/A | #N/A | #N/A | 0 | 0 | 0 | #DIV/0!
[19 empty] | 0 | #DIV/0! | 0 | #DIV/0! | #DIV/0! | 0 | #DIV/0! | #DIV/0! | #DIV/0! | #DIV/0! | 0 | 0 | #N/A | #N/A | #N/A | #N/A | #N/A | #N/A | #N/A | 0 | 0 | 0 | #DIV/0!
[19 empty] | 0 | #DIV/0! | 0 | #DIV/0! | #DIV/0! | 0 | #DIV/0! | #DIV/0! | #DIV/0! | #DIV/0! | 0 | 0 | #N/A | #N/A | #N/A | #N/A | #N/A | #N/A | #N/A | 0 | 0 | 0 | #DIV/0!
[19 empty] | 0 | #DIV/0! | 0 | #DIV/0! | #DIV/0! | 0 | #DIV/0! | #DIV/0! | #DIV/0! | #DIV/0! | 0 | 0 | #N/A | #N/A | #N/A | #N/A | #N/A | #N/A | #N/A | 0 | 0 | 0 | #DIV/0!
[19 empty] | 0 | #DIV/0! | 0 | #DIV/0! | #DIV/0! | 0 | #DIV/0! | #DIV/0! | #DIV/0! | #DIV/0! | 0 | 0 | #N/A | #N/A | #N/A | #N/A | #N/A | #N/A | #N/A | 0 | 0 | 0 | #DIV/0!
[19 empty] | 0 | #DIV/0! | 0 | #DIV/0! | #DIV/0! | 0 | #DIV/0! | #DIV/0! | #DIV/0! | #DIV/0! | 0 | 0 | #N/A | #N/A | #N/A | #N/A | #N/A | #N/A | #N/A | 0 | 0 | 0 | #DIV/0!
[19 empty] | 0 | #DIV/0! | 0 | #DIV/0! | #DIV/0! | 0 | #DIV/0! | #DIV/0! | #DIV/0! | #DIV/0! | 0 | 0 | #N/A | #N/A | #N/A | #N/A | #N/A | #N/A | #N/A | 0 | 0 | 0 | #DIV/0!
[19 empty] | 0 | #DIV/0! | 0 | #DIV/0! | #DIV/0! | 0 | #DIV/0! | #DIV/0! | #DIV/0! | #DIV/0! | 0 | 0 | #N/A | #N/A | #N/A | #N/A | #N/A | #N/A | #N/A | 0 | 0 | 0 | #DIV/0!
[19 empty] | 0 | #DIV/0! | 0 | #DIV/0! | #DIV/0! | 0 | #DIV/0! | #DIV/0! | #DIV/0! | #DIV/0! | 0 | 0 | #N/A | #N/A | #N/A | #N/A | #N/A | #N/A | #N/A | 0 | 0 | 0 | #DIV/0!
[19 empty] | 0 | #DIV/0! | 0 | #DIV/0! | #DIV/0! | 0 | #DIV/0! | #DIV/0! | #DIV/0! | #DIV/0! | 0 | 0 | #N/A | #N/A | #N/A | #N/A | #N/A | #N/A | #N/A | 0 | 0 | 0 | #DIV/0!
[19 empty] | 0 | #DIV/0! | 0 | #DIV/0! | #DIV/0! | 0 | #DIV/0! | #DIV/0! | #DIV/0! | #DIV/0! | 0 | 0 | #N/A | #N/A | #N/A | #N/A | #N/A | #N/A | #N/A | 0 | 0 | 0 | #DIV/0!
[19 empty] | 0 | #DIV/0! | 0 | #DIV/0! | #DIV/0! | 0 | #DIV/0! | #DIV/0! | #DIV/0! | #DIV/0! | 0 | 0 | #N/A | #N/A | #N/A | #N/A | #N/A | #N/A | #N/A | 0 | 0 | 0 | #DIV/0!
[19 empty] | 0 | #DIV/0! | 0 | #DIV/0! | #DIV/0! | 0 | #DIV/0! | #DIV/0! | #DIV/0! | #DIV/0! | 0 | 0 | #N/A | #N/A | #N/A | #N/A | #N/A | #N/A | #N/A | 0 | 0 | 0 | #DIV/0!
[19 empty] | 0 | #DIV/0! | 0 | #DIV/0! | #DIV/0! | 0 | #DIV/0! | #DIV/0! | #DIV/0! | #DIV/0! | 0 | 0 | #N/A | #N/A | #N/A | #N/A | #N/A | #N/A | #N/A | 0 | 0 | 0 | #DIV/0!
[19 empty] | 0 | #DIV/0! | 0 | #DIV/0! | #DIV/0! | 0 | #DIV/0! | #DIV/0! | #DIV/0! | #DIV/0! | 0 | 0 | #N/A | #N/A | #N/A | #N/A | #N/A | #N/A | #N/A | 0 | 0 | 0 | #DIV/0!
[19 empty] | 0 | #DIV/0! | 0 | #DIV/0! | #DIV/0! | 0 | #DIV/0! | #DIV/0! | #DIV/0! | #DIV/0! | 0 | 0 | #N/A | #N/A | #N/A | #N/A | #N/A | #N/A | #N/A | 0 | 0 | 0 | #DIV/0!
[19 empty] | 0 | #DIV/0! | 0 | #DIV/0! | #DIV/0! | 0 | #DIV/0! | #DIV/0! | #DIV/0! | #DIV/0! | 0 | 0 | #N/A | #N/A | #N/A | #N/A | #N/A | #N/A | #N/A | 0 | 0 | 0 | #DIV/0!
[19 empty] | 0 | #DIV/0! | 0 | #DIV/0! | #DIV/0! | 0 | #DIV/0! | #DIV/0! | #DIV/0! | #DIV/0! | 0 | 0 | #N/A | #N/A | #N/A | #N/A | #N/A | #N/A | #N/A | 0 | 0 | 0 | #DIV/0!
[19 empty] | 0 | #DIV/0! | 0 | #DIV/0! | #DIV/0! | 0 | #DIV/0! | #DIV/0! | #DIV/0! | #DIV/0! | 0 | 0 | #N/A | #N/A | #N/A | #N/A | #N/A | #N/A | #N/A | 0 | 0 | 0 | #DIV/0!
[19 empty] | 0 | #DIV/0! | 0 | #DIV/0! | #DIV/0! | 0 | #DIV/0! | #DIV/0! | #DIV/0! | #DIV/0! | 0 | 0 | #N/A | #N/A | #N/A | #N/A | #N/A | #N/A | #N/A | 0 | 0 | 0 | #DIV/0!
[19 empty] | 0 | #DIV/0! | 0 | #DIV/0! | #DIV/0! | 0 | #DIV/0! | #DIV/0! | #DIV/0! | #DIV/0! | 0 | 0 | #N/A | #N/A | #N/A | #N/A | #N/A | #N/A | #N/A | 0 | 0 | 0 | #DIV/0!
[19 empty] | 0 | #DIV/0! | 0 | #DIV/0! | #DIV/0! | 0 | #DIV/0! | #DIV/0! | #DIV/0! | #DIV/0! | 0 | 0 | #N/A | #N/A | #N/A | #N/A | #N/A | #N/A | #N/A | 0 | 0 | 0 | #DIV/0!
[19 empty] | 0 | #DIV/0! | 0 | #DIV/0! | #DIV/0! | 0 | #DIV/0! | #DIV/0! | #DIV/0! | #DIV/0! | 0 | 0 | #N/A | #N/A | #N/A | #N/A | #N/A | #N/A | #N/A | 0 | 0 | 0 | #DIV/0!
[19 empty] | 0 | #DIV/0! | 0 | #DIV/0! | #DIV/0! | 0 | #DIV/0! | #DIV/0! | #DIV/0! | #DIV/0! | 0 | 0 | #N/A | #N/A | #N/A | #N/A | #N/A | #N/A | #N/A | 0 | 0 | 0 | #DIV/0!
[19 empty] | 0 | #DIV/0! | 0 | #DIV/0! | #DIV/0! | 0 | #DIV/0! | #DIV/0! | #DIV/0! | #DIV/0! | 0 | 0 | #N/A | #N/A | #N/A | #N/A | #N/A | #N/A | #N/A | 0 | 0 | 0 | #DIV/0!
[19 empty] | 0 | #DIV/0! | 0 | #DIV/0! | #DIV/0! | 0 | #DIV/0! | #DIV/0! | #DIV/0! | #DIV/0! | 0 | 0 | #N/A | #N/A | #N/A | #N/A | #N/A | #N/A | #N/A | 0 | 0 | 0 | #DIV/0!
[19 empty] | 0 | #DIV/0! | 0 | #DIV/0! | #DIV/0! | 0 | #DIV/0! | #DIV/0! | #DIV/0! | #DIV/0! | 0 | 0 | #N/A | #N/A | #N/A | #N/A | #N/A | #N/A | #N/A | 0 | 0 | 0 | #DIV/0!
[19 empty] | 0 | #DIV/0! | 0 | #DIV/0! | #DIV/0! | 0 | #DIV/0! | #DIV/0! | #DIV/0! | #DIV/0! | 0 | 0 | #N/A | #N/A | #N/A | #N/A | #N/A | #N/A | #N/A | 0 | 0 | 0 | #DIV/0!
[19 empty] | 0 | #DIV/0! | 0 | #DIV/0! | #DIV/0! | 0 | #DIV/0! | #DIV/0! | #DIV/0! | #DIV/0! | 0 | 0 | #N/A | #N/A | #N/A | #N/A | #N/A | #N/A | #N/A | 0 | 0 | 0 | #DIV/0!
[19 empty] | 0 | #DIV/0! | 0 | #DIV/0! | #DIV/0! | 0 | #DIV/0! | #DIV/0! | #DIV/0! | #DIV/0! | 0 | 0 | #N/A | #N/A | #N/A | #N/A | #N/A | #N/A | #N/A | 0 | 0 | 0 | #DIV/0!
[19 empty] | 0 | #DIV/0! | 0 | #DIV/0! | #DIV/0! | 0 | #DIV/0! | #DIV/0! | #DIV/0! | #DIV/0! | 0 | 0 | #N/A | #N/A | #N/A | #N/A | #N/A | #N/A | #N/A | 0 | 0 | 0 | #DIV/0!
[19 empty] | 0 | #DIV/0! | 0 | #DIV/0! | #DIV/0! | 0 | #DIV/0! | #DIV/0! | #DIV/0! | #DIV/0! | 0 | 0 | #N/A | #N/A | #N/A | #N/A | #N/A | #N/A | #N/A | 0 | 0 | 0 | #DIV/0!
[19 empty] | 0 | #DIV/0! | 0 | #DIV/0! | #DIV/0! | 0 | #DIV/0! | #DIV/0! | #DIV/0! | #DIV/0! | 0 | 0 | #N/A | #N/A | #N/A | #N/A | #N/A | #N/A | #N/A | 0 | 0 | 0 | #DIV/0!
[19 empty] | 0 | #DIV/0! | 0 | #DIV/0! | #DIV/0! | 0 | #DIV/0! | #DIV/0! | #DIV/0! | #DIV/0! | 0 | 0 | #N/A | #N/A | #N/A | #N/A | #N/A | #N/A | #N/A | 0 | 0 | 0 | #DIV/0!
[19 empty] | 0 | #DIV/0! | 0 | #DIV/0! | #DIV/0! | 0 | #DIV/0! | #DIV/0! | #DIV/0! | #DIV/0! | 0 | 0 | #N/A | #N/A | #N/A | #N/A | #N/A | #N/A | #N/A | 0 | 0 | 0 | #DIV/0!
[19 empty] | 0 | #DIV/0! | 0 | #DIV/0! | #DIV/0! | 0 | #DIV/0! | #DIV/0! | #DIV/0! | #DIV/0! | 0 | 0 | #N/A | #N/A | #N/A | #N/A | #N/A | #N/A | #N/A | 0 | 0 | 0 | #DIV/0!
[19 empty] | 0 | #DIV/0! | 0 | #DIV/0! | #DIV/0! | 0 | #DIV/0! | #DIV/0! | #DIV/0! | #DIV/0! | 0 | 0 | #N/A | #N/A | #N/A | #N/A | #N/A | #N/A | #N/A | 0 | 0 | 0 | #DIV/0!
[19 empty] | 0 | #DIV/0! | 0 | #DIV/0! | #DIV/0! | 0 | #DIV/0! | #DIV/0! | #DIV/0! | #DIV/0! | 0 | 0 | #N/A | #N/A | #N/A | #N/A | #N/A | #N/A | #N/A | 0 | 0 | 0 | #DIV/0!
Note on W3: Curtis, Kasey Calculates measure savings as a % of total program savings.
Note on X3: Curtis, Kasey: Uses % of measure savings as a proxy for % of program spending.

## SF New Construction {G}
Rtn to Summary |  | Order Number | Program Name | Discount Rate: | 6.8% | [9 empty] | Paste in incentives but use DBtC for Total
| Program: | 18230684 | Single Family New Construction {G}
| paste |  |  | paste | paste | paste | paste | paste | paste | paste | paste | paste | paste | Paste | paste | paste | paste | paste | Formula: G + H | Formula: (O/A10)*T | Formula: N - M | Formula: O/A10 | Formula: W*A8 | Formula: Q - P | Formula: X + DBtC | Formula: Q + X | Formula: Z/(1+GasDiscountRate)^1 | Formula: AA/(1+GasDiscountRate)^1 | Formula: -PV(ElecDiscount Rate,T,R)*J | Formula: -PV(ElecDiscount Rate, T, S)*J |  | AF*J*K |  | AH*J*L | AG + AI |  | AG +AI -AK | formula: Logic to lookup from AC tables and adjust by savings and quantity | Formula: Utility Savings (AM)*1.1+AD+AE | formula: AM/AB | formula: AN/AC
| Sch. No. | Order Number | Program Name | Measure Version | Measure Name | First Period Measure Life | Second period Measure Life | Gas End-Use Type | Number of units offered | Savings per Unit Period 1 | Savngs per Unit Period 2 | Incentives Per Unit | Incremental Measure Cost per Unit | Total First Year Savings | Total Incentive | Total Incremental Measure Cost | Unit First Year Non-Energy Benefits | Unit Annual Net Equipment O&M | Total Measure Life | Weighted Life | Agency or Customer Cost per Unit | Percent Unit overhead | Program Overhead Cost | Total Customer Cost | Total Utility Program Costs | Total Resource Cost | PV Total Utility Program Costs | PV Total Resource Costs | PV Total Non-Energy Benefits | PV Total Net Equipment O&M | Unit PV First period Savings for 1 therm | Total First Period Savings | Unit PV Savings for Second Period for 1 therm | Total Second period Savings | Unadjusted Total | Decrement | Final UC Total Savings | PV Total Savings UC | PV Total Savings TRC | UC B/C Ratio | TRC B/C Ratio
DBTC: | G215 | 18230684 | Single Family New Construction {G} | 12986-2 | SFNC: Built Green - 3 Star or Eqv - 10pc above WSEC - NGSH - NGWH - C | 27 | 0 | SF Space Heat | 40 | 156.775 |  | 500 | 2364.5 | 6271 | 30000 | 94580 | 6.54 | 0 | 27 | 27 | 1864.5 | 100% | 36255.48 | 64580 | 66255.48 | 130835.48 | 62036.9663 | 122505.1311 | 3195.8729 | 0 | 16.9955 | 106579.0128 | 16.9955 | 0 | 106579.0128 | 0 | 106579.0128 | 106579.0128 | 120432.787 | 1.718 | 0.98308
30000 | [18 empty] | 0 | 0 | 0 | 0% | 0 | 0 | 0 | 0 | 0 | 0 | 0 | 0 | #N/A | #N/A | #N/A | #N/A | #N/A | #N/A | #N/A | 0 | 0 | 0 | #DIV/0!
Program Costs: | [18 empty] | 0 | 0 | 0 | 0% | 0 | 0 | 0 | 0 | 0 | 0 | 0 | 0 | #N/A | #N/A | #N/A | #N/A | #N/A | #N/A | #N/A | 0 | 0 | 0 | #DIV/0!
36255.48 | [18 empty] | 0 | 0 | 0 | 0% | 0 | 0 | 0 | 0 | 0 | 0 | 0 | 0 | #N/A | #N/A | #N/A | #N/A | #N/A | #N/A | #N/A | 0 | 0 | 0 | #DIV/0!
Total Savings (therm): | [18 empty] | 0 | 0 | 0 | 0% | 0 | 0 | 0 | 0 | 0 | 0 | 0 | 0 | #N/A | #N/A | #N/A | #N/A | #N/A | #N/A | #N/A | 0 | 0 | 0 | #DIV/0!
6271 | [18 empty] | 0 | 0 | 0 | 0% | 0 | 0 | 0 | 0 | 0 | 0 | 0 | 0 | #N/A | #N/A | #N/A | #N/A | #N/A | #N/A | #N/A | 0 | 0 | 0 | #DIV/0!
Total Incentives: | [18 empty] | 0 | 0 | 0 | 0% | 0 | 0 | 0 | 0 | 0 | 0 | 0 | 0 | #N/A | #N/A | #N/A | #N/A | #N/A | #N/A | #N/A | 0 | 0 | 0 | #DIV/0!
30000 | [18 empty] | 0 | 0 | 0 | 0% | 0 | 0 | 0 | 0 | 0 | 0 | 0 | 0 | #N/A | #N/A | #N/A | #N/A | #N/A | #N/A | #N/A | 0 | 0 | 0 | #DIV/0!
Total Customer Costs: | [18 empty] | 0 | 0 | 0 | 0% | 0 | 0 | 0 | 0 | 0 | 0 | 0 | 0 | #N/A | #N/A | #N/A | #N/A | #N/A | #N/A | #N/A | 0 | 0 | 0 | #DIV/0!
64580 | [18 empty] | 0 | 0 | 0 | 0% | 0 | 0 | 0 | 0 | 0 | 0 | 0 | 0 | #N/A | #N/A | #N/A | #N/A | #N/A | #N/A | #N/A | 0 | 0 | 0 | #DIV/0!
Weighted Avg Life | [18 empty] | 0 | 0 | 0 | 0% | 0 | 0 | 0 | 0 | 0 | 0 | 0 | 0 | #N/A | #N/A | #N/A | #N/A | #N/A | #N/A | #N/A | 0 | 0 | 0 | #DIV/0!
27 | [18 empty] | 0 | 0 | 0 | 0% | 0 | 0 | 0 | 0 | 0 | 0 | 0 | 0 | #N/A | #N/A | #N/A | #N/A | #N/A | #N/A | #N/A | 0 | 0 | 0 | #DIV/0!
Total Utility Cost | [18 empty] | 0 | 0 | 0 | 0% | 0 | 0 | 0 | 0 | 0 | 0 | 0 | 0 | #N/A | #N/A | #N/A | #N/A | #N/A | #N/A | #N/A | 0 | 0 | 0 | #DIV/0!
66255.48 | [18 empty] | 0 | 0 | 0 | 0% | 0 | 0 | 0 | 0 | 0 | 0 | 0 | 0 | #N/A | #N/A | #N/A | #N/A | #N/A | #N/A | #N/A | 0 | 0 | 0 | #DIV/0!
Total Resource Cost | [18 empty] | 0 | 0 | 0 | 0% | 0 | 0 | 0 | 0 | 0 | 0 | 0 | 0 | #N/A | #N/A | #N/A | #N/A | #N/A | #N/A | #N/A | 0 | 0 | 0 | #DIV/0!
130835.48 | [18 empty] | 0 | 0 | 0 | 0% | 0 | 0 | 0 | 0 | 0 | 0 | 0 | 0 | #N/A | #N/A | #N/A | #N/A | #N/A | #N/A | #N/A | 0 | 0 | 0 | #DIV/0!
UC B/C Ratio | [18 empty] | 0 | 0 | 0 | 0% | 0 | 0 | 0 | 0 | 0 | 0 | 0 | 0 | #N/A | #N/A | #N/A | #N/A | #N/A | #N/A | #N/A | 0 | 0 | 0 | #DIV/0!
1.718 | [18 empty] | 0 | 0 | 0 | 0% | 0 | 0 | 0 | 0 | 0 | 0 | 0 | 0 | #N/A | #N/A | #N/A | #N/A | #N/A | #N/A | #N/A | 0 | 0 | 0 | #DIV/0!
TRC B/C Ratio | [18 empty] | 0 | 0 | 0 | 0% | 0 | 0 | 0 | 0 | 0 | 0 | 0 | 0 | #N/A | #N/A | #N/A | #N/A | #N/A | #N/A | #N/A | 0 | 0 | 0 | #DIV/0!
0.98308 | [18 empty] | 0 | 0 | 0 | 0% | 0 | 0 | 0 | 0 | 0 | 0 | 0 | 0 | #N/A | #N/A | #N/A | #N/A | #N/A | #N/A | #N/A | 0 | 0 | 0 | #DIV/0!
Note on W3: Curtis, Kasey Calculates measure savings as a % of total program savings.
Note on X3: Curtis, Kasey: Uses % of measure savings as a proxy for % of program spending.

## MH New Construction {G}
Rtn to Summary |  | Order Number | Program Name | Discount Rate: | 6.8% | [9 empty] | Paste in incentives but use DBtC for Total
| Program: | 18230752 | Manufactured Home New Construction {G}
| paste |  |  | paste | paste | paste | paste | paste | paste | paste | paste | paste | paste | Paste | paste | paste | paste | paste | Formula: G + H | Formula: (O/A10)*T | Formula: N - M | Formula: O/A10 | Formula: W*A8 | Formula: Q - P | Formula: X + DBtC | Formula: Q + X | Formula: Z/(1+GasDiscountRate)^1 | Formula: AA/(1+GasDiscountRate)^1 | Formula: -PV(ElecDiscount Rate,T,R)*J | Formula: -PV(ElecDiscount Rate, T, S)*J |  | AF*J*K |  | AH*J*L | AG + AI |  | AG +AI -AK | formula: Logic to lookup from AC tables and adjust by savings and quantity | Formula: Utility Savings (AM)*1.1+AD+AE | formula: AM/AB | formula: AN/AC
| Sch. No. | Order Number | Program Name | Measure Version | Measure Name | First Period Measure Life | Second period Measure Life | Gas End-Use Type | Number of units offered | Savings per Unit Period 1 | Savngs per Unit Period 2 | Incentives Per Unit | Incremental Measure Cost per Unit | Total First Year Savings | Total Incentive | Total Incremental Measure Cost | Unit First Year Non-Energy Benefits | Unit Annual Net Equipment O&M | Total Measure Life | Weighted Life | Agency or Customer Cost per Unit | Percent Unit overhead | Program Overhead Cost | Total Customer Cost | Total Utility Program Costs | Total Resource Cost | PV Total Utility Program Costs | PV Total Resource Costs | PV Total Non-Energy Benefits | PV Total Net Equipment O&M | Unit PV First period Savings for 1 therm | Total First Period Savings | Unit PV Savings for Second Period for 1 therm | Total Second period Savings | Unadjusted Total | Decrement | Final UC Total Savings | PV Total Savings UC | PV Total Savings TRC | UC B/C Ratio | TRC B/C Ratio
DBTC: | G215 | 18230752 | Manufactured Home New Construction {G} | 12891-2 | Incentive - Sales - NEEM 1.1 | 0 | 0 |  | 32 | 0 |  | 0 | 0 | 0 | 0 | 0 | 0 | 0 | 0 | 0 | 0 | 0% | 0 | 0 | 0 | 0 | 0 | 0 | 0 | 0 | #N/A | #N/A | #N/A | #N/A | #N/A | #N/A | #N/A | 0 | 0 | 0 | #DIV/0!
2000 | G215 | 18230752 | Manufactured Home New Construction {G} | 12891-3 | Incentive - Sales - NEEM 1.1 | 0 | 0 |  | 14 | 0 |  | 400 | 0 | 0 | 5600 | 0 | 0 | 0 | 0 | 0 | -400 | 0% | 0 | -5600 | 0 | 0 | 0 | 0 | 0 | 0 | #N/A | #N/A | #N/A | #N/A | #N/A | #N/A | #N/A | 0 | 0 | 0 | #DIV/0!
Program Costs: | G215 | 18230752 | Manufactured Home New Construction {G} | 12892-3 | Incentive - Sales - NEEM 2.0 | 0 | 0 |  | 2 | 0 |  | 0 | 0 | 0 | 0 | 0 | 0 | 0 | 0 | 0 | 0 | 0% | 0 | 0 | 0 | 0 | 0 | 0 | 0 | 0 | #N/A | #N/A | #N/A | #N/A | #N/A | #N/A | #N/A | 0 | 0 | 0 | #DIV/0!
29473.01 | G215 | 18230752 | Manufactured Home New Construction {G} | 12892-4 | Incentive - Sales - NEEM 2.0 | 0 | 0 |  | 1 | 0 |  | 800 | 0 | 0 | 800 | 0 | 0 | 0 | 0 | 0 | -800 | 0% | 0 | -800 | 0 | 0 | 0 | 0 | 0 | 0 | #N/A | #N/A | #N/A | #N/A | #N/A | #N/A | #N/A | 0 | 0 | 0 | #DIV/0!
Total Savings (therm): | G215 | 18230752 | Manufactured Home New Construction {G} | 13325-1 | NEEM 1.1 - Energy Star Rated - GH | 15 | 0 | SF Space Heat | 2 | 105.9 |  | 1000 | 2514.08 | 211.8 | 2000 | 5028.16 | 0 | 0 | 15 | 15 | 1514.08 | 100% | 29473.01 | 3028.16 | 31473.01 | 34501.17 | 29469.1105 | 32304.4663 | 0 | 0 | 10.9113 | 2311.0045 | 10.9113 | 0 | 2311.0045 | 0 | 2311.0045 | 2311.0045 | 2542.105 | 0.078421 | 0.078692
211.8 | G215 | 18230752 | Manufactured Home New Construction {G} | [15 empty] | 0 | 0 | 0 | 0% | 0 | 0 | 0 | 0 | 0 | 0 | 0 | 0 | #N/A | #N/A | #N/A | #N/A | #N/A | #N/A | #N/A | 0 | 0 | 0 | #DIV/0!
Total Incentives: | G215 | 18230752 | Manufactured Home New Construction {G} | [15 empty] | 0 | 0 | 0 | 0% | 0 | 0 | 0 | 0 | 0 | 0 | 0 | 0 | #N/A | #N/A | #N/A | #N/A | #N/A | #N/A | #N/A | 0 | 0 | 0 | #DIV/0!
8400 | G215 | 18230752 | Manufactured Home New Construction {G} | [15 empty] | 0 | 0 | 0 | 0% | 0 | 0 | 0 | 0 | 0 | 0 | 0 | 0 | #N/A | #N/A | #N/A | #N/A | #N/A | #N/A | #N/A | 0 | 0 | 0 | #DIV/0!
Total Customer Costs: | [18 empty] | 0 | 0 | 0 | 0% | 0 | 0 | 0 | 0 | 0 | 0 | 0 | 0 | #N/A | #N/A | #N/A | #N/A | #N/A | #N/A | #N/A | 0 | 0 | 0 | #DIV/0!
-3371.84 | [18 empty] | 0 | 0 | 0 | 0% | 0 | 0 | 0 | 0 | 0 | 0 | 0 | 0 | #N/A | #N/A | #N/A | #N/A | #N/A | #N/A | #N/A | 0 | 0 | 0 | #DIV/0!
Weighted Avg Life | [18 empty] | 0 | 0 | 0 | 0% | 0 | 0 | 0 | 0 | 0 | 0 | 0 | 0 | #N/A | #N/A | #N/A | #N/A | #N/A | #N/A | #N/A | 0 | 0 | 0 | #DIV/0!
15 | [18 empty] | 0 | 0 | 0 | 0% | 0 | 0 | 0 | 0 | 0 | 0 | 0 | 0 | #N/A | #N/A | #N/A | #N/A | #N/A | #N/A | #N/A | 0 | 0 | 0 | #DIV/0!
Total Utility Cost | [18 empty] | 0 | 0 | 0 | 0% | 0 | 0 | 0 | 0 | 0 | 0 | 0 | 0 | #N/A | #N/A | #N/A | #N/A | #N/A | #N/A | #N/A | 0 | 0 | 0 | #DIV/0!
31473.01 | [18 empty] | 0 | 0 | 0 | 0% | 0 | 0 | 0 | 0 | 0 | 0 | 0 | 0 | #N/A | #N/A | #N/A | #N/A | #N/A | #N/A | #N/A | 0 | 0 | 0 | #DIV/0!
Total Resource Cost | [18 empty] | 0 | 0 | 0 | 0% | 0 | 0 | 0 | 0 | 0 | 0 | 0 | 0 | #N/A | #N/A | #N/A | #N/A | #N/A | #N/A | #N/A | 0 | 0 | 0 | #DIV/0!
34501.17 | [18 empty] | 0 | 0 | 0 | 0% | 0 | 0 | 0 | 0 | 0 | 0 | 0 | 0 | #N/A | #N/A | #N/A | #N/A | #N/A | #N/A | #N/A | 0 | 0 | 0 | #DIV/0!
UC B/C Ratio | [18 empty] | 0 | 0 | 0 | 0% | 0 | 0 | 0 | 0 | 0 | 0 | 0 | 0 | #N/A | #N/A | #N/A | #N/A | #N/A | #N/A | #N/A | 0 | 0 | 0 | #DIV/0!
0.078421 | [18 empty] | 0 | 0 | 0 | 0% | 0 | 0 | 0 | 0 | 0 | 0 | 0 | 0 | #N/A | #N/A | #N/A | #N/A | #N/A | #N/A | #N/A | 0 | 0 | 0 | #DIV/0!
TRC B/C Ratio | [18 empty] | 0 | 0 | 0 | 0% | 0 | 0 | 0 | 0 | 0 | 0 | 0 | 0 | #N/A | #N/A | #N/A | #N/A | #N/A | #N/A | #N/A | 0 | 0 | 0 | #DIV/0!
0.078692 | [18 empty] | 0 | 0 | 0 | 0% | 0 | 0 | 0 | 0 | 0 | 0 | 0 | 0 | #N/A | #N/A | #N/A | #N/A | #N/A | #N/A | #N/A | 0 | 0 | 0 | #DIV/0!
Note on W3: Curtis, Kasey Calculates measure savings as a % of total program savings.
Note on X3: Curtis, Kasey: Uses % of measure savings as a proxy for % of program spending.

## Multi Family Retrofit {G}
Rtn to Summary |  | Order Number | Program Name | Discount Rate: | 6.8% | [9 empty] | Paste in incentives but use DBtC for Total
| Program: | 18230736 | Multi Family Retrofit {G}
| paste |  |  | paste | paste | paste | paste | paste | paste | paste | paste | paste | paste | Paste | paste | paste | paste | paste | Formula: G + H | Formula: (O/A10)*T | Formula: N - M | Formula: O/A10 | Formula: W*A8 | Formula: Q - P | Formula: X + DBtC | Formula: Q + X | Formula: Z/(1+GasDiscountRate)^1 | Formula: AA/(1+GasDiscountRate)^1 | Formula: -PV(ElecDiscount Rate,T,R)*J | Formula: -PV(ElecDiscount Rate, T, S)*J |  | AF*J*K |  | AH*J*L | AG + AI |  | AG +AI -AK | formula: Logic to lookup from AC tables and adjust by savings and quantity | Formula: Utility Savings (AM)*1.1+AD+AE | formula: AM/AB | formula: AN/AC
| Sch. No. | Order Number | Program Name | Measure Version | Measure Name | First Period Measure Life | Second period Measure Life | Gas End-Use Type | Number of units offered | Savings per Unit Period 1 | Savngs per Unit Period 2 | Incentives Per Unit | Incremental Measure Cost per Unit | Total First Year Savings | Total Incentive | Total Incremental Measure Cost | Unit First Year Non-Energy Benefits | Unit Annual Net Equipment O&M | Total Measure Life | Weighted Life | Agency or Customer Cost per Unit | Percent Unit overhead | Program Overhead Cost | Total Customer Cost | Total Utility Program Costs | Total Resource Cost | PV Total Utility Program Costs | PV Total Resource Costs | PV Total Non-Energy Benefits | PV Total Net Equipment O&M | Unit PV First period Savings for 1 therm | Total First Period Savings | Unit PV Savings for Second Period for 1 therm | Total Second period Savings | Unadjusted Total | Decrement | Final UC Total Savings | PV Total Savings UC | PV Total Savings TRC | UC B/C Ratio | TRC B/C Ratio
DBTC: | G217 | 18230736 | Multi Family Retrofit {G} | 12642-4 | Insulation - Floor - R11 to R30 - GH - MF | 45 | 0 | SF Space Heat | 4780 | 0.03 |  | 1 | 1.59 | 143.4 | 4780 | 7600.2 | 0.0022 | 0 | 45 | 0.65532 | 0.59 | 1.456% | 1307.1349 | 2820.2 | 3979.3554 | 8907.3349 | 3725.9882 | 8340.2012 | 146.637 | 0 | 26.2816 | 3768.7758 | 26.2816 | 0 | 3768.7758 | 0 | 3768.7758 | 3768.7758 | 4292.2904 | 1.0115 | 0.51465
183498.25 | G217 | 18230736 | Multi Family Retrofit {G} | 12660-3 | Integrated Heating System - Space and Water - GH - Res | 20 | 0 | SF Space Heat | 1 | 104 |  | 800 | 1502 | 104 | 800 | 1502 | 7.7064 | 0 | 20 | 0.21123 | 702 | 1.056% | 947.9918 | 702 | 2886.0039 | 2449.9918 | 2702.2508 | 2293.9998 | 82.9263 | 0 | 13.7138 | 1426.231 | 13.7138 | 0 | 1426.231 | 0 | 1426.231 | 1426.231 | 1651.7804 | 0.52779 | 0.72004
Program Costs: | G217 | 18230736 | Multi Family Retrofit {G} | 12660-4 | Integrated Heating System - Space and Water - GH - Res | 20 | 0 | SF Space Heat | 2 | 104 |  | 800 | 1502 | 208 | 1600 | 3004 | 7.7015 | 0 | 20 | 0.42246 | 702 | 2.112% | 1895.9836 | 1404 | 5772.0078 | 4899.9836 | 5404.5017 | 4587.9997 | 165.7472 | 0 | 13.7138 | 2852.462 | 13.7138 | 0 | 2852.462 | 0 | 2852.462 | 2852.462 | 3303.4554 | 0.52779 | 0.72002
89759.42 | G217 | 18230736 | Multi Family Retrofit {G} | 12669-2 | Furnace - 95pc - GH - Res | 20 | 0 | SF Space Heat | 4 | 105.31 |  | 700 | 1438 | 421.24 | 2800 | 5752 | 30.04 | 0 | 20 | 0.85556 | 738 | 4.278% | 3839.7315 | 2952 | 11689.4257 | 9591.7315 | 10945.1552 | 8981.022 | 1293.0069 | 0 | 13.7138 | 5776.784 | 13.7138 | 0 | 5776.784 | 0 | 5776.784 | 5776.784 | 7647.4693 | 0.52779 | 0.85151
Total Savings (therm): | G217 | 18230736 | Multi Family Retrofit {G} | 12669-3 | Furnace - 95pc - GH - Res | 22 | 0 | SF Space Heat | 7 | 113.24 |  | 700 | 1438 | 792.68 | 4900 | 10066 | 33.929 | 0 | 22 | 1.771 | 738 | 8.05% | 7225.5207 | 5166 | 21996.8996 | 17291.5207 | 20596.3479 | 16190.5624 | 2671.2194 | 0 | 14.7308 | 11676.794 | 14.7308 | 0 | 11676.794 | 0 | 11676.794 | 11676.794 | 15515.6929 | 0.56694 | 0.95832
9847.11 | G217 | 18230736 | Multi Family Retrofit {G} | 12670-3 | Furnace - 95pc - GH - Res - MI | 22 | 0 | SF Space Heat | 6 | 113.24 |  | 1400 | 1438 | 679.44 | 8400 | 8628 | 33.9489 | 0 | 22 | 1.518 | 38 | 6.9% | 6193.3034 | 228 | 18854.4854 | 14821.3034 | 17654.0125 | 13877.625 | 2290.9596 | 0 | 14.7308 | 10008.6806 | 14.7308 | 0 | 10008.6806 | 0 | 10008.6806 | 10008.6806 | 13300.5082 | 0.56694 | 0.95841
Total Incentives: | G217 | 18230736 | Multi Family Retrofit {G} | 12680-2 | Boiler - Energy Star - 95pc AFUE - GH - Res | 20 | 0 | SF Space Heat | 1 | 98 |  | 700 | 1118 | 98 | 700 | 1118 | 28.5768 | 0 | 20 | 0.19904 | 418 | 0.9952% | 893.3 | 418 | 2719.5037 | 2011.3 | 2546.3517 | 1883.2397 | 307.5066 | 0 | 13.7138 | 1343.9484 | 13.7138 | 0 | 1343.9484 | 0 | 1343.9484 | 1343.9484 | 1785.8499 | 0.52779 | 0.94829
182998.25 | G217 | 18230736 | Multi Family Retrofit {G} | 12681-2 | Boiler - Energy Star - 95pc AFUE - GH - Res - MI | 20 | 0 | SF Space Heat | 1 | 98 |  | 1000 | 1118 | 98 | 1000 | 1118 | 28.5768 | 0 | 20 | 0.19904 | 118 | 0.9952% | 893.3 | 118 | 2719.5037 | 2011.3 | 2546.3517 | 1883.2397 | 307.5066 | 0 | 13.7138 | 1343.9484 | 13.7138 | 0 | 1343.9484 | 0 | 1343.9484 | 1343.9484 | 1785.8499 | 0.52779 | 0.94829
Total Customer Costs: | G217 | 18230736 | Multi Family Retrofit {G} | 12685-4 | Water Heater - Storage - Energy Star - 0.67 EF - GH - Res - MI | 13 | 0 | Res Water Heat | 1 | 15.05 |  | 100 | 134.81 | 15.05 | 100 | 134.81 | 6.8743 | 0 | 13 | 0.019869 | 34.81 | 0.1528% | 137.1854 | 34.81 | 417.6381 | 271.9954 | 391.0469 | 254.6773 | 58.11 | 0 | 9.0091 | 135.5864 | 9.0091 | 0 | 135.5864 | 0 | 135.5864 | 135.5864 | 207.2551 | 0.34673 | 0.81379
48733 | G217 | 18230736 | Multi Family Retrofit {G} | 12687-4 | Water Heater - Tankless - Energy Star - 0.9 EF - GH - Res - MI | 20 | 0 | Res Water Heat | 8 | 60.69 |  | 600 | 665.13 | 485.52 | 4800 | 5321.04 | 16.2147 | 0 | 20 | 0.98612 | 65.13 | 4.931% | 4425.6633 | 521.04 | 13473.1981 | 9746.7033 | 12615.354 | 9126.1267 | 1395.8534 | 0 | 12.8542 | 6240.9709 | 12.8542 | 0 | 6240.9709 | 0 | 6240.9709 | 6240.9709 | 8260.9214 | 0.49471 | 0.90519
Weighted Avg Life | G217 | 18230736 | Multi Family Retrofit {G} | 12738-4 | Thermostat - Smart - GH - Res | 7 | 0 | SF Space Heat | 1 | 26.7 |  | 75 | 165.03 | 26.7 | 75 | 165.03 | 5.163 | 0 | 7 | 0.01898 | 90.03 | 0.2711% | 243.3787 | 90.03 | 740.926 | 408.4087 | 693.7509 | 382.4051 | 28.02 | 0 | 5.6041 | 149.6302 | 5.6041 | 0 | 149.6302 | 0 | 149.6302 | 149.6302 | 192.6132 | 0.21568 | 0.50369
35.3287 | G217 | 18230736 | Multi Family Retrofit {G} | 12990-3 | Insulation - Attic - R0 to R49 - GH - MF | 45 | 0 | SF Space Heat | 8988 | 0.05 |  | 1.5 | 1.82 | 449.4 | 13482 | 16358.16 | 0.0036 | 0 | 45 | 2.0537 | 0.32 | 4.564% | 4096.4185 | 2876.16 | 12470.8668 | 20454.5785 | 11676.8415 | 19152.227 | 451.1891 | 0 | 26.2816 | 11810.9335 | 26.2816 | 0 | 11810.9335 | 0 | 11810.9335 | 11810.9335 | 13443.2159 | 1.0115 | 0.70191
Total Utility Cost | G217 | 18230736 | Multi Family Retrofit {G} | 12992-3 | Insulation - Attic - R11 to R49 - GH - MF | 45 | 0 | SF Space Heat | 7800 | 0.03 |  | 1 | 1.56 | 234 | 7800 | 12168 | 0.0022 | 0 | 45 | 1.0693 | 0.56 | 2.376% | 2132.9816 | 4368 | 6493.5087 | 14300.9816 | 6080.0644 | 13390.4322 | 239.2821 | 0 | 26.2816 | 6149.8852 | 26.2816 | 0 | 6149.8852 | 0 | 6149.8852 | 6149.8852 | 7004.1559 | 1.0115 | 0.52307
273257.67 | G217 | 18230736 | Multi Family Retrofit {G} | 12993-3 | Clothes Washer - Front Load - Energy Star - Any WH - Any Dryer - Res - C | 14 | 0 | Res Water Heat | 1 | 2.4 |  | 0 | 0 | 2.4 | 75 | 0 | 18.9814 | 0 | 14 | 0.0034122 | 0 | 0.02437% | 21.8767 | -75 | 66.6001 | 21.8767 | 62.3596 | 20.4838 | 168.0107 | 0 | 9.6025 | 23.0461 | 9.6025 | 0 | 23.0461 | 0 | 23.0461 | 23.0461 | 193.3614 | 0.36957 | 9.4397
Total Resource Cost | G217 | 18230736 | Multi Family Retrofit {G} | 13213-2 | Clothes Washer - Front Load - Energy Star - Any WH - Any Dryer - Res - MI - C | 14 | 0 | Res Water Heat | 1 | 2.4 |  | 0 | 0 | 2.4 | 0 | 0 | 18.9814 | 0 | 14 | 0.0034122 | 0 | 0.02437% | 21.8767 | 0 | 66.6001 | 21.8767 | 62.3596 | 20.4838 | 168.0107 | 0 | 9.6025 | 23.0461 | 9.6025 | 0 | 23.0461 | 0 | 23.0461 | 23.0461 | 193.3614 | 0.36957 | 9.4397
321490.67 | G217 | 18230736 | Multi Family Retrofit {G} | 13235-2 | Windows - Double Pane - from U60 to U30 - GH - MF - MI | 45 | 0 | SF Space Heat | 158 | 0.62 |  | 15 | 24.7 | 97.96 | 2370 | 3902.6 | 1.59 | 0 | 45 | 0.44766 | 9.7 | 0.9948% | 892.9354 | 1532.6 | 2718.3937 | 4795.5354 | 2545.3124 | 4490.2017 | 3503.0572 | 0 | 26.2816 | 2574.5417 | 26.2816 | 0 | 2574.5417 | 0 | 2574.5417 | 2574.5417 | 6335.053 | 1.0115 | 1.4109
UC B/C Ratio | G217 | 18230736 | Multi Family Retrofit {G} | 13245-2 | Windows - Double Pane - U30 - from SP U120 - GH - MF - MI | 45 | 0 | SF Space Heat | 2123 | 1.15 |  | 25 | 24.7 | 2441.45 | 53075 | 52438.1 | 2.96 | 0 | 45 | 11.1571 | -0.3 | 24.79% | 22254.5636 | -636.9 | 67750.3286 | 74692.6636 | 63436.6373 | 69936.951 | 87626.3491 | 0 | 26.2816 | 64165.1168 | 26.2816 | 0 | 64165.1168 | 0 | 64165.1168 | 64165.1168 | 158207.9776 | 1.0115 | 2.2622
0.82404 | G217 | 18230736 | Multi Family Retrofit {G} | 13259-2 | Windows - Triple Pane - U22 - from SP U120 - GH - MF - MI | 45 | 0 | SF Space Heat | 1315 | 1.27 |  | 35 | 28.6 | 1670.05 | 46025 | 37609 | 3.27 | 0 | 45 | 7.6319 | -6.4 | 16.96% | 15223.0166 | -8416 | 46343.9498 | 52832.0166 | 43393.2114 | 49468.1804 | 59960.6756 | 0 | 26.2816 | 43891.5208 | 26.2816 | 0 | 43891.5208 | 0 | 43891.5208 | 43891.5208 | 108241.3484 | 1.0115 | 2.1881
TRC B/C Ratio | G217 | 18230736 | Multi Family Retrofit {G} | 13285-1 | Water Heater - Storage - Energy Star - 0.67 EF - GH - MF | 13 | 0 | Res Water Heat | 1 | 15.05 |  | 50 | 126.46 | 15.05 | 50 | 126.46 | 6.8743 | 0 | 13 | 0.019869 | 76.46 | 0.1528% | 137.1854 | 76.46 | 417.6381 | 263.6454 | 391.0469 | 246.8589 | 58.11 | 0 | 9.0091 | 135.5864 | 9.0091 | 0 | 135.5864 | 0 | 135.5864 | 135.5864 | 207.2551 | 0.34673 | 0.83957
1.3068 | G217 | 18230736 | Multi Family Retrofit {G} | 13285-2 | Water Heater - Storage - Energy Star - 0.67 EF - GH - MF | 13 | 0 | Res Water Heat | 1 | 15.05 |  | 50 | 134.81 | 15.05 | 50 | 134.81 | 6.8743 | 0 | 13 | 0.019869 | 84.81 | 0.1528% | 137.1854 | 84.81 | 417.6381 | 271.9954 | 391.0469 | 254.6773 | 58.11 | 0 | 9.0091 | 135.5864 | 9.0091 | 0 | 135.5864 | 0 | 135.5864 | 135.5864 | 207.2551 | 0.34673 | 0.81379
| G217 | 18230736 | Multi Family Retrofit {G} | 13288-2 | Water Heater - Tankless - Energy Star - 0.9 EF - GH - MF | 20 | 0 | Res Water Heat | 2 | 60.69 |  | 250 | 665.13 | 121.38 | 500 | 1330.26 | 16.2147 | 0 | 20 | 0.24653 | 415.13 | 1.233% | 1106.4158 | 830.26 | 3368.2995 | 2436.6758 | 3153.8385 | 2281.5317 | 348.9634 | 0 | 12.8542 | 1560.2427 | 12.8542 | 0 | 1560.2427 | 0 | 1560.2427 | 1560.2427 | 2065.2303 | 0.49471 | 0.90519
| G217 | 18230736 | Multi Family Retrofit {G} | 13558-2 | Sealing - Air - GH - MF | 45 | 0 | SF Space Heat | 1 | 805.1 |  | 20677 | 19845 | 805.1 | 20677 | 19845 | 0 | 0 | 45 | 3.6792 | -832 | 8.176% | 7338.7328 | -832 | 22341.555 | 27183.7328 | 20919.059 | 25452.9333 | 0 | 0 | 26.2816 | 21159.2847 | 26.2816 | 0 | 21159.2847 | 0 | 21159.2847 | 21159.2847 | 23275.2131 | 1.0115 | 0.91444
| G217 | 18230736 | Multi Family Retrofit {G} | 13844-1 | Thermostat - Smart - GH - MF | 7 | 0 | SF Space Heat | 2 | 11.7 |  | 75 | 165.03 | 23.4 | 150 | 330.06 | 0 | 0 | 7 | 0.016634 | 90.03 | 0.2376% | 213.2982 | 180.06 | 649.3509 | 543.3582 | 608.0064 | 508.7623 | 0 | 0 | 5.6041 | 131.1366 | 5.6041 | 0 | 131.1366 | 0 | 131.1366 | 131.1366 | 144.2503 | 0.21568 | 0.28353
| G217 | 18230736 | Multi Family Retrofit {G} | 13859-1 | Boiler - Replacement - GH and GWH - MF | 20 | 0 | Comm Space Heat | 1 | 779 |  | 5400 | 39495.68 | 779 | 5400 | 39495.68 | 0 | 0 | 20 | 1.5822 | 34095.68 | 7.911% | 7100.8233 | 34095.68 | 21617.2791 | 46596.5033 | 20240.898 | 43629.6847 | 0 | 0 | 14.4314 | 11242.0741 | 14.4314 | 0 | 11242.0741 | 0 | 11242.0741 | 11242.0741 | 12366.2815 | 0.55541 | 0.28344
| G217 | 18230736 | Multi Family Retrofit {G} | 13886-1 | Insulation - Attic - R0 to R38 - GH - MF | 45 | 0 | SF Space Heat | 1713 | 0.04 |  | 1.25 | 1.32 | 68.52 | 2141.25 | 2261.16 | 0.0029 | 0 | 45 | 0.31313 | 0.07 | 0.6958% | 624.5808 | 119.91 | 1901.4326 | 2885.7408 | 1780.3676 | 2702.0045 | 69.2705 | 0 | 26.2816 | 1800.8126 | 26.2816 | 0 | 1800.8126 | 0 | 1800.8126 | 1800.8126 | 2050.1643 | 1.0115 | 0.75876
| G217 | 18230736 | Multi Family Retrofit {G} | 13902-1 | Insulation - Floor - R0 to R30 - GH - MF | 45 | 0 | SF Space Heat | 832 | 0.06 |  | 1.5 | 1.59 | 49.92 | 1248 | 1322.88 | 0.0044 | 0 | 45 | 0.22813 | 0.09 | 0.507% | 455.0361 | 74.88 | 1385.2819 | 1777.9161 | 1297.0804 | 1664.7154 | 51.0469 | 0 | 26.2816 | 1311.9755 | 26.2816 | 0 | 1311.9755 | 0 | 1311.9755 | 1311.9755 | 1494.2199 | 1.0115 | 0.89758
| G217 | 18230736 | Multi Family Retrofit {G} | [15 empty] | 0 | 0 | 0 | 0% | 0 | 0 | 0 | 0 | 0 | 0 | 0 | 0 | #N/A | #N/A | #N/A | #N/A | #N/A | #N/A | #N/A | 0 | 0 | 0 | #DIV/0!
| G217 | 18230736 | Multi Family Retrofit {G} | [15 empty] | 0 | 0 | 0 | 0% | 0 | 0 | 0 | 0 | 0 | 0 | 0 | 0 | #N/A | #N/A | #N/A | #N/A | #N/A | #N/A | #N/A | 0 | 0 | 0 | #DIV/0!
| G217 | 18230736 | Multi Family Retrofit {G} | [15 empty] | 0 | 0 | 0 | 0% | 0 | 0 | 0 | 0 | 0 | 0 | 0 | 0 | #N/A | #N/A | #N/A | #N/A | #N/A | #N/A | #N/A | 0 | 0 | 0 | #DIV/0!
| G217 | 18230736 | Multi Family Retrofit {G} | [15 empty] | 0 | 0 | 0 | 0% | 0 | 0 | 0 | 0 | 0 | 0 | 0 | 0 | #N/A | #N/A | #N/A | #N/A | #N/A | #N/A | #N/A | 0 | 0 | 0 | #DIV/0!
| G217 | 18230736 | Multi Family Retrofit {G} | [15 empty] | 0 | 0 | 0 | 0% | 0 | 0 | 0 | 0 | 0 | 0 | 0 | 0 | #N/A | #N/A | #N/A | #N/A | #N/A | #N/A | #N/A | 0 | 0 | 0 | #DIV/0!
| G217 | 18230736 | Multi Family Retrofit {G} | [15 empty] | 0 | 0 | 0 | 0% | 0 | 0 | 0 | 0 | 0 | 0 | 0 | 0 | #N/A | #N/A | #N/A | #N/A | #N/A | #N/A | #N/A | 0 | 0 | 0 | #DIV/0!
| G217 | 18230736 | Multi Family Retrofit {G} | [15 empty] | 0 | 0 | 0 | 0% | 0 | 0 | 0 | 0 | 0 | 0 | 0 | 0 | #N/A | #N/A | #N/A | #N/A | #N/A | #N/A | #N/A | 0 | 0 | 0 | #DIV/0!
| G217 | 18230736 | Multi Family Retrofit {G} | [15 empty] | 0 | 0 | 0 | 0% | 0 | 0 | 0 | 0 | 0 | 0 | 0 | 0 | #N/A | #N/A | #N/A | #N/A | #N/A | #N/A | #N/A | 0 | 0 | 0 | #DIV/0!
| G217 | 18230736 | Multi Family Retrofit {G} | [15 empty] | 0 | 0 | 0 | 0% | 0 | 0 | 0 | 0 | 0 | 0 | 0 | 0 | #N/A | #N/A | #N/A | #N/A | #N/A | #N/A | #N/A | 0 | 0 | 0 | #DIV/0!
| G217 | 18230736 | Multi Family Retrofit {G} | [15 empty] | 0 | 0 | 0 | 0% | 0 | 0 | 0 | 0 | 0 | 0 | 0 | 0 | #N/A | #N/A | #N/A | #N/A | #N/A | #N/A | #N/A | 0 | 0 | 0 | #DIV/0!
| G217 | 18230736 | Multi Family Retrofit {G} | [15 empty] | 0 | 0 | 0 | 0% | 0 | 0 | 0 | 0 | 0 | 0 | 0 | 0 | #N/A | #N/A | #N/A | #N/A | #N/A | #N/A | #N/A | 0 | 0 | 0 | #DIV/0!
| G217 | 18230736 | Multi Family Retrofit {G} | [15 empty] | 0 | 0 | 0 | 0% | 0 | 0 | 0 | 0 | 0 | 0 | 0 | 0 | #N/A | #N/A | #N/A | #N/A | #N/A | #N/A | #N/A | 0 | 0 | 0 | #DIV/0!
| G217 | 18230736 | Multi Family Retrofit {G} | [15 empty] | 0 | 0 | 0 | 0% | 0 | 0 | 0 | 0 | 0 | 0 | 0 | 0 | #N/A | #N/A | #N/A | #N/A | #N/A | #N/A | #N/A | 0 | 0 | 0 | #DIV/0!
| G217 | 18230736 | Multi Family Retrofit {G} | [15 empty] | 0 | 0 | 0 | 0% | 0 | 0 | 0 | 0 | 0 | 0 | 0 | 0 | #N/A | #N/A | #N/A | #N/A | #N/A | #N/A | #N/A | 0 | 0 | 0 | #DIV/0!
| G217 | 18230736 | Multi Family Retrofit {G} | [15 empty] | 0 | 0 | 0 | 0% | 0 | 0 | 0 | 0 | 0 | 0 | 0 | 0 | #N/A | #N/A | #N/A | #N/A | #N/A | #N/A | #N/A | 0 | 0 | 0 | #DIV/0!
| G217 | 18230736 | Multi Family Retrofit {G} | [15 empty] | 0 | 0 | 0 | 0% | 0 | 0 | 0 | 0 | 0 | 0 | 0 | 0 | #N/A | #N/A | #N/A | #N/A | #N/A | #N/A | #N/A | 0 | 0 | 0 | #DIV/0!
| G217 | 18230736 | Multi Family Retrofit {G} | [15 empty] | 0 | 0 | 0 | 0% | 0 | 0 | 0 | 0 | 0 | 0 | 0 | 0 | #N/A | #N/A | #N/A | #N/A | #N/A | #N/A | #N/A | 0 | 0 | 0 | #DIV/0!
| G217 | 18230736 | Multi Family Retrofit {G} | [15 empty] | 0 | 0 | 0 | 0% | 0 | 0 | 0 | 0 | 0 | 0 | 0 | 0 | #N/A | #N/A | #N/A | #N/A | #N/A | #N/A | #N/A | 0 | 0 | 0 | #DIV/0!
| G217 | 18230736 | Multi Family Retrofit {G} | [15 empty] | 0 | 0 | 0 | 0% | 0 | 0 | 0 | 0 | 0 | 0 | 0 | 0 | #N/A | #N/A | #N/A | #N/A | #N/A | #N/A | #N/A | 0 | 0 | 0 | #DIV/0!
| G217 | 18230736 | Multi Family Retrofit {G} | [15 empty] | 0 | 0 | 0 | 0% | 0 | 0 | 0 | 0 | 0 | 0 | 0 | 0 | #N/A | #N/A | #N/A | #N/A | #N/A | #N/A | #N/A | 0 | 0 | 0 | #DIV/0!
| G217 | 18230736 | Multi Family Retrofit {G} | [15 empty] | 0 | 0 | 0 | 0% | 0 | 0 | 0 | 0 | 0 | 0 | 0 | 0 | #N/A | #N/A | #N/A | #N/A | #N/A | #N/A | #N/A | 0 | 0 | 0 | #DIV/0!
[19 empty] | 0 | 0 | 0 | 0% | 0 | 0 | 0 | 0 | 0 | 0 | 0 | 0 | #N/A | #N/A | #N/A | #N/A | #N/A | #N/A | #N/A | 0 | 0 | 0 | #DIV/0!
[19 empty] | 0 | 0 | 0 | 0% | 0 | 0 | 0 | 0 | 0 | 0 | 0 | 0 | #N/A | #N/A | #N/A | #N/A | #N/A | #N/A | #N/A | 0 | 0 | 0 | #DIV/0!
[19 empty] | 0 | 0 | 0 | 0% | 0 | 0 | 0 | 0 | 0 | 0 | 0 | 0 | #N/A | #N/A | #N/A | #N/A | #N/A | #N/A | #N/A | 0 | 0 | 0 | #DIV/0!
[19 empty] | 0 | 0 | 0 | 0% | 0 | 0 | 0 | 0 | 0 | 0 | 0 | 0 | #N/A | #N/A | #N/A | #N/A | #N/A | #N/A | #N/A | 0 | 0 | 0 | #DIV/0!
[19 empty] | 0 | 0 | 0 | 0% | 0 | 0 | 0 | 0 | 0 | 0 | 0 | 0 | #N/A | #N/A | #N/A | #N/A | #N/A | #N/A | #N/A | 0 | 0 | 0 | #DIV/0!
[19 empty] | 0 | 0 | 0 | 0% | 0 | 0 | 0 | 0 | 0 | 0 | 0 | 0 | #N/A | #N/A | #N/A | #N/A | #N/A | #N/A | #N/A | 0 | 0 | 0 | #DIV/0!
[19 empty] | 0 | 0 | 0 | 0% | 0 | 0 | 0 | 0 | 0 | 0 | 0 | 0 | #N/A | #N/A | #N/A | #N/A | #N/A | #N/A | #N/A | 0 | 0 | 0 | #DIV/0!
[19 empty] | 0 | 0 | 0 | 0% | 0 | 0 | 0 | 0 | 0 | 0 | 0 | 0 | #N/A | #N/A | #N/A | #N/A | #N/A | #N/A | #N/A | 0 | 0 | 0 | #DIV/0!
[19 empty] | 0 | 0 | 0 | 0% | 0 | 0 | 0 | 0 | 0 | 0 | 0 | 0 | #N/A | #N/A | #N/A | #N/A | #N/A | #N/A | #N/A | 0 | 0 | 0 | #DIV/0!
[19 empty] | 0 | 0 | 0 | 0% | 0 | 0 | 0 | 0 | 0 | 0 | 0 | 0 | #N/A | #N/A | #N/A | #N/A | #N/A | #N/A | #N/A | 0 | 0 | 0 | #DIV/0!
[19 empty] | 0 | 0 | 0 | 0% | 0 | 0 | 0 | 0 | 0 | 0 | 0 | 0 | #N/A | #N/A | #N/A | #N/A | #N/A | #N/A | #N/A | 0 | 0 | 0 | #DIV/0!
[19 empty] | 0 | 0 | 0 | 0% | 0 | 0 | 0 | 0 | 0 | 0 | 0 | 0 | #N/A | #N/A | #N/A | #N/A | #N/A | #N/A | #N/A | 0 | 0 | 0 | #DIV/0!
[19 empty] | 0 | 0 | 0 | 0% | 0 | 0 | 0 | 0 | 0 | 0 | 0 | 0 | #N/A | #N/A | #N/A | #N/A | #N/A | #N/A | #N/A | 0 | 0 | 0 | #DIV/0!
[19 empty] | 0 | 0 | 0 | 0% | 0 | 0 | 0 | 0 | 0 | 0 | 0 | 0 | #N/A | #N/A | #N/A | #N/A | #N/A | #N/A | #N/A | 0 | 0 | 0 | #DIV/0!
[19 empty] | 0 | 0 | 0 | 0% | 0 | 0 | 0 | 0 | 0 | 0 | 0 | 0 | #N/A | #N/A | #N/A | #N/A | #N/A | #N/A | #N/A | 0 | 0 | 0 | #DIV/0!
[19 empty] | 0 | 0 | 0 | 0% | 0 | 0 | 0 | 0 | 0 | 0 | 0 | 0 | #N/A | #N/A | #N/A | #N/A | #N/A | #N/A | #N/A | 0 | 0 | 0 | #DIV/0!
[19 empty] | 0 | 0 | 0 | 0% | 0 | 0 | 0 | 0 | 0 | 0 | 0 | 0 | #N/A | #N/A | #N/A | #N/A | #N/A | #N/A | #N/A | 0 | 0 | 0 | #DIV/0!
[19 empty] | 0 | 0 | 0 | 0% | 0 | 0 | 0 | 0 | 0 | 0 | 0 | 0 | #N/A | #N/A | #N/A | #N/A | #N/A | #N/A | #N/A | 0 | 0 | 0 | #DIV/0!
[19 empty] | 0 | 0 | 0 | 0% | 0 | 0 | 0 | 0 | 0 | 0 | 0 | 0 | #N/A | #N/A | #N/A | #N/A | #N/A | #N/A | #N/A | 0 | 0 | 0 | #DIV/0!
[19 empty] | 0 | 0 | 0 | 0% | 0 | 0 | 0 | 0 | 0 | 0 | 0 | 0 | #N/A | #N/A | #N/A | #N/A | #N/A | #N/A | #N/A | 0 | 0 | 0 | #DIV/0!
[19 empty] | 0 | 0 | 0 | 0% | 0 | 0 | 0 | 0 | 0 | 0 | 0 | 0 | #N/A | #N/A | #N/A | #N/A | #N/A | #N/A | #N/A | 0 | 0 | 0 | #DIV/0!
[19 empty] | 0 | 0 | 0 | 0% | 0 | 0 | 0 | 0 | 0 | 0 | 0 | 0 | #N/A | #N/A | #N/A | #N/A | #N/A | #N/A | #N/A | 0 | 0 | 0 | #DIV/0!
[19 empty] | 0 | 0 | 0 | 0% | 0 | 0 | 0 | 0 | 0 | 0 | 0 | 0 | #N/A | #N/A | #N/A | #N/A | #N/A | #N/A | #N/A | 0 | 0 | 0 | #DIV/0!
[19 empty] | 0 | 0 | 0 | 0% | 0 | 0 | 0 | 0 | 0 | 0 | 0 | 0 | #N/A | #N/A | #N/A | #N/A | #N/A | #N/A | #N/A | 0 | 0 | 0 | #DIV/0!
[19 empty] | 0 | 0 | 0 | 0% | 0 | 0 | 0 | 0 | 0 | 0 | 0 | 0 | #N/A | #N/A | #N/A | #N/A | #N/A | #N/A | #N/A | 0 | 0 | 0 | #DIV/0!
[19 empty] | 0 | 0 | 0 | 0% | 0 | 0 | 0 | 0 | 0 | 0 | 0 | 0 | #N/A | #N/A | #N/A | #N/A | #N/A | #N/A | #N/A | 0 | 0 | 0 | #DIV/0!
[19 empty] | 0 | 0 | 0 | 0% | 0 | 0 | 0 | 0 | 0 | 0 | 0 | 0 | #N/A | #N/A | #N/A | #N/A | #N/A | #N/A | #N/A | 0 | 0 | 0 | #DIV/0!
[19 empty] | 0 | 0 | 0 | 0% | 0 | 0 | 0 | 0 | 0 | 0 | 0 | 0 | #N/A | #N/A | #N/A | #N/A | #N/A | #N/A | #N/A | 0 | 0 | 0 | #DIV/0!
[19 empty] | 0 | 0 | 0 | 0% | 0 | 0 | 0 | 0 | 0 | 0 | 0 | 0 | #N/A | #N/A | #N/A | #N/A | #N/A | #N/A | #N/A | 0 | 0 | 0 | #DIV/0!
[19 empty] | 0 | 0 | 0 | 0% | 0 | 0 | 0 | 0 | 0 | 0 | 0 | 0 | #N/A | #N/A | #N/A | #N/A | #N/A | #N/A | #N/A | 0 | 0 | 0 | #DIV/0!
[19 empty] | 0 | 0 | 0 | 0% | 0 | 0 | 0 | 0 | 0 | 0 | 0 | 0 | #N/A | #N/A | #N/A | #N/A | #N/A | #N/A | #N/A | 0 | 0 | 0 | #DIV/0!
[19 empty] | 0 | 0 | 0 | 0% | 0 | 0 | 0 | 0 | 0 | 0 | 0 | 0 | #N/A | #N/A | #N/A | #N/A | #N/A | #N/A | #N/A | 0 | 0 | 0 | #DIV/0!
[19 empty] | 0 | 0 | 0 | 0% | 0 | 0 | 0 | 0 | 0 | 0 | 0 | 0 | #N/A | #N/A | #N/A | #N/A | #N/A | #N/A | #N/A | 0 | 0 | 0 | #DIV/0!
[19 empty] | 0 | 0 | 0 | 0% | 0 | 0 | 0 | 0 | 0 | 0 | 0 | 0 | #N/A | #N/A | #N/A | #N/A | #N/A | #N/A | #N/A | 0 | 0 | 0 | #DIV/0!
[19 empty] | 0 | 0 | 0 | 0% | 0 | 0 | 0 | 0 | 0 | 0 | 0 | 0 | #N/A | #N/A | #N/A | #N/A | #N/A | #N/A | #N/A | 0 | 0 | 0 | #DIV/0!
[19 empty] | 0 | 0 | 0 | 0% | 0 | 0 | 0 | 0 | 0 | 0 | 0 | 0 | #N/A | #N/A | #N/A | #N/A | #N/A | #N/A | #N/A | 0 | 0 | 0 | #DIV/0!
[19 empty] | 0 | 0 | 0 | 0% | 0 | 0 | 0 | 0 | 0 | 0 | 0 | 0 | #N/A | #N/A | #N/A | #N/A | #N/A | #N/A | #N/A | 0 | 0 | 0 | #DIV/0!
[19 empty] | 0 | 0 | 0 | 0% | 0 | 0 | 0 | 0 | 0 | 0 | 0 | 0 | #N/A | #N/A | #N/A | #N/A | #N/A | #N/A | #N/A | 0 | 0 | 0 | #DIV/0!
[19 empty] | 0 | 0 | 0 | 0% | 0 | 0 | 0 | 0 | 0 | 0 | 0 | 0 | #N/A | #N/A | #N/A | #N/A | #N/A | #N/A | #N/A | 0 | 0 | 0 | #DIV/0!
[19 empty] | 0 | 0 | 0 | 0% | 0 | 0 | 0 | 0 | 0 | 0 | 0 | 0 | #N/A | #N/A | #N/A | #N/A | #N/A | #N/A | #N/A | 0 | 0 | 0 | #DIV/0!
[19 empty] | 0 | 0 | 0 | 0% | 0 | 0 | 0 | 0 | 0 | 0 | 0 | 0 | #N/A | #N/A | #N/A | #N/A | #N/A | #N/A | #N/A | 0 | 0 | 0 | #DIV/0!
[19 empty] | 0 | 0 | 0 | 0% | 0 | 0 | 0 | 0 | 0 | 0 | 0 | 0 | #N/A | #N/A | #N/A | #N/A | #N/A | #N/A | #N/A | 0 | 0 | 0 | #DIV/0!
[19 empty] | 0 | 0 | 0 | 0% | 0 | 0 | 0 | 0 | 0 | 0 | 0 | 0 | #N/A | #N/A | #N/A | #N/A | #N/A | #N/A | #N/A | 0 | 0 | 0 | #DIV/0!
[19 empty] | 0 | 0 | 0 | 0% | 0 | 0 | 0 | 0 | 0 | 0 | 0 | 0 | #N/A | #N/A | #N/A | #N/A | #N/A | #N/A | #N/A | 0 | 0 | 0 | #DIV/0!
[19 empty] | 0 | 0 | 0 | 0% | 0 | 0 | 0 | 0 | 0 | 0 | 0 | 0 | #N/A | #N/A | #N/A | #N/A | #N/A | #N/A | #N/A | 0 | 0 | 0 | #DIV/0!
[19 empty] | 0 | 0 | 0 | 0% | 0 | 0 | 0 | 0 | 0 | 0 | 0 | 0 | #N/A | #N/A | #N/A | #N/A | #N/A | #N/A | #N/A | 0 | 0 | 0 | #DIV/0!
[19 empty] | 0 | 0 | 0 | 0% | 0 | 0 | 0 | 0 | 0 | 0 | 0 | 0 | #N/A | #N/A | #N/A | #N/A | #N/A | #N/A | #N/A | 0 | 0 | 0 | #DIV/0!
[19 empty] | 0 | 0 | 0 | 0% | 0 | 0 | 0 | 0 | 0 | 0 | 0 | 0 | #N/A | #N/A | #N/A | #N/A | #N/A | #N/A | #N/A | 0 | 0 | 0 | #DIV/0!
[19 empty] | 0 | 0 | 0 | 0% | 0 | 0 | 0 | 0 | 0 | 0 | 0 | 0 | #N/A | #N/A | #N/A | #N/A | #N/A | #N/A | #N/A | 0 | 0 | 0 | #DIV/0!
[19 empty] | 0 | 0 | 0 | 0% | 0 | 0 | 0 | 0 | 0 | 0 | 0 | 0 | #N/A | #N/A | #N/A | #N/A | #N/A | #N/A | #N/A | 0 | 0 | 0 | #DIV/0!
[19 empty] | 0 | 0 | 0 | 0% | 0 | 0 | 0 | 0 | 0 | 0 | 0 | 0 | #N/A | #N/A | #N/A | #N/A | #N/A | #N/A | #N/A | 0 | 0 | 0 | #DIV/0!
[19 empty] | 0 | 0 | 0 | 0% | 0 | 0 | 0 | 0 | 0 | 0 | 0 | 0 | #N/A | #N/A | #N/A | #N/A | #N/A | #N/A | #N/A | 0 | 0 | 0 | #DIV/0!
[19 empty] | 0 | 0 | 0 | 0% | 0 | 0 | 0 | 0 | 0 | 0 | 0 | 0 | #N/A | #N/A | #N/A | #N/A | #N/A | #N/A | #N/A | 0 | 0 | 0 | #DIV/0!
[19 empty] | 0 | 0 | 0 | 0% | 0 | 0 | 0 | 0 | 0 | 0 | 0 | 0 | #N/A | #N/A | #N/A | #N/A | #N/A | #N/A | #N/A | 0 | 0 | 0 | #DIV/0!
[19 empty] | 0 | 0 | 0 | 0% | 0 | 0 | 0 | 0 | 0 | 0 | 0 | 0 | #N/A | #N/A | #N/A | #N/A | #N/A | #N/A | #N/A | 0 | 0 | 0 | #DIV/0!
[19 empty] | 0 | 0 | 0 | 0% | 0 | 0 | 0 | 0 | 0 | 0 | 0 | 0 | #N/A | #N/A | #N/A | #N/A | #N/A | #N/A | #N/A | 0 | 0 | 0 | #DIV/0!
[19 empty] | 0 | 0 | 0 | 0% | 0 | 0 | 0 | 0 | 0 | 0 | 0 | 0 | #N/A | #N/A | #N/A | #N/A | #N/A | #N/A | #N/A | 0 | 0 | 0 | #DIV/0!
[19 empty] | 0 | 0 | 0 | 0% | 0 | 0 | 0 | 0 | 0 | 0 | 0 | 0 | #N/A | #N/A | #N/A | #N/A | #N/A | #N/A | #N/A | 0 | 0 | 0 | #DIV/0!
[19 empty] | 0 | 0 | 0 | 0% | 0 | 0 | 0 | 0 | 0 | 0 | 0 | 0 | #N/A | #N/A | #N/A | #N/A | #N/A | #N/A | #N/A | 0 | 0 | 0 | #DIV/0!
[19 empty] | 0 | 0 | 0 | 0% | 0 | 0 | 0 | 0 | 0 | 0 | 0 | 0 | #N/A | #N/A | #N/A | #N/A | #N/A | #N/A | #N/A | 0 | 0 | 0 | #DIV/0!
[19 empty] | 0 | 0 | 0 | 0% | 0 | 0 | 0 | 0 | 0 | 0 | 0 | 0 | #N/A | #N/A | #N/A | #N/A | #N/A | #N/A | #N/A | 0 | 0 | 0 | #DIV/0!
[19 empty] | 0 | 0 | 0 | 0% | 0 | 0 | 0 | 0 | 0 | 0 | 0 | 0 | #N/A | #N/A | #N/A | #N/A | #N/A | #N/A | #N/A | 0 | 0 | 0 | #DIV/0!
[19 empty] | 0 | 0 | 0 | 0% | 0 | 0 | 0 | 0 | 0 | 0 | 0 | 0 | #N/A | #N/A | #N/A | #N/A | #N/A | #N/A | #N/A | 0 | 0 | 0 | #DIV/0!
[19 empty] | 0 | 0 | 0 | 0% | 0 | 0 | 0 | 0 | 0 | 0 | 0 | 0 | #N/A | #N/A | #N/A | #N/A | #N/A | #N/A | #N/A | 0 | 0 | 0 | #DIV/0!
[19 empty] | 0 | 0 | 0 | 0% | 0 | 0 | 0 | 0 | 0 | 0 | 0 | 0 | #N/A | #N/A | #N/A | #N/A | #N/A | #N/A | #N/A | 0 | 0 | 0 | #DIV/0!
[19 empty] | 0 | 0 | 0 | 0% | 0 | 0 | 0 | 0 | 0 | 0 | 0 | 0 | #N/A | #N/A | #N/A | #N/A | #N/A | #N/A | #N/A | 0 | 0 | 0 | #DIV/0!
[19 empty] | 0 | 0 | 0 | 0% | 0 | 0 | 0 | 0 | 0 | 0 | 0 | 0 | #N/A | #N/A | #N/A | #N/A | #N/A | #N/A | #N/A | 0 | 0 | 0 | #DIV/0!
[19 empty] | 0 | 0 | 0 | 0% | 0 | 0 | 0 | 0 | 0 | 0 | 0 | 0 | #N/A | #N/A | #N/A | #N/A | #N/A | #N/A | #N/A | 0 | 0 | 0 | #DIV/0!
[19 empty] | 0 | 0 | 0 | 0% | 0 | 0 | 0 | 0 | 0 | 0 | 0 | 0 | #N/A | #N/A | #N/A | #N/A | #N/A | #N/A | #N/A | 0 | 0 | 0 | #DIV/0!
Note on W3: Curtis, Kasey Calculates measure savings as a % of total program savings.
Note on X3: Curtis, Kasey: Uses % of measure savings as a proxy for % of program spending.

## MF New Construction {G}
Rtn to Summary |  | Order Number | Program Name | Discount Rate: | 6.8% | [9 empty] | Paste in incentives but use DBtC for Total
| Program: | 18230673 | Multi Family New Construction {G}
| paste |  |  | paste | paste | paste | paste | paste | paste | paste | paste | paste | paste | Paste | paste | paste | paste | paste | Formula: G + H | Formula: (O/A10)*T | Formula: N - M | Formula: O/A10 | Formula: W*A8 | Formula: Q - P | Formula: X + DBtC | Formula: Q + X | Formula: Z/(1+GasDiscountRate)^1 | Formula: AA/(1+GasDiscountRate)^1 | Formula: -PV(ElecDiscount Rate,T,R)*J | Formula: -PV(ElecDiscount Rate, T, S)*J |  | AF*J*K |  | AH*J*L | AG + AI |  | AG +AI -AK | formula: Logic to lookup from AC tables and adjust by savings and quantity | Formula: Utility Savings (AM)*1.1+AD+AE | formula: AM/AB | formula: AN/AC
| Sch. No. | Order Number | Program Name | Measure Version | Measure Name | First Period Measure Life | Second period Measure Life | Gas End-Use Type | Number of units offered | Savings per Unit Period 1 | Savngs per Unit Period 2 | Incentives Per Unit | Incremental Measure Cost per Unit | Total First Year Savings | Total Incentive | Total Incremental Measure Cost | Unit First Year Non-Energy Benefits | Unit Annual Net Equipment O&M | Total Measure Life | Weighted Life | Agency or Customer Cost per Unit | Percent Unit overhead | Program Overhead Cost | Total Customer Cost | Total Utility Program Costs | Total Resource Cost | PV Total Utility Program Costs | PV Total Resource Costs | PV Total Non-Energy Benefits | PV Total Net Equipment O&M | Unit PV First period Savings for 1 therm | Total First Period Savings | Unit PV Savings for Second Period for 1 therm | Total Second period Savings | Unadjusted Total | Decrement | Final UC Total Savings | PV Total Savings UC | PV Total Savings TRC | UC B/C Ratio | TRC B/C Ratio
DBTC: | G218 | 18230673 | Multi Family New Construction {G} | 10055-1 | Whole Building Design - Custom | 15 | 0 | SF Space Heat | 1 | 1318 |  | 7680 | 7680 | 1318 | 7680 | 7680 |  |  | 15 | 5.4932 | 0 | 36.62% | 31862.6079 | 0 | 39118.3828 | 39542.6079 | 36627.6993 | 37024.9138 | 0 | 0 | 10.9113 | 14381.0384 | 10.9113 | 0 | 14381.0384 | 0 | 14381.0384 | 14381.0384 | 15819.1422 | 0.39263 | 0.42726
19813 | G218 | 18230673 | Multi Family New Construction {G} | 10055-1 | Whole Building Design - Custom | 15 | 0 | SF Space Heat | 1 | 988 |  | 5928 | 5928 | 988 | 5928 | 5928 |  |  | 15 | 4.1178 | 0 | 27.45% | 23884.8684 | 0 | 29323.9471 | 29812.8684 | 27456.8793 | 27914.6708 | 0 | 0 | 10.9113 | 10780.3232 | 10.9113 | 0 | 10780.3232 | 0 | 10780.3232 | 10780.3232 | 11858.3555 | 0.39263 | 0.42481
Program Costs: | G218 | 18230673 | Multi Family New Construction {G} | 10055-1 | Whole Building Design - Custom | 15 | 0 | SF Space Heat | 1 | 1293 |  | 6205 | 6205 | 1293 | 6205 | 6205 |  |  | 15 | 5.389 | 0 | 35.93% | 31258.2337 | 0 | 38376.3801 | 37463.2337 | 35932.9402 | 35077.9342 | 0 | 0 | 10.9113 | 14108.2569 | 10.9113 | 0 | 14108.2569 | 0 | 14108.2569 | 14108.2569 | 15519.0826 | 0.39263 | 0.44242
87005.71 | G218 | 18230673 | Multi Family New Construction {G} | [15 empty] | 0 | 0 | 0 | 0% | 0 | 0 | 0 | 0 | 0 | 0 | 0 | 0 | #N/A | #N/A | #N/A | #N/A | #N/A | #N/A | #N/A | 0 | 0 | 0 | #DIV/0!
Total Savings (therm): | [18 empty] | 0 | 0 | 0 | 0% | 0 | 0 | 0 | 0 | 0 | 0 | 0 | 0 | #N/A | #N/A | #N/A | #N/A | #N/A | #N/A | #N/A | 0 | 0 | 0 | #DIV/0!
3599 | [18 empty] | 0 | 0 | 0 | 0% | 0 | 0 | 0 | 0 | 0 | 0 | 0 | 0 | #N/A | #N/A | #N/A | #N/A | #N/A | #N/A | #N/A | 0 | 0 | 0 | #DIV/0!
Total Incentives: | [18 empty] | 0 | 0 | 0 | 0% | 0 | 0 | 0 | 0 | 0 | 0 | 0 | 0 | #N/A | #N/A | #N/A | #N/A | #N/A | #N/A | #N/A | 0 | 0 | 0 | #DIV/0!
19813 | [18 empty] | 0 | 0 | 0 | 0% | 0 | 0 | 0 | 0 | 0 | 0 | 0 | 0 | #N/A | #N/A | #N/A | #N/A | #N/A | #N/A | #N/A | 0 | 0 | 0 | #DIV/0!
Total Customer Costs: | [18 empty] | 0 | 0 | 0 | 0% | 0 | 0 | 0 | 0 | 0 | 0 | 0 | 0 | #N/A | #N/A | #N/A | #N/A | #N/A | #N/A | #N/A | 0 | 0 | 0 | #DIV/0!
0 | [18 empty] | 0 | 0 | 0 | 0% | 0 | 0 | 0 | 0 | 0 | 0 | 0 | 0 | #N/A | #N/A | #N/A | #N/A | #N/A | #N/A | #N/A | 0 | 0 | 0 | #DIV/0!
Weighted Avg Life | [18 empty] | 0 | 0 | 0 | 0% | 0 | 0 | 0 | 0 | 0 | 0 | 0 | 0 | #N/A | #N/A | #N/A | #N/A | #N/A | #N/A | #N/A | 0 | 0 | 0 | #DIV/0!
15 | [18 empty] | 0 | 0 | 0 | 0% | 0 | 0 | 0 | 0 | 0 | 0 | 0 | 0 | #N/A | #N/A | #N/A | #N/A | #N/A | #N/A | #N/A | 0 | 0 | 0 | #DIV/0!
Total Utility Cost | [18 empty] | 0 | 0 | 0 | 0% | 0 | 0 | 0 | 0 | 0 | 0 | 0 | 0 | #N/A | #N/A | #N/A | #N/A | #N/A | #N/A | #N/A | 0 | 0 | 0 | #DIV/0!
106818.71 | [18 empty] | 0 | 0 | 0 | 0% | 0 | 0 | 0 | 0 | 0 | 0 | 0 | 0 | #N/A | #N/A | #N/A | #N/A | #N/A | #N/A | #N/A | 0 | 0 | 0 | #DIV/0!
Total Resource Cost | [18 empty] | 0 | 0 | 0 | 0% | 0 | 0 | 0 | 0 | 0 | 0 | 0 | 0 | #N/A | #N/A | #N/A | #N/A | #N/A | #N/A | #N/A | 0 | 0 | 0 | #DIV/0!
106818.71 | [18 empty] | 0 | 0 | 0 | 0% | 0 | 0 | 0 | 0 | 0 | 0 | 0 | 0 | #N/A | #N/A | #N/A | #N/A | #N/A | #N/A | #N/A | 0 | 0 | 0 | #DIV/0!
UC B/C Ratio | [18 empty] | 0 | 0 | 0 | 0% | 0 | 0 | 0 | 0 | 0 | 0 | 0 | 0 | #N/A | #N/A | #N/A | #N/A | #N/A | #N/A | #N/A | 0 | 0 | 0 | #DIV/0!
0.39263 | [18 empty] | 0 | 0 | 0 | 0% | 0 | 0 | 0 | 0 | 0 | 0 | 0 | 0 | #N/A | #N/A | #N/A | #N/A | #N/A | #N/A | #N/A | 0 | 0 | 0 | #DIV/0!
TRC B/C Ratio | [18 empty] | 0 | 0 | 0 | 0% | 0 | 0 | 0 | 0 | 0 | 0 | 0 | 0 | #N/A | #N/A | #N/A | #N/A | #N/A | #N/A | #N/A | 0 | 0 | 0 | #DIV/0!
0.43189 | [18 empty] | 0 | 0 | 0 | 0% | 0 | 0 | 0 | 0 | 0 | 0 | 0 | 0 | #N/A | #N/A | #N/A | #N/A | #N/A | #N/A | #N/A | 0 | 0 | 0 | #DIV/0!
Note on W3: Curtis, Kasey Calculates measure savings as a % of total program savings.
Note on X3: Curtis, Kasey: Uses % of measure savings as a proxy for % of program spending.

## CI Retrofit {G}
Rtn to Summary |  | Order Number | Program Name | Discount Rate: | 6.8% | [9 empty] | Paste in incentives but use DBtC for Total
| Program: | 18230731 | Commercial Industrial Retrofit {G}
| paste |  |  | paste | paste | paste | paste | paste | paste | paste | paste | paste | paste | Paste | paste | paste | paste | paste | Formula: G + H | Formula: (O/A10)*T | Formula: N - M | Formula: O/A10 | Formula: W*A8 | Formula: Q - P | Formula: X + DBtC | Formula: Q + X | Formula: Z/(1+GasDiscountRate)^1 | Formula: AA/(1+GasDiscountRate)^1 | Formula: -PV(ElecDiscount Rate,T,R)*J | Formula: -PV(ElecDiscount Rate, T, S)*J |  | AF*J*K |  | AH*J*L | AG + AI |  | AG +AI -AK | formula: Logic to lookup from AC tables and adjust by savings and quantity | Formula: Utility Savings (AM)*1.1+AD+AE | formula: AM/AB | formula: AN/AC
| Sch. No. | Order Number | Program Name | Measure Version | Measure Name | First Period Measure Life | Second period Measure Life | Gas End-Use Type | Number of units offered | Savings per Unit Period 1 | Savngs per Unit Period 2 | Incentives Per Unit | Incremental Measure Cost per Unit | Total First Year Savings | Total Incentive | Total Incremental Measure Cost | Unit First Year Non-Energy Benefits | Unit Annual Net Equipment O&M | Total Measure Life | Weighted Life | Agency or Customer Cost per Unit | Percent Unit overhead | Program Overhead Cost | Total Customer Cost | Total Utility Program Costs | Total Resource Cost | PV Total Utility Program Costs | PV Total Resource Costs | PV Total Non-Energy Benefits | PV Total Net Equipment O&M | Unit PV First period Savings for 1 therm | Total First Period Savings | Unit PV Savings for Second Period for 1 therm | Total Second period Savings | Unadjusted Total | Decrement | Final UC Total Savings | PV Total Savings UC | PV Total Savings TRC | UC B/C Ratio | TRC B/C Ratio
DBTC: | G250 | 18230731 | Commercial Industrial Retrofit {G} | 10037-1 | Insulation - Building Shell - Custom | 24 | 0 | Comm Space Heat | 1 | 1778 |  | 11221 | 23476 | 1778 | 11221 | 23476 |  |  | 24 | 0.08441 | 12255 | 0.3517% | 3287.509 | 12255 | 10728.9348 | 26763.509 | 10045.8191 | 25059.4654 | 0 | 0 | 16.4864 | 29312.8095 | 16.4864 | 0 | 29312.8095 | 0 | 29312.8095 | 29312.8095 | 32244.0905 | 2.9179 | 1.2867
2115784 | G250 | 18230731 | Commercial Industrial Retrofit {G} | 10037-1 | Insulation - Building Shell - Custom | 24 | 0 | Comm Space Heat | 1 | 526 |  | 3157 | 14300 | 526 | 3157 | 14300 |  |  | 24 | 0.024972 | 11143 | 0.104% | 972.5702 | 11143 | 3174.0268 | 15272.5702 | 2971.9352 | 14300.1593 | 0 | 0 | 16.4864 | 8671.8435 | 16.4864 | 0 | 8671.8435 | 0 | 8671.8435 | 8671.8435 | 9539.0279 | 2.9179 | 0.66706
Program Costs: | G250 | 18230731 | Commercial Industrial Retrofit {G} | 10049-1 | HVAC Control - Base - Custom | 10 | 0 | Comm Flat | 1 | 3121 |  | 18720 | 18720 | 3121 | 18720 | 18720 |  |  | 10 | 0.061737 | 0 | 0.6174% | 5770.7062 | 0 | 18832.9614 | 24490.7062 | 17633.859 | 22931.3729 | 0 | 0 | 7.0096 | 21876.9256 | 7.0096 | 0 | 21876.9256 | 0 | 21876.9256 | 21876.9256 | 24064.6181 | 1.2406 | 1.0494
934721.28 | G250 | 18230731 | Commercial Industrial Retrofit {G} | 10049-1 | HVAC Control - Base - Custom | 10 | 0 | Comm Flat | 1 | 1913 |  | 8994 | 8994 | 1913 | 8994 | 8994 |  |  | 10 | 0.037841 | 0 | 0.3784% | 3537.123 | 0 | 11543.5614 | 12531.123 | 10808.5781 | 11733.2613 | 0 | 0 | 7.0096 | 13409.3427 | 7.0096 | 0 | 13409.3427 | 0 | 13409.3427 | 13409.3427 | 14750.277 | 1.2406 | 1.2571
Total Savings (therm): | G250 | 18230731 | Commercial Industrial Retrofit {G} | 10049-1 | HVAC Control - Base - Custom | 10 | 0 | Comm Flat | 1 | 94 |  | 442 | 442 | 94 | 442 | 442 |  |  | 10 | 0.0018594 | 0 | 0.01859% | 173.8053 | 0 | 567.2215 | 615.8053 | 531.1063 | 576.5967 | 0 | 0 | 7.0096 | 658.9013 | 7.0096 | 0 | 658.9013 | 0 | 658.9013 | 658.9013 | 724.7914 | 1.2406 | 1.257
505530 | G250 | 18230731 | Commercial Industrial Retrofit {G} | 10057-1 | HVAC Control - Only - Custom | 10 | 0 | Comm Flat | 1 | 49364 |  | 110770 | 174352 | 49364 | 110770 | 174352 |  |  | 10 | 0.97648 | 63582 | 9.765% | 91273.6757 | 63582 | 297875.7792 | 265625.6757 | 278909.9056 | 248713.1795 | 0 | 0 | 7.0096 | 346021.3245 | 7.0096 | 0 | 346021.3245 | 0 | 346021.3245 | 346021.3245 | 380623.457 | 1.2406 | 1.5304
Total Incentives: | G250 | 18230731 | Commercial Industrial Retrofit {G} | 10068-1 | Process Heating System - Custom | 15 | 0 | Comm Flat | 1 | 19062 |  | 78104 | 111577 | 19062 | 78104 | 111577 |  |  | 15 | 0.5656 | 33473 | 3.771% | 35245.4989 | 33473 | 115025.2837 | 146822.4989 | 107701.5765 | 137474.2499 | 0 | 0 | 10.0001 | 190622.1776 | 10.0001 | 0 | 190622.1776 | 0 | 190622.1776 | 190622.1776 | 209684.3953 | 1.7699 | 1.5253
2115784 | G250 | 18230731 | Commercial Industrial Retrofit {G} | 10068-1 | Process Heating System - Custom | 15 | 0 | Comm Flat | 1 | 107381 |  | 262687 | 375267 | 107381 | 262687 | 375267 |  |  | 15 | 3.1862 | 112580 | 21.24% | 198546.6852 | 112580 | 647966.1098 | 573813.6852 | 606709.8406 | 537278.7315 | 0 | 0 | 10.0001 | 1073822.2667 | 10.0001 | 0 | 1073822.2667 | 0 | 1073822.2667 | 1073822.2667 | 1181204.4934 | 1.7699 | 2.1985
Total Customer Costs: | G250 | 18230731 | Commercial Industrial Retrofit {G} | 10073-1 | Boiler - Hot Water - Custom | 24 | 0 | Comm Water Heat | 1 | 6680 |  | 46760 | 94076 | 6680 | 46760 | 94076 |  |  | 24 | 0.31713 | 47316 | 1.321% | 12351.2712 | 47316 | 40308.9337 | 106427.2712 | 37742.4473 | 99651.003 | 0 | 0 | 14.6496 | 97859.6599 | 14.6496 | 0 | 97859.6599 | 0 | 97859.6599 | 97859.6599 | 107645.6259 | 2.5928 | 1.0802
1296030.6 | G250 | 18230731 | Commercial Industrial Retrofit {G} | 10073-1 | Boiler - Hot Water - Custom | 24 | 0 | Comm Water Heat | 1 | 28851 |  | 188213 | 534632.6 | 28851 | 188213 | 534632.6 |  |  | 24 | 1.3697 | 346419.6 | 5.707% | 53345.2884 | 346419.6 | 174094.7675 | 587977.8884 | 163010.082 | 550541.094 | 0 | 0 | 14.6496 | 422657.0432 | 14.6496 | 0 | 422657.0432 | 0 | 422657.0432 | 422657.0432 | 464922.7476 | 2.5928 | 0.84448
Weighted Avg Life | G250 | 18230731 | Commercial Industrial Retrofit {G} | 10075-1 | Boiler - Steam - Custom | 30 | 0 | Comm Water Heat | 1 | 4839 |  | 43372 | 128828 | 4839 | 43372 | 128828 |  |  | 30 | 0.28716 | 85456 | 0.9572% | 8947.2757 | 85456 | 29199.8399 | 137775.2757 | 27340.674 | 129003.0671 | 0 | 0 | 16.9888 | 82208.9058 | 16.9888 | 0 | 82208.9058 | 0 | 82208.9058 | 82208.9058 | 90429.7964 | 3.0068 | 0.70099
15.1142 | G250 | 18230731 | Commercial Industrial Retrofit {G} | 10258-1 | Generic Measure - Custom | 15 | 0 | Comm Flat | 1 | 98336 |  | 534845 | 568890 | 98336 | 534845 | 568890 |  |  | 15 | 2.9178 | 34045 | 19.45% | 181822.5462 | 34045 | 593386.1239 | 750712.5462 | 555604.9849 | 702914.3691 | 0 | 0 | 10.0001 | 983371.2334 | 10.0001 | 0 | 983371.2334 | 0 | 983371.2334 | 983371.2334 | 1081708.3568 | 1.7699 | 1.5389
Total Utility Cost | G250 | 18230731 | Commercial Industrial Retrofit {G} | 10261-1 | Refrigeration - Custom | 20 | 0 | Comm Flat | 1 | 2544 |  | 10534 | 15049 | 2544 | 10534 | 15049 |  |  | 20 | 0.10065 | 4515 | 0.5032% | 4703.8374 | 4515 | 15351.1867 | 19752.8374 | 14373.7704 | 18495.1661 | 0 | 0 | 12.6362 | 32146.566 | 12.6362 | 0 | 32146.566 | 0 | 32146.566 | 32146.566 | 35361.2227 | 2.2365 | 1.9119
3050505.28 | G250 | 18230731 | Commercial Industrial Retrofit {G} | 10261-1 | Refrigeration - Custom | 20 | 0 | Comm Flat | 1 | 2681 |  | 14553 | 20790 | 2681 | 14553 | 20790 |  |  | 20 | 0.10607 | 6237 | 0.5303% | 4957.1494 | 6237 | 16177.8819 | 25747.1494 | 15147.8295 | 24107.8178 | 0 | 0 | 12.6362 | 33877.7294 | 12.6362 | 0 | 33877.7294 | 0 | 33877.7294 | 33877.7294 | 37265.5023 | 2.2365 | 1.5458
Total Resource Cost | G250 | 18230731 | Commercial Industrial Retrofit {G} | 10261-1 | Refrigeration - Custom | 20 | 0 | Comm Flat | 1 | 7225 |  | 27104 | 49931 | 7225 | 27104 | 49931 |  |  | 20 | 0.28584 | 22827 | 1.429% | 13358.9723 | 22827 | 43597.6117 | 63289.9723 | 40821.7338 | 59260.2737 | 0 | 0 | 12.6362 | 91296.753 | 12.6362 | 0 | 91296.753 | 0 | 91296.753 | 91296.753 | 100426.4283 | 2.2365 | 1.6947
4346535.88 | G250 | 18230731 | Commercial Industrial Retrofit {G} | 10261-1 | Refrigeration - Custom | 20 | 0 | Comm Flat | 1 | 16132 |  | 48355 | 71024 | 16132 | 48355 | 71024 |  |  | 20 | 0.63822 | 22669 | 3.191% | 29827.9502 | 22669 | 97344.8681 | 100851.9502 | 91146.8803 | 94430.665 | 0 | 0 | 12.6362 | 203847.6429 | 12.6362 | 0 | 203847.6429 | 0 | 203847.6429 | 203847.6429 | 224232.4072 | 2.2365 | 2.3746
UC B/C Ratio | G250 | 18230731 | Commercial Industrial Retrofit {G} | 10261-1 | Refrigeration - Custom | 20 | 0 | Comm Flat | 1 | 19811 |  | 50989 | 79031 | 19811 | 50989 | 79031 |  |  | 20 | 0.78377 | 28042 | 3.919% | 36630.3944 | 28042 | 119544.953 | 115661.3944 | 111933.4766 | 108297.1858 | 0 | 0 | 12.6362 | 250336.3286 | 12.6362 | 0 | 250336.3286 | 0 | 250336.3286 | 250336.3286 | 275369.9614 | 2.2365 | 2.5427
1.7579 | G250 | 18230731 | Commercial Industrial Retrofit {G} | 10261-1 | Refrigeration - Custom | 20 | 0 | Comm Flat | 1 | 8801 |  | 61607 | 127568 | 8801 | 61607 | 127568 |  |  | 20 | 0.34819 | 65961 | 1.741% | 16272.9848 | 65961 | 53107.6236 | 143840.9848 | 49726.2393 | 134682.57 | 0 | 0 | 12.6362 | 111211.4496 | 12.6362 | 0 | 111211.4496 | 0 | 111211.4496 | 111211.4496 | 122332.5946 | 2.2365 | 0.9083
TRC B/C Ratio | G250 | 18230731 | Commercial Industrial Retrofit {G} | 10261-1 | Refrigeration - Custom | 20 | 0 | Comm Flat | 1 | 4544 |  | 18381 | 36079 | 4544 | 18381 | 36079 |  |  | 20 | 0.17977 | 17698 | 0.8989% | 8401.8228 | 17698 | 27419.7298 | 44480.8228 | 25673.9043 | 41648.7105 | 0 | 0 | 12.6362 | 57419.0236 | 12.6362 | 0 | 57419.0236 | 0 | 57419.0236 | 57419.0236 | 63160.926 | 2.2365 | 1.5165
1.3571 | G250 | 18230731 | Commercial Industrial Retrofit {G} | 10261-1 | Refrigeration - Custom | 20 | 0 | Comm Flat | 1 | 6180 |  | 15108 | 21583 | 6180 | 15108 | 21583 |  |  | 20 | 0.2445 | 6475 | 1.222% | 11426.7749 | 6475 | 37291.798 | 33009.7749 | 34917.4138 | 30908.0289 | 0 | 0 | 12.6362 | 78091.8939 | 12.6362 | 0 | 78091.8939 | 0 | 78091.8939 | 78091.8939 | 85901.0833 | 2.2365 | 2.7792
| G250 | 18230731 | Commercial Industrial Retrofit {G} | 11912-1 | HVAC Control - Performance - Custom | 10 | 0 | Comm Flat | 1 | 13635 |  | 40651 | 229278 | 13635 | 40651 | 229278 |  |  | 10 | 0.26972 | 188627 | 2.697% | 25211.0155 | 188627 | 82277.2921 | 254489.0155 | 77038.663 | 238285.595 | 0 | 0 | 7.0096 | 95575.7386 | 7.0096 | 0 | 95575.7386 | 0 | 95575.7386 | 95575.7386 | 105133.3125 | 1.2406 | 0.44121
| G250 | 18230731 | Commercial Industrial Retrofit {G} | 11914-1 | Process - Modification - Custom | 15 | 0 | Comm Flat | 1 | 65996 |  | 377935 | 556057 | 65996 | 377935 | 556057 |  |  | 15 | 1.9582 | 178122 | 13.05% | 122026.1223 | 178122 | 398237.783 | 678083.1223 | 372881.8193 | 634909.2905 | 0 | 0 | 10.0001 | 659967.5391 | 10.0001 | 0 | 659967.5391 | 0 | 659967.5391 | 659967.5391 | 725964.293 | 1.7699 | 1.1434
| G250 | 18230731 | Commercial Industrial Retrofit {G} | 12566-1 | EBCx - Assessment Phase - Custom | 5 | 0 | Comm Flat | 1 | 0 |  | 8000 | 8000 | 0 | 8000 | 8000 |  |  | 5 | 0 | 0 | 0% | 0 | 0 | 0 | 8000 | 0 | 7490.6367 | 0 | 0 | 3.6855 | 0 | 3.6855 | 0 | 0 | 0 | 0 | 0 | 0 | 0 | 0
| G250 | 18230731 | Commercial Industrial Retrofit {G} | 12566-1 | EBCx - Assessment Phase - Custom | 5 | 0 | Comm Flat | 1 | 0 |  | 17449 | 17449 | 0 | 17449 | 17449 |  |  | 5 | 0 | 0 | 0% | 0 | 0 | 0 | 17449 | 0 | 16338.015 | 0 | 0 | 3.6855 | 0 | 3.6855 | 0 | 0 | 0 | 0 | 0 | 0 | 0 | 0
| G250 | 18230731 | Commercial Industrial Retrofit {G} | 12567-1 | EBCx - Commissioning Phase - Custom | 7 | 0 | Comm Flat | 1 | 1308 |  | 5655 | 5655 | 1308 | 5655 | 5655 |  |  | 7 | 0.018112 | 0 | 0.2587% | 2418.4825 | 0 | 7892.8271 | 8073.4825 | 7390.2876 | 7559.4405 | 0 | 0 | 5.0489 | 6604.0096 | 5.0489 | 0 | 6604.0096 | 0 | 6604.0096 | 6604.0096 | 7264.4105 | 0.89361 | 0.96097
| G250 | 18230731 | Commercial Industrial Retrofit {G} | 12567-1 | EBCx - Commissioning Phase - Custom | 5 | 0 | Comm Flat | 1 | 11016 |  | 80145 | 80145 | 11016 | 80145 | 80145 |  |  | 5 | 0.10895 | 0 | 2.179% | 20368.5036 | 0 | 66473.535 | 100513.5036 | 62241.1377 | 94113.7674 | 0 | 0 | 3.6855 | 40599.6318 | 3.6855 | 0 | 40599.6318 | 0 | 40599.6318 | 40599.6318 | 44659.595 | 0.6523 | 0.47453
| G250 | 18230731 | Commercial Industrial Retrofit {G} | 12567-1 | EBCx - Commissioning Phase - Custom | 7 | 0 | Comm Flat | 1 | 1248 |  | 6213 | 6213 | 1248 | 6213 | 6213 |  |  | 7 | 0.017281 | 0 | 0.2469% | 2307.5429 | 0 | 7530.7709 | 8520.5429 | 7051.2836 | 7978.0364 | 0 | 0 | 5.0489 | 6301.0733 | 5.0489 | 0 | 6301.0733 | 0 | 6301.0733 | 6301.0733 | 6931.1807 | 0.89361 | 0.86878
| G250 | 18230731 | Commercial Industrial Retrofit {G} | 12568-1 | EBCx - Performance Phase - Custom | 7 | 0 | Comm Flat | 1 | 465 |  | 1436 | 10024 | 465 | 1436 | 10024 |  |  | 7 | 0.0064388 | 8588 | 0.09198% | 859.7816 | 8588 | 2805.9363 | 10883.7816 | 2627.2811 | 10190.8067 | 0 | 0 | 5.0489 | 2347.7557 | 5.0489 | 0 | 2347.7557 | 0 | 2347.7557 | 2347.7557 | 2582.5313 | 0.89361 | 0.25342
| G250 | 18230731 | Commercial Industrial Retrofit {G} | 12826-1 | Commissioning - Monitoring Based - Base - Custom | 5 | 0 | Comm Flat | 1 | 21999 |  | 24384 | 24384 | 21999 | 24384 | 24384 |  |  | 5 | 0.21758 | 0 | 4.352% | 40675.9904 | 0 | 132747.9391 | 65059.9904 | 124295.8231 | 60917.594 | 0 | 0 | 3.6855 | 81077.6416 | 3.6855 | 0 | 81077.6416 | 0 | 81077.6416 | 81077.6416 | 89185.4058 | 0.6523 | 1.464
[19 empty] | 0 | 0 | 0 | 0% | 0 | 0 | 0 | 0 | 0 | 0 | 0 | 0 | #N/A | #N/A | #N/A | #N/A | #N/A | #N/A | #N/A | 0 | 0 | 0 | #DIV/0!
[19 empty] | 0 | 0 | 0 | 0% | 0 | 0 | 0 | 0 | 0 | 0 | 0 | 0 | #N/A | #N/A | #N/A | #N/A | #N/A | #N/A | #N/A | 0 | 0 | 0 | #DIV/0!
[19 empty] | 0 | 0 | 0 | 0% | 0 | 0 | 0 | 0 | 0 | 0 | 0 | 0 | #N/A | #N/A | #N/A | #N/A | #N/A | #N/A | #N/A | 0 | 0 | 0 | #DIV/0!
[19 empty] | 0 | 0 | 0 | 0% | 0 | 0 | 0 | 0 | 0 | 0 | 0 | 0 | #N/A | #N/A | #N/A | #N/A | #N/A | #N/A | #N/A | 0 | 0 | 0 | #DIV/0!
[19 empty] | 0 | 0 | 0 | 0% | 0 | 0 | 0 | 0 | 0 | 0 | 0 | 0 | #N/A | #N/A | #N/A | #N/A | #N/A | #N/A | #N/A | 0 | 0 | 0 | #DIV/0!
[19 empty] | 0 | 0 | 0 | 0% | 0 | 0 | 0 | 0 | 0 | 0 | 0 | 0 | #N/A | #N/A | #N/A | #N/A | #N/A | #N/A | #N/A | 0 | 0 | 0 | #DIV/0!
[19 empty] | 0 | 0 | 0 | 0% | 0 | 0 | 0 | 0 | 0 | 0 | 0 | 0 | #N/A | #N/A | #N/A | #N/A | #N/A | #N/A | #N/A | 0 | 0 | 0 | #DIV/0!
[19 empty] | 0 | 0 | 0 | 0% | 0 | 0 | 0 | 0 | 0 | 0 | 0 | 0 | #N/A | #N/A | #N/A | #N/A | #N/A | #N/A | #N/A | 0 | 0 | 0 | #DIV/0!
[19 empty] | 0 | 0 | 0 | 0% | 0 | 0 | 0 | 0 | 0 | 0 | 0 | 0 | #N/A | #N/A | #N/A | #N/A | #N/A | #N/A | #N/A | 0 | 0 | 0 | #DIV/0!
[19 empty] | 0 | 0 | 0 | 0% | 0 | 0 | 0 | 0 | 0 | 0 | 0 | 0 | #N/A | #N/A | #N/A | #N/A | #N/A | #N/A | #N/A | 0 | 0 | 0 | #DIV/0!
[19 empty] | 0 | 0 | 0 | 0% | 0 | 0 | 0 | 0 | 0 | 0 | 0 | 0 | #N/A | #N/A | #N/A | #N/A | #N/A | #N/A | #N/A | 0 | 0 | 0 | #DIV/0!
[19 empty] | 0 | 0 | 0 | 0% | 0 | 0 | 0 | 0 | 0 | 0 | 0 | 0 | #N/A | #N/A | #N/A | #N/A | #N/A | #N/A | #N/A | 0 | 0 | 0 | #DIV/0!
[19 empty] | 0 | 0 | 0 | 0% | 0 | 0 | 0 | 0 | 0 | 0 | 0 | 0 | #N/A | #N/A | #N/A | #N/A | #N/A | #N/A | #N/A | 0 | 0 | 0 | #DIV/0!
[19 empty] | 0 | 0 | 0 | 0% | 0 | 0 | 0 | 0 | 0 | 0 | 0 | 0 | #N/A | #N/A | #N/A | #N/A | #N/A | #N/A | #N/A | 0 | 0 | 0 | #DIV/0!
[19 empty] | 0 | 0 | 0 | 0% | 0 | 0 | 0 | 0 | 0 | 0 | 0 | 0 | #N/A | #N/A | #N/A | #N/A | #N/A | #N/A | #N/A | 0 | 0 | 0 | #DIV/0!
[19 empty] | 0 | 0 | 0 | 0% | 0 | 0 | 0 | 0 | 0 | 0 | 0 | 0 | #N/A | #N/A | #N/A | #N/A | #N/A | #N/A | #N/A | 0 | 0 | 0 | #DIV/0!
[19 empty] | 0 | 0 | 0 | 0% | 0 | 0 | 0 | 0 | 0 | 0 | 0 | 0 | #N/A | #N/A | #N/A | #N/A | #N/A | #N/A | #N/A | 0 | 0 | 0 | #DIV/0!
[19 empty] | 0 | 0 | 0 | 0% | 0 | 0 | 0 | 0 | 0 | 0 | 0 | 0 | #N/A | #N/A | #N/A | #N/A | #N/A | #N/A | #N/A | 0 | 0 | 0 | #DIV/0!
[19 empty] | 0 | 0 | 0 | 0% | 0 | 0 | 0 | 0 | 0 | 0 | 0 | 0 | #N/A | #N/A | #N/A | #N/A | #N/A | #N/A | #N/A | 0 | 0 | 0 | #DIV/0!
[19 empty] | 0 | 0 | 0 | 0% | 0 | 0 | 0 | 0 | 0 | 0 | 0 | 0 | #N/A | #N/A | #N/A | #N/A | #N/A | #N/A | #N/A | 0 | 0 | 0 | #DIV/0!
[19 empty] | 0 | 0 | 0 | 0% | 0 | 0 | 0 | 0 | 0 | 0 | 0 | 0 | #N/A | #N/A | #N/A | #N/A | #N/A | #N/A | #N/A | 0 | 0 | 0 | #DIV/0!
[19 empty] | 0 | 0 | 0 | 0% | 0 | 0 | 0 | 0 | 0 | 0 | 0 | 0 | #N/A | #N/A | #N/A | #N/A | #N/A | #N/A | #N/A | 0 | 0 | 0 | #DIV/0!
Note on W3: Curtis, Kasey Calculates measure savings as a % of total program savings.
Note on X3: Curtis, Kasey: Uses % of measure savings as a proxy for % of program spending.

## CBA {G}
Rtn to Summary |  | Order Number | Program Name | Discount Rate: | 6.8% | [9 empty] | Paste in incentives but use DBtC for Total
| Program: | 18230220 | Clean Buildings Accelerator
| paste |  |  | paste | paste | paste | paste | paste | paste | paste | paste | paste | paste | Paste | paste | paste | paste | paste | Formula: G + H | Formula: (O/A10)*T | Formula: N - M | Formula: O/A10 | Formula: W*A8 | Formula: Q - P | Formula: X + DBtC | Formula: Q + X | Formula: Z/(1+GasDiscountRate)^1 | Formula: AA/(1+GasDiscountRate)^1 | Formula: -PV(ElecDiscount Rate,T,R)*J | Formula: -PV(ElecDiscount Rate, T, S)*J |  | AF*J*K |  | AH*J*L | AG + AI |  | AG +AI -AK | formula: Logic to lookup from AC tables and adjust by savings and quantity | Formula: Utility Savings (AM)*1.1+AD+AE | formula: AM/AB | formula: AN/AC
| Sch. No. | Order Number | Program Name | Measure Version | Measure Name | First Period Measure Life | Second period Measure Life | Gas End-Use Type | Number of units offered | Savings per Unit Period 1 | Savngs per Unit Period 2 | Incentives Per Unit | Incremental Measure Cost per Unit | Total First Year Savings | Total Incentive | Total Incremental Measure Cost | Unit First Year Non-Energy Benefits | Unit Annual Net Equipment O&M | Total Measure Life | Weighted Life | Agency or Customer Cost per Unit | Percent Unit overhead | Program Overhead Cost | Total Customer Cost | Total Utility Program Costs | Total Resource Cost | PV Total Utility Program Costs | PV Total Resource Costs | PV Total Non-Energy Benefits | PV Total Net Equipment O&M | Unit PV First period Savings for 1 therm | Total First Period Savings | Unit PV Savings for Second Period for 1 therm | Total Second period Savings | Unadjusted Total | Decrement | Final UC Total Savings | PV Total Savings UC | PV Total Savings TRC | UC B/C Ratio | TRC B/C Ratio
DBTC: | G250 | 18230220 | Clean Buildings Accelerator | 13194-1 | CBA - Base - Custom | 1 | 0 | Comm Flat | 1 | 49472 |  | 0 | 0 | 49472 | 0 | 0 |  |  | 1 | 0.43477 | 0 | 43.48% | 102544.7141 | 0 | 102544.7141 | 102544.7141 | 96015.65 | 96015.65 | 0 | 0 | 0.79921 | 39538.7309 | 0.79921 | 0 | 39538.7309 | 0 | 39538.7309 | 39538.7309 | 43492.604 | 0.41179 | 0.45297
0 |  |  |  | 13195-1 | CBA - Performance - Custom | 5 | 0 | Comm Flat | 1 | 64317 |  | 0 | 0 | 64317 | 0 | 0 |  |  | 5 | 2.8262 | 0 | 56.52% | 133315.1759 | 0 | 133315.1759 | 133315.1759 | 124826.9437 | 124826.9437 | 0 | 0 | 3.6855 | 237041.26 | 3.6855 | 0 | 237041.26 | 0 | 237041.26 | 237041.26 | 260745.386 | 1.899 | 2.0889
Program Costs: | [18 empty] | 0 | 0 | 0 | 0% | 0 | 0 | 0 | 0 | 0 | 0 | 0 | 0 | #N/A | #N/A | #N/A | #N/A | #N/A | #N/A | #N/A | 0 | 0 | 0 | #DIV/0!
235859.89 | [18 empty] | 0 | 0 | 0 | 0% | 0 | 0 | 0 | 0 | 0 | 0 | 0 | 0 | #N/A | #N/A | #N/A | #N/A | #N/A | #N/A | #N/A | 0 | 0 | 0 | #DIV/0!
Total Savings (therm): | [18 empty] | 0 | 0 | 0 | 0% | 0 | 0 | 0 | 0 | 0 | 0 | 0 | 0 | #N/A | #N/A | #N/A | #N/A | #N/A | #N/A | #N/A | 0 | 0 | 0 | #DIV/0!
113789 | [18 empty] | 0 | 0 | 0 | 0% | 0 | 0 | 0 | 0 | 0 | 0 | 0 | 0 | #N/A | #N/A | #N/A | #N/A | #N/A | #N/A | #N/A | 0 | 0 | 0 | #DIV/0!
Total Incentives: | [18 empty] | 0 | 0 | 0 | 0% | 0 | 0 | 0 | 0 | 0 | 0 | 0 | 0 | #N/A | #N/A | #N/A | #N/A | #N/A | #N/A | #N/A | 0 | 0 | 0 | #DIV/0!
0 | [18 empty] | 0 | 0 | 0 | 0% | 0 | 0 | 0 | 0 | 0 | 0 | 0 | 0 | #N/A | #N/A | #N/A | #N/A | #N/A | #N/A | #N/A | 0 | 0 | 0 | #DIV/0!
Total Customer Costs: | [18 empty] | 0 | 0 | 0 | 0% | 0 | 0 | 0 | 0 | 0 | 0 | 0 | 0 | #N/A | #N/A | #N/A | #N/A | #N/A | #N/A | #N/A | 0 | 0 | 0 | #DIV/0!
0 | [18 empty] | 0 | 0 | 0 | 0% | 0 | 0 | 0 | 0 | 0 | 0 | 0 | 0 | #N/A | #N/A | #N/A | #N/A | #N/A | #N/A | #N/A | 0 | 0 | 0 | #DIV/0!
Weighted Avg Life | [18 empty] | 0 | 0 | 0 | 0% | 0 | 0 | 0 | 0 | 0 | 0 | 0 | 0 | #N/A | #N/A | #N/A | #N/A | #N/A | #N/A | #N/A | 0 | 0 | 0 | #DIV/0!
3.2609 | [18 empty] | 0 | 0 | 0 | 0% | 0 | 0 | 0 | 0 | 0 | 0 | 0 | 0 | #N/A | #N/A | #N/A | #N/A | #N/A | #N/A | #N/A | 0 | 0 | 0 | #DIV/0!
Total Utility Cost | [18 empty] | 0 | 0 | 0 | 0% | 0 | 0 | 0 | 0 | 0 | 0 | 0 | 0 | #N/A | #N/A | #N/A | #N/A | #N/A | #N/A | #N/A | 0 | 0 | 0 | #DIV/0!
235859.89 | [18 empty] | 0 | 0 | 0 | 0% | 0 | 0 | 0 | 0 | 0 | 0 | 0 | 0 | #N/A | #N/A | #N/A | #N/A | #N/A | #N/A | #N/A | 0 | 0 | 0 | #DIV/0!
Total Resource Cost | [18 empty] | 0 | 0 | 0 | 0% | 0 | 0 | 0 | 0 | 0 | 0 | 0 | 0 | #N/A | #N/A | #N/A | #N/A | #N/A | #N/A | #N/A | 0 | 0 | 0 | #DIV/0!
235859.89 | [18 empty] | 0 | 0 | 0 | 0% | 0 | 0 | 0 | 0 | 0 | 0 | 0 | 0 | #N/A | #N/A | #N/A | #N/A | #N/A | #N/A | #N/A | 0 | 0 | 0 | #DIV/0!
UC B/C Ratio | [18 empty] | 0 | 0 | 0 | 0% | 0 | 0 | 0 | 0 | 0 | 0 | 0 | 0 | #N/A | #N/A | #N/A | #N/A | #N/A | #N/A | #N/A | 0 | 0 | 0 | #DIV/0!
1.2524 | [18 empty] | 0 | 0 | 0 | 0% | 0 | 0 | 0 | 0 | 0 | 0 | 0 | 0 | #N/A | #N/A | #N/A | #N/A | #N/A | #N/A | #N/A | 0 | 0 | 0 | #DIV/0!
TRC B/C Ratio | [18 empty] | 0 | 0 | 0 | 0% | 0 | 0 | 0 | 0 | 0 | 0 | 0 | 0 | #N/A | #N/A | #N/A | #N/A | #N/A | #N/A | #N/A | 0 | 0 | 0 | #DIV/0!
1.3776 | [18 empty] | 0 | 0 | 0 | 0% | 0 | 0 | 0 | 0 | 0 | 0 | 0 | 0 | #N/A | #N/A | #N/A | #N/A | #N/A | #N/A | #N/A | 0 | 0 | 0 | #DIV/0!
Note on W3: Curtis, Kasey Calculates measure savings as a % of total program savings.
Note on X3: Curtis, Kasey: Uses % of measure savings as a proxy for % of program spending.

## Industrial EM {G}
Rtn to Summary |  | Order Number | Program Name | Discount Rate: | 6.8% | [9 empty] | Paste in incentives but use DBtC for Total
| Program: | 18231037 | Industrial Energy Management {G}
| paste |  |  | paste | paste | paste | paste | paste | paste | paste | paste | paste | paste | Paste | paste | paste | paste | paste | Formula: G + H | Formula: (O/A10)*T | Formula: N - M | Formula: O/A10 | Formula: W*A8 | Formula: Q - P | Formula: X + DBtC | Formula: Q + X | Formula: Z/(1+GasDiscountRate)^1 | Formula: AA/(1+GasDiscountRate)^1 | Formula: -PV(ElecDiscount Rate,T,R)*J | Formula: -PV(ElecDiscount Rate, T, S)*J |  | AF*J*K |  | AH*J*L | AG + AI |  | AG +AI -AK | formula: Logic to lookup from AC tables and adjust by savings and quantity | Formula: Utility Savings (AM)*1.1+AD+AE | formula: AM/AB | formula: AN/AC
| Sch. No. | Order Number | Program Name | Measure Version | Measure Name | First Period Measure Life | Second period Measure Life | Gas End-Use Type | Number of units offered | Savings per Unit Period 1 | Savngs per Unit Period 2 | Incentives Per Unit | Incremental Measure Cost per Unit | Total First Year Savings | Total Incentive | Total Incremental Measure Cost | Unit First Year Non-Energy Benefits | Unit Annual Net Equipment O&M | Total Measure Life | Weighted Life | Agency or Customer Cost per Unit | Percent Unit overhead | Program Overhead Cost | Total Customer Cost | Total Utility Program Costs | Total Resource Cost | PV Total Utility Program Costs | PV Total Resource Costs | PV Total Non-Energy Benefits | PV Total Net Equipment O&M | Unit PV First period Savings for 1 therm | Total First Period Savings | Unit PV Savings for Second Period for 1 therm | Total Second period Savings | Unadjusted Total | Decrement | Final UC Total Savings | PV Total Savings UC | PV Total Savings TRC | UC B/C Ratio | TRC B/C Ratio
DBTC: | G250 | 18231037 | Industrial Energy Management {G} | 10075-1 | Boiler - Steam - Custom | 30 | 0 | Comm Water Heat | 1 | 2211 |  | 11550 | 16500 | 2211 | 11550 | 16500 |  |  | 30 | 30 | 4950 | 100% | 3622.9 | 4950 | 16991.4 | 20122.9 | 15909.5506 | 18841.6667 | 0 | 0 | 16.9888 | 37562.2837 | 16.9888 | 0 | 37562.2837 | 0 | 37562.2837 | 37562.2837 | 41318.5121 | 2.361 | 2.1929
13368.5 | [18 empty] | 0 | 0 | 0 | 0% | 0 | 0 | 0 | 0 | 0 | 0 | 0 | 0 | #N/A | #N/A | #N/A | #N/A | #N/A | #N/A | #N/A | 0 | 0 | 0 | #DIV/0!
Program Costs: | [18 empty] | 0 | 0 | 0 | 0% | 0 | 0 | 0 | 0 | 0 | 0 | 0 | 0 | #N/A | #N/A | #N/A | #N/A | #N/A | #N/A | #N/A | 0 | 0 | 0 | #DIV/0!
3622.9 | [18 empty] | 0 | 0 | 0 | 0% | 0 | 0 | 0 | 0 | 0 | 0 | 0 | 0 | #N/A | #N/A | #N/A | #N/A | #N/A | #N/A | #N/A | 0 | 0 | 0 | #DIV/0!
Total Savings (therm): | [18 empty] | 0 | 0 | 0 | 0% | 0 | 0 | 0 | 0 | 0 | 0 | 0 | 0 | #N/A | #N/A | #N/A | #N/A | #N/A | #N/A | #N/A | 0 | 0 | 0 | #DIV/0!
2211 | [18 empty] | 0 | 0 | 0 | 0% | 0 | 0 | 0 | 0 | 0 | 0 | 0 | 0 | #N/A | #N/A | #N/A | #N/A | #N/A | #N/A | #N/A | 0 | 0 | 0 | #DIV/0!
Total Incentives: | [18 empty] | 0 | 0 | 0 | 0% | 0 | 0 | 0 | 0 | 0 | 0 | 0 | 0 | #N/A | #N/A | #N/A | #N/A | #N/A | #N/A | #N/A | 0 | 0 | 0 | #DIV/0!
11550 | [18 empty] | 0 | 0 | 0 | 0% | 0 | 0 | 0 | 0 | 0 | 0 | 0 | 0 | #N/A | #N/A | #N/A | #N/A | #N/A | #N/A | #N/A | 0 | 0 | 0 | #DIV/0!
Total Customer Costs: | [18 empty] | 0 | 0 | 0 | 0% | 0 | 0 | 0 | 0 | 0 | 0 | 0 | 0 | #N/A | #N/A | #N/A | #N/A | #N/A | #N/A | #N/A | 0 | 0 | 0 | #DIV/0!
4950 | [18 empty] | 0 | 0 | 0 | 0% | 0 | 0 | 0 | 0 | 0 | 0 | 0 | 0 | #N/A | #N/A | #N/A | #N/A | #N/A | #N/A | #N/A | 0 | 0 | 0 | #DIV/0!
Weighted Avg Life | [18 empty] | 0 | 0 | 0 | 0% | 0 | 0 | 0 | 0 | 0 | 0 | 0 | 0 | #N/A | #N/A | #N/A | #N/A | #N/A | #N/A | #N/A | 0 | 0 | 0 | #DIV/0!
30 | [18 empty] | 0 | 0 | 0 | 0% | 0 | 0 | 0 | 0 | 0 | 0 | 0 | 0 | #N/A | #N/A | #N/A | #N/A | #N/A | #N/A | #N/A | 0 | 0 | 0 | #DIV/0!
Total Utility Cost | [18 empty] | 0 | 0 | 0 | 0% | 0 | 0 | 0 | 0 | 0 | 0 | 0 | 0 | #N/A | #N/A | #N/A | #N/A | #N/A | #N/A | #N/A | 0 | 0 | 0 | #DIV/0!
16991.4 | [18 empty] | 0 | 0 | 0 | 0% | 0 | 0 | 0 | 0 | 0 | 0 | 0 | 0 | #N/A | #N/A | #N/A | #N/A | #N/A | #N/A | #N/A | 0 | 0 | 0 | #DIV/0!
Total Resource Cost | [18 empty] | 0 | 0 | 0 | 0% | 0 | 0 | 0 | 0 | 0 | 0 | 0 | 0 | #N/A | #N/A | #N/A | #N/A | #N/A | #N/A | #N/A | 0 | 0 | 0 | #DIV/0!
20122.9 | [18 empty] | 0 | 0 | 0 | 0% | 0 | 0 | 0 | 0 | 0 | 0 | 0 | 0 | #N/A | #N/A | #N/A | #N/A | #N/A | #N/A | #N/A | 0 | 0 | 0 | #DIV/0!
UC B/C Ratio | [18 empty] | 0 | 0 | 0 | 0% | 0 | 0 | 0 | 0 | 0 | 0 | 0 | 0 | #N/A | #N/A | #N/A | #N/A | #N/A | #N/A | #N/A | 0 | 0 | 0 | #DIV/0!
2.361 | [18 empty] | 0 | 0 | 0 | 0% | 0 | 0 | 0 | 0 | 0 | 0 | 0 | 0 | #N/A | #N/A | #N/A | #N/A | #N/A | #N/A | #N/A | 0 | 0 | 0 | #DIV/0!
TRC B/C Ratio | [18 empty] | 0 | 0 | 0 | 0% | 0 | 0 | 0 | 0 | 0 | 0 | 0 | 0 | #N/A | #N/A | #N/A | #N/A | #N/A | #N/A | #N/A | 0 | 0 | 0 | #DIV/0!
2.1929 | [18 empty] | 0 | 0 | 0 | 0% | 0 | 0 | 0 | 0 | 0 | 0 | 0 | 0 | #N/A | #N/A | #N/A | #N/A | #N/A | #N/A | #N/A | 0 | 0 | 0 | #DIV/0!
Note on W3: Curtis, Kasey Calculates measure savings as a % of total program savings.
Note on X3: Curtis, Kasey: Uses % of measure savings as a proxy for % of program spending.

## Virtual Cx {G}
Rtn to Summary |  | Order Number | Program Name | Discount Rate: | 6.8% | [9 empty] | Paste in incentives but use DBtC for Total
| Program: | 18230223 | Virtual Commissioning
| paste |  |  | paste | paste | paste | paste | paste | paste | paste | paste | paste | paste | Paste | paste | paste | paste | paste | Formula: G + H | Formula: (O/A10)*T | Formula: N - M | Formula: O/A10 | Formula: W*A8 | Formula: Q - P | Formula: X + DBtC | Formula: Q + X | Formula: Z/(1+GasDiscountRate)^1 | Formula: AA/(1+GasDiscountRate)^1 | Formula: -PV(ElecDiscount Rate,T,R)*J | Formula: -PV(ElecDiscount Rate, T, S)*J |  | AF*J*K |  | AH*J*L | AG + AI |  | AG +AI -AK | formula: Logic to lookup from AC tables and adjust by savings and quantity | Formula: Utility Savings (AM)*1.1+AD+AE | formula: AM/AB | formula: AN/AC
| Sch. No. | Order Number | Program Name | Measure Version | Measure Name | First Period Measure Life | Second period Measure Life | Gas End-Use Type | Number of units offered | Savings per Unit Period 1 | Savngs per Unit Period 2 | Incentives Per Unit | Incremental Measure Cost per Unit | Total First Year Savings | Total Incentive | Total Incremental Measure Cost | Unit First Year Non-Energy Benefits | Unit Annual Net Equipment O&M | Total Measure Life | Weighted Life | Agency or Customer Cost per Unit | Percent Unit overhead | Program Overhead Cost | Total Customer Cost | Total Utility Program Costs | Total Resource Cost | PV Total Utility Program Costs | PV Total Resource Costs | PV Total Non-Energy Benefits | PV Total Net Equipment O&M | Unit PV First period Savings for 1 therm | Total First Period Savings | Unit PV Savings for Second Period for 1 therm | Total Second period Savings | Unadjusted Total | Decrement | Final UC Total Savings | PV Total Savings UC | PV Total Savings TRC | UC B/C Ratio | TRC B/C Ratio
DBTC: | G250 | 18230220 | Virtual Commissioning | [15 empty] | 0 | #DIV/0! | 0 | #DIV/0! | #DIV/0! | 0 | #DIV/0! | #DIV/0! | #DIV/0! | #DIV/0! | 0 | 0 | #N/A | #N/A | #N/A | #N/A | #N/A | #N/A | #N/A | 0 | 0 | 0 | #DIV/0!
0 | [18 empty] | 0 | #DIV/0! | 0 | #DIV/0! | #DIV/0! | 0 | #DIV/0! | #DIV/0! | #DIV/0! | #DIV/0! | 0 | 0 | #N/A | #N/A | #N/A | #N/A | #N/A | #N/A | #N/A | 0 | 0 | 0 | #DIV/0!
Program Costs: | [18 empty] | 0 | #DIV/0! | 0 | #DIV/0! | #DIV/0! | 0 | #DIV/0! | #DIV/0! | #DIV/0! | #DIV/0! | 0 | 0 | #N/A | #N/A | #N/A | #N/A | #N/A | #N/A | #N/A | 0 | 0 | 0 | #DIV/0!
0 | [18 empty] | 0 | #DIV/0! | 0 | #DIV/0! | #DIV/0! | 0 | #DIV/0! | #DIV/0! | #DIV/0! | #DIV/0! | 0 | 0 | #N/A | #N/A | #N/A | #N/A | #N/A | #N/A | #N/A | 0 | 0 | 0 | #DIV/0!
Total Savings (therm): | [18 empty] | 0 | #DIV/0! | 0 | #DIV/0! | #DIV/0! | 0 | #DIV/0! | #DIV/0! | #DIV/0! | #DIV/0! | 0 | 0 | #N/A | #N/A | #N/A | #N/A | #N/A | #N/A | #N/A | 0 | 0 | 0 | #DIV/0!
0 | [18 empty] | 0 | #DIV/0! | 0 | #DIV/0! | #DIV/0! | 0 | #DIV/0! | #DIV/0! | #DIV/0! | #DIV/0! | 0 | 0 | #N/A | #N/A | #N/A | #N/A | #N/A | #N/A | #N/A | 0 | 0 | 0 | #DIV/0!
Total Incentives: | [18 empty] | 0 | #DIV/0! | 0 | #DIV/0! | #DIV/0! | 0 | #DIV/0! | #DIV/0! | #DIV/0! | #DIV/0! | 0 | 0 | #N/A | #N/A | #N/A | #N/A | #N/A | #N/A | #N/A | 0 | 0 | 0 | #DIV/0!
0 | [18 empty] | 0 | #DIV/0! | 0 | #DIV/0! | #DIV/0! | 0 | #DIV/0! | #DIV/0! | #DIV/0! | #DIV/0! | 0 | 0 | #N/A | #N/A | #N/A | #N/A | #N/A | #N/A | #N/A | 0 | 0 | 0 | #DIV/0!
Total Customer Costs: | [18 empty] | 0 | #DIV/0! | 0 | #DIV/0! | #DIV/0! | 0 | #DIV/0! | #DIV/0! | #DIV/0! | #DIV/0! | 0 | 0 | #N/A | #N/A | #N/A | #N/A | #N/A | #N/A | #N/A | 0 | 0 | 0 | #DIV/0!
0 | [18 empty] | 0 | #DIV/0! | 0 | #DIV/0! | #DIV/0! | 0 | #DIV/0! | #DIV/0! | #DIV/0! | #DIV/0! | 0 | 0 | #N/A | #N/A | #N/A | #N/A | #N/A | #N/A | #N/A | 0 | 0 | 0 | #DIV/0!
Weighted Avg Life | [18 empty] | 0 | #DIV/0! | 0 | #DIV/0! | #DIV/0! | 0 | #DIV/0! | #DIV/0! | #DIV/0! | #DIV/0! | 0 | 0 | #N/A | #N/A | #N/A | #N/A | #N/A | #N/A | #N/A | 0 | 0 | 0 | #DIV/0!
#DIV/0! | [18 empty] | 0 | #DIV/0! | 0 | #DIV/0! | #DIV/0! | 0 | #DIV/0! | #DIV/0! | #DIV/0! | #DIV/0! | 0 | 0 | #N/A | #N/A | #N/A | #N/A | #N/A | #N/A | #N/A | 0 | 0 | 0 | #DIV/0!
Total Utility Cost | [18 empty] | 0 | #DIV/0! | 0 | #DIV/0! | #DIV/0! | 0 | #DIV/0! | #DIV/0! | #DIV/0! | #DIV/0! | 0 | 0 | #N/A | #N/A | #N/A | #N/A | #N/A | #N/A | #N/A | 0 | 0 | 0 | #DIV/0!
0 | [18 empty] | 0 | #DIV/0! | 0 | #DIV/0! | #DIV/0! | 0 | #DIV/0! | #DIV/0! | #DIV/0! | #DIV/0! | 0 | 0 | #N/A | #N/A | #N/A | #N/A | #N/A | #N/A | #N/A | 0 | 0 | 0 | #DIV/0!
Total Resource Cost | [18 empty] | 0 | #DIV/0! | 0 | #DIV/0! | #DIV/0! | 0 | #DIV/0! | #DIV/0! | #DIV/0! | #DIV/0! | 0 | 0 | #N/A | #N/A | #N/A | #N/A | #N/A | #N/A | #N/A | 0 | 0 | 0 | #DIV/0!
0 | [18 empty] | 0 | #DIV/0! | 0 | #DIV/0! | #DIV/0! | 0 | #DIV/0! | #DIV/0! | #DIV/0! | #DIV/0! | 0 | 0 | #N/A | #N/A | #N/A | #N/A | #N/A | #N/A | #N/A | 0 | 0 | 0 | #DIV/0!
UC B/C Ratio | [18 empty] | 0 | #DIV/0! | 0 | #DIV/0! | #DIV/0! | 0 | #DIV/0! | #DIV/0! | #DIV/0! | #DIV/0! | 0 | 0 | #N/A | #N/A | #N/A | #N/A | #N/A | #N/A | #N/A | 0 | 0 | 0 | #DIV/0!
#DIV/0! | [18 empty] | 0 | #DIV/0! | 0 | #DIV/0! | #DIV/0! | 0 | #DIV/0! | #DIV/0! | #DIV/0! | #DIV/0! | 0 | 0 | #N/A | #N/A | #N/A | #N/A | #N/A | #N/A | #N/A | 0 | 0 | 0 | #DIV/0!
TRC B/C Ratio | [18 empty] | 0 | #DIV/0! | 0 | #DIV/0! | #DIV/0! | 0 | #DIV/0! | #DIV/0! | #DIV/0! | #DIV/0! | 0 | 0 | #N/A | #N/A | #N/A | #N/A | #N/A | #N/A | #N/A | 0 | 0 | 0 | #DIV/0!
#DIV/0! | [18 empty] | 0 | #DIV/0! | 0 | #DIV/0! | #DIV/0! | 0 | #DIV/0! | #DIV/0! | #DIV/0! | #DIV/0! | 0 | 0 | #N/A | #N/A | #N/A | #N/A | #N/A | #N/A | #N/A | 0 | 0 | 0 | #DIV/0!
Note on W3: Curtis, Kasey Calculates measure savings as a % of total program savings.
Note on X3: Curtis, Kasey: Uses % of measure savings as a proxy for % of program spending.

## CI New Construction {G}
Rtn to Summary |  | Order Number | Program Name | Discount Rate: | 6.8% | [9 empty] | Paste in incentives but use DBtC for Total
| Program: | 18230706 | Commercial Industrial New Construction {G}
| paste |  |  | paste | paste | paste | paste | paste | paste | paste | paste | paste | paste | Paste | paste | paste | paste | paste | Formula: G + H | Formula: (O/A10)*T | Formula: N - M | Formula: O/A10 | Formula: W*A8 | Formula: Q - P | Formula: X + DBtC | Formula: Q + X | Formula: Z/(1+GasDiscountRate)^1 | Formula: AA/(1+GasDiscountRate)^1 | Formula: -PV(ElecDiscount Rate,T,R)*J | Formula: -PV(ElecDiscount Rate, T, S)*J |  | AF*J*K |  | AH*J*L | AG + AI |  | AG +AI -AK | formula: Logic to lookup from AC tables and adjust by savings and quantity | Formula: Utility Savings (AM)*1.1+AD+AE | formula: AM/AB | formula: AN/AC
| Sch. No. | Order Number | Program Name | Measure Version | Measure Name | First Period Measure Life | Second period Measure Life | Gas End-Use Type | Number of units offered | Savings per Unit Period 1 | Savngs per Unit Period 2 | Incentives Per Unit | Incremental Measure Cost per Unit | Total First Year Savings | Total Incentive | Total Incremental Measure Cost | Unit First Year Non-Energy Benefits | Unit Annual Net Equipment O&M | Total Measure Life | Weighted Life | Agency or Customer Cost per Unit | Percent Unit overhead | Program Overhead Cost | Total Customer Cost | Total Utility Program Costs | Total Resource Cost | PV Total Utility Program Costs | PV Total Resource Costs | PV Total Non-Energy Benefits | PV Total Net Equipment O&M | Unit PV First period Savings for 1 therm | Total First Period Savings | Unit PV Savings for Second Period for 1 therm | Total Second period Savings | Unadjusted Total | Decrement | Final UC Total Savings | PV Total Savings UC | PV Total Savings TRC | UC B/C Ratio | TRC B/C Ratio
DBTC: | G251 | 18230706 | Commercial Industrial New Construction {G} | 10039-1 | HVAC - Other - Custom | 15 | 0 | Comm Flat | 1 | 125 |  | 625 | 930 | 125 | 625 | 930 |  |  | 15 | 0.03872 | 305 | 0.2581% | 209.1348 | 305 | 939.199 | 1139.1348 | 879.3998 | 1066.6056 | 0 | 0 | 10.0001 | 1250.0143 | 10.0001 | 0 | 1250.0143 | 0 | 1250.0143 | 1250.0143 | 1375.0157 | 1.4214 | 1.2892
282821 | G251 | 18230706 | Commercial Industrial New Construction {G} | 10055-1 | Whole Building Design - Custom | 15 | 0 | Comm Flat | 1 | 15950 |  | 128685 | 128685 | 15950 | 128685 | 128685 |  |  | 15 | 4.9407 | 0 | 32.94% | 26685.6043 | 0 | 119841.7861 | 155370.6043 | 112211.4102 | 145478.0939 | 0 | 0 | 10.0001 | 159501.8221 | 10.0001 | 0 | 159501.8221 | 0 | 159501.8221 | 159501.8221 | 175452.0043 | 1.4214 | 1.206
Program Costs: | G251 | 18230706 | Commercial Industrial New Construction {G} | 10073-1 | Boiler - Hot Water - Custom | 24 | 0 | Comm Water Heat | 1 | 27965 |  | 135591 | 146664 | 27965 | 135591 | 146664 |  |  | 24 | 13.8601 | 11073 | 57.75% | 46787.6441 | 11073 | 210117.5893 | 193451.6441 | 196739.3158 | 181134.4983 | 0 | 0 | 14.6496 | 409677.4536 | 14.6496 | 0 | 409677.4536 | 0 | 409677.4536 | 409677.4536 | 450645.199 | 2.0823 | 2.4879
81017.16 | G251 | 18230706 | Commercial Industrial New Construction {G} | 13201-1 | EUI - Base - Custom | 15 | 0 | Comm Flat | 1 | 433 |  | 3031 | 3031 | 433 | 3031 | 3031 |  |  | 15 | 0.13413 | 0 | 0.8942% | 724.4431 | 0 | 3253.3852 | 3755.4431 | 3046.2408 | 3516.3324 | 0 | 0 | 10.0001 | 4330.0495 | 10.0001 | 0 | 4330.0495 | 0 | 4330.0495 | 4330.0495 | 4763.0544 | 1.4214 | 1.3546
Total Savings (therm): | G251 | 18230706 | Commercial Industrial New Construction {G} | 13201-1 | EUI - Base - Custom | 15 | 0 | Comm Flat | 1 | 2291 |  | 14889 | 14889 | 2291 | 14889 | 14889 |  |  | 15 | 0.70967 | 0 | 4.731% | 3833.0232 | 0 | 17213.6384 | 18722.0232 | 16117.6389 | 17529.9842 | 0 | 0 | 10.0001 | 22910.2617 | 10.0001 | 0 | 22910.2617 | 0 | 22910.2617 | 22910.2617 | 25201.2879 | 1.4214 | 1.4376
48424 | G251 | 18230706 | Commercial Industrial New Construction {G} | 13339-1 | Therm Purchase - Whole Building Design - Custom | 15 | 0 | SF Space Heat | 1 | 1660 |  | 2490 | 2490 | 1660 | 2490 | 2490 |  |  | 15 | 0.51421 | 0 | 3.428% | 2777.3105 | 0 | 12472.5621 | 5267.3105 | 11678.4289 | 4931.9387 | 0 | 0 | 10.9113 | 18112.6887 | 10.9113 | 0 | 18112.6887 | 0 | 18112.6887 | 18112.6887 | 19923.9576 | 1.551 | 4.0398
Total Incentives: | [18 empty] | 0 | 0 | 0 | 0% | 0 | 0 | 0 | 0 | 0 | 0 | 0 | 0 | #N/A | #N/A | #N/A | #N/A | #N/A | #N/A | #N/A | 0 | 0 | 0 | #DIV/0!
285311 | [18 empty] | 0 | 0 | 0 | 0% | 0 | 0 | 0 | 0 | 0 | 0 | 0 | 0 | #N/A | #N/A | #N/A | #N/A | #N/A | #N/A | #N/A | 0 | 0 | 0 | #DIV/0!
Total Customer Costs: | [18 empty] | 0 | 0 | 0 | 0% | 0 | 0 | 0 | 0 | 0 | 0 | 0 | 0 | #N/A | #N/A | #N/A | #N/A | #N/A | #N/A | #N/A | 0 | 0 | 0 | #DIV/0!
11378 | [18 empty] | 0 | 0 | 0 | 0% | 0 | 0 | 0 | 0 | 0 | 0 | 0 | 0 | #N/A | #N/A | #N/A | #N/A | #N/A | #N/A | #N/A | 0 | 0 | 0 | #DIV/0!
Weighted Avg Life | [18 empty] | 0 | 0 | 0 | 0% | 0 | 0 | 0 | 0 | 0 | 0 | 0 | 0 | #N/A | #N/A | #N/A | #N/A | #N/A | #N/A | #N/A | 0 | 0 | 0 | #DIV/0!
20.1975 | [18 empty] | 0 | 0 | 0 | 0% | 0 | 0 | 0 | 0 | 0 | 0 | 0 | 0 | #N/A | #N/A | #N/A | #N/A | #N/A | #N/A | #N/A | 0 | 0 | 0 | #DIV/0!
Total Utility Cost | [18 empty] | 0 | 0 | 0 | 0% | 0 | 0 | 0 | 0 | 0 | 0 | 0 | 0 | #N/A | #N/A | #N/A | #N/A | #N/A | #N/A | #N/A | 0 | 0 | 0 | #DIV/0!
363838.16 | [18 empty] | 0 | 0 | 0 | 0% | 0 | 0 | 0 | 0 | 0 | 0 | 0 | 0 | #N/A | #N/A | #N/A | #N/A | #N/A | #N/A | #N/A | 0 | 0 | 0 | #DIV/0!
Total Resource Cost | [18 empty] | 0 | 0 | 0 | 0% | 0 | 0 | 0 | 0 | 0 | 0 | 0 | 0 | #N/A | #N/A | #N/A | #N/A | #N/A | #N/A | #N/A | 0 | 0 | 0 | #DIV/0!
377706.16 | [18 empty] | 0 | 0 | 0 | 0% | 0 | 0 | 0 | 0 | 0 | 0 | 0 | 0 | #N/A | #N/A | #N/A | #N/A | #N/A | #N/A | #N/A | 0 | 0 | 0 | #DIV/0!
UC B/C Ratio | [18 empty] | 0 | 0 | 0 | 0% | 0 | 0 | 0 | 0 | 0 | 0 | 0 | 0 | #N/A | #N/A | #N/A | #N/A | #N/A | #N/A | #N/A | 0 | 0 | 0 | #DIV/0!
1.8075 | [18 empty] | 0 | 0 | 0 | 0% | 0 | 0 | 0 | 0 | 0 | 0 | 0 | 0 | #N/A | #N/A | #N/A | #N/A | #N/A | #N/A | #N/A | 0 | 0 | 0 | #DIV/0!
TRC B/C Ratio | [18 empty] | 0 | 0 | 0 | 0% | 0 | 0 | 0 | 0 | 0 | 0 | 0 | 0 | #N/A | #N/A | #N/A | #N/A | #N/A | #N/A | #N/A | 0 | 0 | 0 | #DIV/0!
1.9153 | [18 empty] | 0 | 0 | 0 | 0% | 0 | 0 | 0 | 0 | 0 | 0 | 0 | 0 | #N/A | #N/A | #N/A | #N/A | #N/A | #N/A | #N/A | 0 | 0 | 0 | #DIV/0!
Note on W3: Curtis, Kasey Calculates measure savings as a % of total program savings.
Note on X3: Curtis, Kasey: Uses % of measure savings as a proxy for % of program spending.

## Com SEM {G}
Rtn to Summary |  | Order Number | Program Name | Discount Rate: | 6.8% | [9 empty] | Paste in incentives but use DBtC for Total
| Program: | 18230691 | Commercial Strategic Energy Management {G}
| paste |  |  | paste | paste | paste | paste | paste | paste | paste | paste | paste | paste | Paste | paste | paste | paste | paste | Formula: G + H | Formula: (O/A10)*T | Formula: N - M | Formula: O/A10 | Formula: W*A8 | Formula: Q - P | Formula: X + DBtC | Formula: Q + X | Formula: Z/(1+GasDiscountRate)^1 | Formula: AA/(1+GasDiscountRate)^1 | Formula: -PV(ElecDiscount Rate,T,R)*J | Formula: -PV(ElecDiscount Rate, T, S)*J |  | AF*J*K |  | AH*J*L | AG + AI |  | AG +AI -AK | formula: Logic to lookup from AC tables and adjust by savings and quantity | Formula: Utility Savings (AM)*1.1+AD+AE | formula: AM/AB | formula: AN/AC
| Sch. No. | Order Number | Program Name | Measure Version | Measure Name | First Period Measure Life | Second period Measure Life | Gas End-Use Type | Number of units offered | Savings per Unit Period 1 | Savngs per Unit Period 2 | Incentives Per Unit | Incremental Measure Cost per Unit | Total First Year Savings | Total Incentive | Total Incremental Measure Cost | Unit First Year Non-Energy Benefits | Unit Annual Net Equipment O&M | Total Measure Life | Weighted Life | Agency or Customer Cost per Unit | Percent Unit overhead | Program Overhead Cost | Total Customer Cost | Total Utility Program Costs | Total Resource Cost | PV Total Utility Program Costs | PV Total Resource Costs | PV Total Non-Energy Benefits | PV Total Net Equipment O&M | Unit PV First period Savings for 1 therm | Total First Period Savings | Unit PV Savings for Second Period for 1 therm | Total Second period Savings | Unadjusted Total | Decrement | Final UC Total Savings | PV Total Savings UC | PV Total Savings TRC | UC B/C Ratio | TRC B/C Ratio
DBTC: | G253 | 18230691 | Commercial Strategic Energy Management {G} | 12092-1 | CSEM - Performance Incentive - Year 1 | 3 | 0 | Comm Flat | 1 | 94314 |  | 15119.5 | 25637 | 94314 | 15119.5 | 25637 |  |  | 3 | 0.50718 | 10517.5 | 16.91% | 95881.3641 | 10517.5 | 121749.1022 | 121518.3641 | 113997.2867 | 113781.2398 | 0 | 0 | 2.2931 | 216272.2556 | 2.2931 | 0 | 216272.2556 | 0 | 216272.2556 | 216272.2556 | 237899.4811 | 1.8972 | 2.0908
153007.86 | G253 | 18230691 | Commercial Strategic Energy Management {G} | 12092-1 | CSEM - Performance Incentive - Year 1 | 3 | 0 | Comm Flat | 1 | 7256 |  | 1088 | 2104 | 7256 | 1088 | 2104 |  |  | 3 | 0.03902 | 1016 | 1.301% | 7376.5844 | 1016 | 9366.7057 | 9480.5844 | 8770.3237 | 8876.9517 | 0 | 0 | 2.2931 | 16638.7969 | 2.2931 | 0 | 16638.7969 | 0 | 16638.7969 | 16638.7969 | 18302.6765 | 1.8972 | 2.0618
Program Costs: | G253 | 18230691 | Commercial Strategic Energy Management {G} | 12093-1 | CSEM - Performance Incentive - Year 2 | 3 | 0 | Comm Flat | 1 | 202789 |  | 32978 | 56821 | 202789 | 32978 | 56821 |  |  | 3 | 1.0905 | 23843 | 36.35% | 206159.0638 | 23843 | 261778.513 | 262980.0638 | 245110.9673 | 246236.0148 | 0 | 0 | 2.2931 | 465017.2237 | 2.2931 | 0 | 465017.2237 | 0 | 465017.2237 | 465017.2237 | 511518.946 | 1.8972 | 2.0774
567138.97 | G253 | 18230691 | Commercial Strategic Energy Management {G} | 12094-1 | CSEM - Performance Incentive - Year 3 | 3 | 0 | Comm Flat | 1 | 253509 |  | 39438 | 65608 | 253509 | 39438 | 65608 |  |  | 3 | 1.3633 | 26170 | 45.44% | 257721.9578 | 26170 | 327252.5091 | 323329.9578 | 306416.207 | 302743.4062 | 0 | 0 | 2.2931 | 581323.6978 | 2.2931 | 0 | 581323.6978 | 0 | 581323.6978 | 581323.6978 | 639456.0676 | 1.8972 | 2.1122
Total Savings (therm): |  |  |  | 12095-1 | CSEM - Target Incentive - Year 1 | 3 | 0 | Comm Flat | 1 | 0 |  | 0 | 0 | 0 | 0 | 0 |  |  | 3 | 0 | 0 | 0% | 0 | 0 | 0 | 0 | 0 | 0 | 0 | 0 | 2.2931 | 0 | 2.2931 | 0 | 0 | 0 | 0 | 0 | 0 | 0 | #DIV/0!
557868 |  |  |  | 12095-1 | CSEM - Target Incentive - Year 1 | 3 | 0 | Comm Flat | 1 | 0 |  | 16200 | 16200 | 0 | 16200 | 16200 |  |  | 3 | 0 | 0 | 0% | 0 | 0 | 0 | 16200 | 0 | 15168.5393 | 0 | 0 | 2.2931 | 0 | 2.2931 | 0 | 0 | 0 | 0 | 0 | 0 | 0 | 0
Total Incentives: |  |  |  | 12096-1 | CSEM - Target Incentive - Year 2 | 3 | 0 | Comm Flat | 1 | 0 |  | 24492 | 30159 | 0 | 24492 | 30159 |  |  | 3 | 0 | 5667 | 0% | 0 | 5667 | 0 | 30159 | 0 | 28238.764 | 0 | 0 | 2.2931 | 0 | 2.2931 | 0 | 0 | 0 | 0 | 0 | 0 | 0 | 0
152065.86 |  |  |  | 12097-1 | CSEM - Target Incentive - Year 3 | 3 | 0 | Comm Flat | 1 | 0 |  | 11229 | 11229 | 0 | 11229 | 11229 |  |  | 3 | 0 | 0 | 0% | 0 | 0 | 0 | 11229 | 0 | 10514.0449 | 0 | 0 | 2.2931 | 0 | 2.2931 | 0 | 0 | 0 | 0 | 0 | 0 | 0 | 0
Total Customer Costs: |  |  |  | 12098-1 | CSEM - Start Up Incentive - Year 1 | 3 | 0 | Comm Flat | 1 | 0 |  | 0 | 0 | 0 | 0 | 0 |  |  | 3 | 0 | 0 | 0% | 0 | 0 | 0 | 0 | 0 | 0 | 0 | 0 | 2.2931 | 0 | 2.2931 | 0 | 0 | 0 | 0 | 0 | 0 | 0 | #DIV/0!
67213.5 |  |  |  | 12098-1 | CSEM - Start Up Incentive - Year 1 | 3 | 0 | Comm Flat | 1 | 0 |  | 9901.36 | 9901.36 | 0 | 9901.36 | 9901.36 |  |  | 3 | 0 | 0 | 0% | 0 | 0 | 0 | 9901.36 | 0 | 9270.9363 | 0 | 0 | 2.2931 | 0 | 2.2931 | 0 | 0 | 0 | 0 | 0 | 0 | 0 | 0
Weighted Avg Life |  |  |  | 12099-1 | CSEM - Training Allowance - Year 1 | 3 | 0 | Comm Flat | 1 | 0 |  | 0 | 0 | 0 | 0 | 0 |  |  | 3 | 0 | 0 | 0% | 0 | 0 | 0 | 0 | 0 | 0 | 0 | 0 | 2.2931 | 0 | 2.2931 | 0 | 0 | 0 | 0 | 0 | 0 | 0 | #DIV/0!
3 |  |  |  | 12099-1 | CSEM - Training Allowance - Year 1 | 3 | 0 | Comm Flat | 1 | 0 |  | 660 | 660 | 0 | 660 | 660 |  |  | 3 | 0 | 0 | 0% | 0 | 0 | 0 | 660 | 0 | 617.9775 | 0 | 0 | 2.2931 | 0 | 2.2931 | 0 | 0 | 0 | 0 | 0 | 0 | 0 | 0
Total Utility Cost |  |  |  | 12100-1 | CSEM - Training Allowance - Year 2 | 3 | 0 | Comm Flat | 1 | 0 |  | 660 | 660 | 0 | 660 | 660 |  |  | 3 | 0 | 0 | 0% | 0 | 0 | 0 | 660 | 0 | 617.9775 | 0 | 0 | 2.2931 | 0 | 2.2931 | 0 | 0 | 0 | 0 | 0 | 0 | 0 | 0
720146.83 |  |  |  | 12101-1 | CSEM - Training Allowance - Year 3 | 3 | 0 | Comm Flat | 1 | 0 |  | 300 | 300 | 0 | 300 | 300 |  |  | 3 | 0 | 0 | 0% | 0 | 0 | 0 | 300 | 0 | 280.8989 | 0 | 0 | 2.2931 | 0 | 2.2931 | 0 | 0 | 0 | 0 | 0 | 0 | 0 | 0
Total Resource Cost | [18 empty] | 0 | 0 | 0 | 0% | 0 | 0 | 0 | 0 | 0 | 0 | 0 | 0 | #N/A | #N/A | #N/A | #N/A | #N/A | #N/A | #N/A | 0 | 0 | 0 | #DIV/0!
786418.33 | [18 empty] | 0 | 0 | 0 | 0% | 0 | 0 | 0 | 0 | 0 | 0 | 0 | 0 | #N/A | #N/A | #N/A | #N/A | #N/A | #N/A | #N/A | 0 | 0 | 0 | #DIV/0!
UC B/C Ratio | [18 empty] | 0 | 0 | 0 | 0% | 0 | 0 | 0 | 0 | 0 | 0 | 0 | 0 | #N/A | #N/A | #N/A | #N/A | #N/A | #N/A | #N/A | 0 | 0 | 0 | #DIV/0!
1.8972 | [18 empty] | 0 | 0 | 0 | 0% | 0 | 0 | 0 | 0 | 0 | 0 | 0 | 0 | #N/A | #N/A | #N/A | #N/A | #N/A | #N/A | #N/A | 0 | 0 | 0 | #DIV/0!
TRC B/C Ratio | [18 empty] | 0 | 0 | 0 | 0% | 0 | 0 | 0 | 0 | 0 | 0 | 0 | 0 | #N/A | #N/A | #N/A | #N/A | #N/A | #N/A | #N/A | 0 | 0 | 0 | #DIV/0!
1.911 | [18 empty] | 0 | 0 | 0 | 0% | 0 | 0 | 0 | 0 | 0 | 0 | 0 | 0 | #N/A | #N/A | #N/A | #N/A | #N/A | #N/A | #N/A | 0 | 0 | 0 | #DIV/0!
Note on W3: Curtis, Kasey Calculates measure savings as a % of total program savings.
Note on X3: Curtis, Kasey: Uses % of measure savings as a proxy for % of program spending.

## P4P {G}
Rtn to Summary |  | Order Number | Program Name | Discount Rate: | 6.8% | [9 empty] | Paste in incentives but use DBtC for Total
| Program: | 18231039 | Pay for Performance {G}
| paste |  |  | paste | paste | paste | paste | paste | paste | paste | paste | paste | paste | Paste | paste | paste | paste | paste | Formula: G + H | Formula: (O/A10)*T | Formula: N - M | Formula: O/A10 | Formula: W*A8 | Formula: Q - P | Formula: X + DBtC | Formula: Q + X | Formula: Z/(1+GasDiscountRate)^1 | Formula: AA/(1+GasDiscountRate)^1 | Formula: -PV(ElecDiscount Rate,T,R)*J | Formula: -PV(ElecDiscount Rate, T, S)*J |  | AF*J*K |  | AH*J*L | AG + AI |  | AG +AI -AK | formula: Logic to lookup from AC tables and adjust by savings and quantity | Formula: Utility Savings (AM)*1.1+AD+AE | formula: AM/AB | formula: AN/AC
| Sch. No. | Order Number | Program Name | Measure Version | Measure Name | First Period Measure Life | Second period Measure Life | Gas End-Use Type | Number of units offered | Savings per Unit Period 1 | Savngs per Unit Period 2 | Incentives Per Unit | Incremental Measure Cost per Unit | Total First Year Savings | Total Incentive | Total Incremental Measure Cost | Unit First Year Non-Energy Benefits | Unit Annual Net Equipment O&M | Total Measure Life | Weighted Life | Agency or Customer Cost per Unit | Percent Unit overhead | Program Overhead Cost | Total Customer Cost | Total Utility Program Costs | Total Resource Cost | PV Total Utility Program Costs | PV Total Resource Costs | PV Total Non-Energy Benefits | PV Total Net Equipment O&M | Unit PV First period Savings for 1 therm | Total First Period Savings | Unit PV Savings for Second Period for 1 therm | Total Second period Savings | Unadjusted Total | Decrement | Final UC Total Savings | PV Total Savings UC | PV Total Savings TRC | UC B/C Ratio | TRC B/C Ratio
DBTC: | G253 | 18231039 | Pay for Performance {G} | 12196-1 | PFP: Base Incentive - Year 1 | 28 | 0 | Comm Flat | 1 | 1213 |  | 7275 | 16733 | 1213 | 7275 | 16733 |  |  | 28 | 1.6089 | 9458 | 5.746% | 931.4656 | 9458 | 7404.8404 | 17664.4656 | 6933.3711 | 16539.7618 | 0 | 0 | 16.1163 | 19549.082 | 16.1163 | 0 | 19549.082 | 0 | 19549.082 | 19549.082 | 21503.9902 | 2.8196 | 1.3001
112657 | G253 | 18231039 | Pay for Performance {G} | 12196-1 | PFP: Base Incentive - Year 1 | 20 | 0 | Comm Flat | 1 | 2951 |  | 20654 | 47503 | 2951 | 20654 | 47503 |  |  | 20 | 2.7958 | 26849 | 13.98% | 2266.08 | 26849 | 18014.5787 | 49769.08 | 16867.5831 | 46600.2622 | 0 | 0 | 12.6362 | 37289.5112 | 12.6362 | 0 | 37289.5112 | 0 | 37289.5112 | 37289.5112 | 41018.4623 | 2.2107 | 0.88022
Program Costs: | G253 | 18231039 | Pay for Performance {G} | 12196-1 | PFP: Base Incentive - Year 1 | 20 | 0 | Comm Flat | 1 | 16593 |  | 82965 | 190820 | 16593 | 82965 | 190820 |  |  | 20 | 15.7205 | 107855 | 78.6% | 12741.8048 | 107855 | 101293.0886 | 203561.8048 | 94843.7159 | 190600.9408 | 0 | 0 | 12.6362 | 209672.9443 | 12.6362 | 0 | 209672.9443 | 0 | 209672.9443 | 209672.9443 | 230640.2388 | 2.2107 | 1.2101
16210.42 | G253 | 18231039 | Pay for Performance {G} | 12197-1 | PFP: Base Incentive - Year 2 | 20 | 0 | Comm Flat | 1 | 353 |  | 1763 | 4054 | 353 | 1763 | 4054 |  |  | 20 | 0.33444 | 2291 | 1.672% | 271.0696 | 2291 | 2154.9123 | 4325.0696 | 2017.7082 | 4049.6906 | 0 | 0 | 12.6362 | 4460.5888 | 12.6362 | 0 | 4460.5888 | 0 | 4460.5888 | 4460.5888 | 4906.6476 | 2.2107 | 1.2116
Total Savings (therm): | G253 | 18231039 | Pay for Performance {G} | 12198-1 | PFP: Performance Incentive - Year 2 | 1 | 0 | Comm Flat | 1 | 0 |  | 0 | 0 | 0 | 0 | 0 |  |  | 1 | 0 | 0 | 0% | 0 | 0 | 0 | 0 | 0 | 0 | 0 | 0 | 0.79921 | 0 | 0.79921 | 0 | 0 | 0 | 0 | 0 | 0 | 0 | #DIV/0!
21110 | G253 | 18231039 | Pay for Performance {G} | 12198-1 | PFP: Performance Incentive - Year 2 | 1 | 0 | Comm Flat | 1 | 0 |  | 0 | 0 | 0 | 0 | 0 |  |  | 1 | 0 | 0 | 0% | 0 | 0 | 0 | 0 | 0 | 0 | 0 | 0 | 0.79921 | 0 | 0.79921 | 0 | 0 | 0 | 0 | 0 | 0 | 0 | #DIV/0!
Total Incentives: | G253 | 18231039 | Pay for Performance {G} | 12200-1 | PFP: Performance Incentive - Year 3 | 1 | 0 | Comm Flat | 1 | 0 |  | 0 | 0 | 0 | 0 | 0 |  |  | 1 | 0 | 0 | 0% | 0 | 0 | 0 | 0 | 0 | 0 | 0 | 0 | 0.79921 | 0 | 0.79921 | 0 | 0 | 0 | 0 | 0 | 0 | 0 | #DIV/0!
112657 | [18 empty] | 0 | 0 | 0 | 0% | 0 | 0 | 0 | 0 | 0 | 0 | 0 | 0 | #N/A | #N/A | #N/A | #N/A | #N/A | #N/A | #N/A | 0 | 0 | 0 | #DIV/0!
Total Customer Costs: | [18 empty] | 0 | 0 | 0 | 0% | 0 | 0 | 0 | 0 | 0 | 0 | 0 | 0 | #N/A | #N/A | #N/A | #N/A | #N/A | #N/A | #N/A | 0 | 0 | 0 | #DIV/0!
146453 | [18 empty] | 0 | 0 | 0 | 0% | 0 | 0 | 0 | 0 | 0 | 0 | 0 | 0 | #N/A | #N/A | #N/A | #N/A | #N/A | #N/A | #N/A | 0 | 0 | 0 | #DIV/0!
Weighted Avg Life | [18 empty] | 0 | 0 | 0 | 0% | 0 | 0 | 0 | 0 | 0 | 0 | 0 | 0 | #N/A | #N/A | #N/A | #N/A | #N/A | #N/A | #N/A | 0 | 0 | 0 | #DIV/0!
20.4597 | [18 empty] | 0 | 0 | 0 | 0% | 0 | 0 | 0 | 0 | 0 | 0 | 0 | 0 | #N/A | #N/A | #N/A | #N/A | #N/A | #N/A | #N/A | 0 | 0 | 0 | #DIV/0!
Total Utility Cost | [18 empty] | 0 | 0 | 0 | 0% | 0 | 0 | 0 | 0 | 0 | 0 | 0 | 0 | #N/A | #N/A | #N/A | #N/A | #N/A | #N/A | #N/A | 0 | 0 | 0 | #DIV/0!
128867.42 | [18 empty] | 0 | 0 | 0 | 0% | 0 | 0 | 0 | 0 | 0 | 0 | 0 | 0 | #N/A | #N/A | #N/A | #N/A | #N/A | #N/A | #N/A | 0 | 0 | 0 | #DIV/0!
Total Resource Cost | [18 empty] | 0 | 0 | 0 | 0% | 0 | 0 | 0 | 0 | 0 | 0 | 0 | 0 | #N/A | #N/A | #N/A | #N/A | #N/A | #N/A | #N/A | 0 | 0 | 0 | #DIV/0!
275320.42 | [18 empty] | 0 | 0 | 0 | 0% | 0 | 0 | 0 | 0 | 0 | 0 | 0 | 0 | #N/A | #N/A | #N/A | #N/A | #N/A | #N/A | #N/A | 0 | 0 | 0 | #DIV/0!
UC B/C Ratio | [18 empty] | 0 | 0 | 0 | 0% | 0 | 0 | 0 | 0 | 0 | 0 | 0 | 0 | #N/A | #N/A | #N/A | #N/A | #N/A | #N/A | #N/A | 0 | 0 | 0 | #DIV/0!
2.2457 | [18 empty] | 0 | 0 | 0 | 0% | 0 | 0 | 0 | 0 | 0 | 0 | 0 | 0 | #N/A | #N/A | #N/A | #N/A | #N/A | #N/A | #N/A | 0 | 0 | 0 | #DIV/0!
TRC B/C Ratio | [18 empty] | 0 | 0 | 0 | 0% | 0 | 0 | 0 | 0 | 0 | 0 | 0 | 0 | #N/A | #N/A | #N/A | #N/A | #N/A | #N/A | #N/A | 0 | 0 | 0 | #DIV/0!
1.1562 | [18 empty] | 0 | 0 | 0 | 0% | 0 | 0 | 0 | 0 | 0 | 0 | 0 | 0 | #N/A | #N/A | #N/A | #N/A | #N/A | #N/A | #N/A | 0 | 0 | 0 | #DIV/0!
Note on W3: Curtis, Kasey Calculates measure savings as a % of total program savings.
Note on X3: Curtis, Kasey: Uses % of measure savings as a proxy for % of program spending.

## Commercial Foodservice {G}
Rtn to Summary |  | Order Number | Program Name | Discount Rate: | 6.8% | [9 empty] | Paste in incentives but use DBtC for Total
| Program: | 18231027 | Commercial Foodservice {G}
| paste |  |  | paste | paste | paste | paste | paste | paste | paste | paste | paste | paste | Paste | paste | paste | paste | paste | Formula: G + H | Formula: (O/A10)*T | Formula: N - M | Formula: O/A10 | Formula: W*A8 | Formula: Q - P | Formula: X + DBtC | Formula: Q + X | Formula: Z/(1+GasDiscountRate)^1 | Formula: AA/(1+GasDiscountRate)^1 | Formula: -PV(ElecDiscount Rate,T,R)*J | Formula: -PV(ElecDiscount Rate, T, S)*J |  | AF*J*K |  | AH*J*L | AG + AI |  | AG +AI -AK | formula: Logic to lookup from AC tables and adjust by savings and quantity | Formula: Utility Savings (AM)*1.1+AD+AE | formula: AM/AB | formula: AN/AC
| Sch. No. | Order Number | Program Name | Measure Version | Measure Name | First Period Measure Life | Second period Measure Life | Gas End-Use Type | Number of units offered | Savings per Unit Period 1 | Savngs per Unit Period 2 | Incentives Per Unit | Incremental Measure Cost per Unit | Total First Year Savings | Total Incentive | Total Incremental Measure Cost | Unit First Year Non-Energy Benefits | Unit Annual Net Equipment O&M | Total Measure Life | Weighted Life | Agency or Customer Cost per Unit | Percent Unit overhead | Program Overhead Cost | Total Customer Cost | Total Utility Program Costs | Total Resource Cost | PV Total Utility Program Costs | PV Total Resource Costs | PV Total Non-Energy Benefits | PV Total Net Equipment O&M | Unit PV First period Savings for 1 therm | Total First Period Savings | Unit PV Savings for Second Period for 1 therm | Total Second period Savings | Unadjusted Total | Decrement | Final UC Total Savings | PV Total Savings UC | PV Total Savings TRC | UC B/C Ratio | TRC B/C Ratio
DBTC: | G262 | 18231027 | Commercial Foodservice {G} | 12431-2 | Fryer - Kitchen - Any Vat - Comm - NG | 12 | 0 | Comm Cooking | 14 | 519 |  | 1000 | 1192 | 7266 | 14000 | 16688 | 1357 | 0 | 12 | 0.13678 | 192 | 1.14% | 7062.2205 | 2688 | 42499.6977 | 23750.2205 | 39793.7245 | 22238.0342 | 152516.7353 | 0 | 8.3277 | 60509.3478 | 8.3277 | 0 | 60509.3478 | 0 | 60509.3478 | 60509.3478 | 219077.0178 | 1.5206 | 9.8515
3108953.87 | G262 | 18231027 | Commercial Foodservice {G} | 12463-4 | DCV - Kitchen - Single - Comm - 2 HP - GO | 15 | 0 | Comm Space Heat | 1 | 244 |  | 1800 | 1536.65 | 244 | 1800 | 1536.65 | 0 | 0 | 15 | 0.0057416 | -263.35 | 0.03828% | 237.1569 | -263.35 | 1427.185 | 1773.8069 | 1336.3155 | 1660.8679 | 0 | 0 | 11.5141 | 2809.4415 | 11.5141 | 0 | 2809.4415 | 0 | 2809.4415 | 2809.4415 | 3090.3856 | 2.1024 | 1.8607
Program Costs: | G262 | 18231027 | Commercial Foodservice {G} | 12494-3 | DCV - Kitchen - Single - Comm - 4 HP - C | 15 | 0 | Comm Space Heat | 1 | 488 |  | 2400 | 3073.31 | 488 | 2400 | 3073.31 | 0 | 0 | 15 | 0.011483 | 673.31 | 0.07655% | 474.3137 | 673.31 | 2854.37 | 3547.6237 | 2672.6311 | 3321.7451 | 0 | 0 | 11.5141 | 5618.883 | 11.5141 | 0 | 5618.883 | 0 | 5618.883 | 5618.883 | 6180.7713 | 2.1024 | 1.8607
619573.39 | G262 | 18231027 | Commercial Foodservice {G} | 12760-3 | Oven - Conveyor - GH - Comm | 12 | 0 | Comm Cooking | 22 | 422 |  | 3300 | 2230 | 9284 | 72600 | 49060 | 0 | 0 | 12 | 0.17477 | -1070 | 1.456% | 9023.6245 | -23540 | 54303.2196 | 58083.6245 | 50845.7113 | 54385.4162 | 0 | 0 | 8.3277 | 77314.724 | 8.3277 | 0 | 77314.724 | 0 | 77314.724 | 77314.724 | 85046.1964 | 1.5206 | 1.5638
Total Savings (therm): | G262 | 18231027 | Commercial Foodservice {G} | 12875-2 | Incentive - Sales - DCV - Single - Comm - Kitchen - C | 0 | 0 |  | 1 | 0 |  | 25 | 0 | 0 | 25 | 0 | 0 | 0 | 0 | 0 | -25 | 0% | 0 | -25 | 0 | 0 | 0 | 0 | 0 | 0 | #N/A | #N/A | #N/A | #N/A | #N/A | #N/A | #N/A | 0 | 0 | 0 | #DIV/0!
637451.1 | G262 | 18231027 | Commercial Foodservice {G} | 12877-2 | Incentive - Sales - DCV - Single - Comm - Kitchen - GO | 0 | 0 |  | 1 | 0 |  | 50 | 0 | 0 | 50 | 0 | 0 | 0 | 0 | 0 | -50 | 0% | 0 | -50 | 0 | 0 | 0 | 0 | 0 | 0 | #N/A | #N/A | #N/A | #N/A | #N/A | #N/A | #N/A | 0 | 0 | 0 | #DIV/0!
Total Incentives: | G262 | 18231027 | Commercial Foodservice {G} | 12878-2 | Incentive - Sales - Dishwasher - DWH - Comm - Kitchen | 0 | 0 |  | 7 | 0 |  | 25 | 0 | 0 | 175 | 0 | 0 | 0 | 0 | 0 | -25 | 0% | 0 | -175 | 0 | 0 | 0 | 0 | 0 | 0 | #N/A | #N/A | #N/A | #N/A | #N/A | #N/A | #N/A | 0 | 0 | 0 | #DIV/0!
2300536 | G262 | 18231027 | Commercial Foodservice {G} | 12879-2 | Incentive - Sales - Dishwasher - EWH - Comm - Kitchen | 0 | 0 |  | 27 | 0 |  | 0 | 0 | 0 | 0 | 0 | 0 | 0 | 0 | 0 | 0 | 0% | 0 | 0 | 0 | 0 | 0 | 0 | 0 | 0 | #N/A | #N/A | #N/A | #N/A | #N/A | #N/A | #N/A | 0 | 0 | 0 | #DIV/0!
Total Customer Costs: | G262 | 18231027 | Commercial Foodservice {G} | 12880-2 | Incentive - Sales - Dishwasher - GWH - Comm - Kitchen | 0 | 0 |  | 21 | 0 |  | 50 | 0 | 0 | 1050 | 0 | 0 | 0 | 0 | 0 | -50 | 0% | 0 | -1050 | 0 | 0 | 0 | 0 | 0 | 0 | #N/A | #N/A | #N/A | #N/A | #N/A | #N/A | #N/A | 0 | 0 | 0 | #DIV/0!
-424504.81 | G262 | 18231027 | Commercial Foodservice {G} | 12881-3 | Incentive - Sales - Food Cabinet - Hot - EH - Comm - Kitchen | 0 | 0 |  | 12 | 0 |  | 0 | 0 | 0 | 0 | 0 | 0 | 0 | 0 | 0 | 0 | 0% | 0 | 0 | 0 | 0 | 0 | 0 | 0 | 0 | #N/A | #N/A | #N/A | #N/A | #N/A | #N/A | #N/A | 0 | 0 | 0 | #DIV/0!
Weighted Avg Life | G262 | 18231027 | Commercial Foodservice {G} | 12882-2 | Incentive - Sales - Fryer - EH - Comm - Kitchen | 0 | 0 |  | 3 | 0 |  | 0 | 0 | 0 | 0 | 0 | 0 | 0 | 0 | 0 | 0 | 0% | 0 | 0 | 0 | 0 | 0 | 0 | 0 | 0 | #N/A | #N/A | #N/A | #N/A | #N/A | #N/A | #N/A | 0 | 0 | 0 | #DIV/0!
11.8015 | G262 | 18231027 | Commercial Foodservice {G} | 12883-2 | Incentive - Sales - Fryer - GH - Comm - Kitchen | 0 | 0 |  | 467 | 0 |  | 50 | 0 | 0 | 23400 | 0 | 0 | 0 | 0 | 0 | -50 | 0% | 0 | -23400 | 0 | 0 | 0 | 0 | 0 | 0 | #N/A | #N/A | #N/A | #N/A | #N/A | #N/A | #N/A | 0 | 0 | 0 | #DIV/0!
Total Utility Cost | G262 | 18231027 | Commercial Foodservice {G} | 12884-3 | Incentive - Sales - Griddle - EH - Comm - Kitchen | 0 | 0 |  | 1 | 0 |  | 0 | 0 | 0 | 0 | 0 | 0 | 0 | 0 | 0 | 0 | 0% | 0 | 0 | 0 | 0 | 0 | 0 | 0 | 0 | #N/A | #N/A | #N/A | #N/A | #N/A | #N/A | #N/A | 0 | 0 | 0 | #DIV/0!
3728527.26 | G262 | 18231027 | Commercial Foodservice {G} | 12885-3 | Incentive - Sales - Griddle - GH - Comm - Kitchen | 0 | 0 |  | 1 | 0 |  | 50 | 0 | 0 | 50 | 0 | 0 | 0 | 0 | 0 | -50 | 0% | 0 | -50 | 0 | 0 | 0 | 0 | 0 | 0 | #N/A | #N/A | #N/A | #N/A | #N/A | #N/A | #N/A | 0 | 0 | 0 | #DIV/0!
Total Resource Cost | G262 | 18231027 | Commercial Foodservice {G} | 12886-2 | Incentive - Sales - Ice Maker - EH - Comm - Kitchen | 0 | 0 |  | 44 | 0 |  | 0 | 0 | 0 | 0 | 0 | 0 | 0 | 0 | 0 | 0 | 0% | 0 | 0 | 0 | 0 | 0 | 0 | 0 | 0 | #N/A | #N/A | #N/A | #N/A | #N/A | #N/A | #N/A | 0 | 0 | 0 | #DIV/0!
2495604.58 | G262 | 18231027 | Commercial Foodservice {G} | 12887-2 | Incentive - Sales - Oven - EH - Comm - Kitchen | 0 | 0 |  | 33 | 0 |  | 0 | 0 | 0 | 0 | 0 | 0 | 0 | 0 | 0 | 0 | 0% | 0 | 0 | 0 | 0 | 0 | 0 | 0 | 0 | #N/A | #N/A | #N/A | #N/A | #N/A | #N/A | #N/A | 0 | 0 | 0 | #DIV/0!
UC B/C Ratio | G262 | 18231027 | Commercial Foodservice {G} | 12888-2 | Incentive - Sales - Oven - GH - Comm - Kitchen | 0 | 0 |  | 65 | 0 |  | 50 | 0 | 0 | 3250 | 0 | 0 | 0 | 0 | 0 | -50 | 0% | 0 | -3250 | 0 | 0 | 0 | 0 | 0 | 0 | #N/A | #N/A | #N/A | #N/A | #N/A | #N/A | #N/A | 0 | 0 | 0 | #DIV/0!
1.498 | G262 | 18231027 | Commercial Foodservice {G} | 12889-2 | Incentive - Sales - Steam Cooker - EH - Comm - Kitchen | 0 | 0 |  | 3 | 0 |  | 0 | 0 | 0 | 0 | 0 | 0 | 0 | 0 | 0 | 0 | 0% | 0 | 0 | 0 | 0 | 0 | 0 | 0 | 0 | #N/A | #N/A | #N/A | #N/A | #N/A | #N/A | #N/A | 0 | 0 | 0 | #DIV/0!
TRC B/C Ratio | G262 | 18231027 | Commercial Foodservice {G} | 13049-2 | Griddle - 3 LF - GH - Kitchen - Comm | 12 | 0 | Comm Cooking | 1 | 379.29 |  | 1800 | 1346.08 | 379.29 | 1800 | 1346.08 | 0 | 0 | 12 | 0.0071401 | -453.92 | 0.0595% | 368.6526 | -453.92 | 2218.5123 | 1714.7326 | 2077.2587 | 1605.5548 | 0 | 0 | 8.3277 | 3158.6279 | 8.3277 | 0 | 3158.6279 | 0 | 3158.6279 | 3158.6279 | 3474.4907 | 1.5206 | 2.164
8.1959 | G262 | 18231027 | Commercial Foodservice {G} | 13053-2 | Griddle - 4 LF - GH - Kitchen - Comm | 12 | 0 | Comm Cooking | 1 | 505.72 |  | 2400 | 1794.78 | 505.72 | 2400 | 1794.78 | 0 | 0 | 12 | 0.0095202 | -605.22 | 0.07933% | 491.5368 | -605.22 | 2958.0164 | 2286.3168 | 2769.6783 | 2140.746 | 0 | 0 | 8.3277 | 4211.5039 | 8.3277 | 0 | 4211.5039 | 0 | 4211.5039 | 4211.5039 | 4632.6543 | 1.5206 | 2.164
| G262 | 18231027 | Commercial Foodservice {G} | 13070-1 | Oven - Convection - Double - GH - Comm | 12 | 0 | Comm Cooking | 2 | 812 |  | 2000 | 2648 | 1624 | 4000 | 5296 | 0 | 0 | 12 | 0.030572 | 648 | 0.2548% | 1578.4539 | 1296 | 9498.9691 | 6874.4539 | 8894.1658 | 6436.7546 | 0 | 0 | 8.3277 | 13524.2473 | 8.3277 | 0 | 13524.2473 | 0 | 13524.2473 | 13524.2473 | 14876.672 | 1.5206 | 2.3112
| G262 | 18231027 | Commercial Foodservice {G} | 13070-2 | Oven - Convection - Double - GH - Comm | 12 | 0 | Comm Cooking | 21 | 812 |  | 3000 | 2648 | 17052 | 63000 | 55608 | 0 | 0 | 12 | 0.321 | -352 | 2.675% | 16573.7661 | -7392 | 99739.175 | 72181.7661 | 93388.7407 | 67585.9233 | 0 | 0 | 8.3277 | 142004.5965 | 8.3277 | 0 | 142004.5965 | 0 | 142004.5965 | 142004.5965 | 156205.0561 | 1.5206 | 2.3112
| G262 | 18231027 | Commercial Foodservice {G} | 13074-1 | Oven - Convection - Full - GH - Comm | 12 | 0 | Comm Cooking | 7 | 406 |  | 1000 | 1324 | 2842 | 7000 | 9268 | 0 | 0 | 12 | 0.053501 | 324 | 0.4458% | 2762.2944 | 2268 | 16623.1958 | 12030.2944 | 15564.7901 | 11264.3206 | 0 | 0 | 8.3277 | 23667.4327 | 8.3277 | 0 | 23667.4327 | 0 | 23667.4327 | 23667.4327 | 26034.176 | 1.5206 | 2.3112
| G262 | 18231027 | Commercial Foodservice {G} | 13074-2 | Oven - Convection - Full - GH - Comm | 12 | 0 | Comm Cooking | 30 | 406 |  | 1500 | 1324 | 12180 | 45000 | 39720 | 0 | 0 | 12 | 0.22929 | -176 | 1.911% | 11838.4044 | -5280 | 71242.2679 | 51558.4044 | 66706.2433 | 48275.6595 | 0 | 0 | 8.3277 | 101431.8546 | 8.3277 | 0 | 101431.8546 | 0 | 101431.8546 | 101431.8546 | 111575.0401 | 1.5206 | 2.3112
| G262 | 18231027 | Commercial Foodservice {G} | 13077-2 | Oven - Double Rack - GH - Comm | 12 | 0 | Comm Cooking | 1 | 719 |  | 6000 | 4128 | 719 | 6000 | 4128 | 0 | 0 | 12 | 0.013535 | -1872 | 0.1128% | 698.8352 | -1872 | 4205.5165 | 4826.8352 | 3937.7495 | 4519.5086 | 0 | 0 | 8.3277 | 5987.644 | 8.3277 | 0 | 5987.644 | 0 | 5987.644 | 5987.644 | 6586.4084 | 1.5206 | 1.4573
| G262 | 18231027 | Commercial Foodservice {G} | 13084-1 | Incentive - Sales - Freezer - Ultra Low Temp - EH - Comm | 0 | 0 |  | 10 | 0 |  | 0 | 0 | 0 | 0 | 0 | 0 | 0 | 0 | 0 | 0 | 0% | 0 | 0 | 0 | 0 | 0 | 0 | 0 | 0 | #N/A | #N/A | #N/A | #N/A | #N/A | #N/A | #N/A | 0 | 0 | 0 | #DIV/0!
| G262 | 18231027 | Commercial Foodservice {G} | 13085-1 | Incentive - Sales - Oven - Combination - EH - Comm - Kitchen | 0 | 0 |  | 12 | 0 |  | 0 | 0 | 0 | 0 | 0 | 0 | 0 | 0 | 0 | 0 | 0% | 0 | 0 | 0 | 0 | 0 | 0 | 0 | 0 | #N/A | #N/A | #N/A | #N/A | #N/A | #N/A | #N/A | 0 | 0 | 0 | #DIV/0!
| G262 | 18231027 | Commercial Foodservice {G} | 13086-1 | Incentive - Sales - Oven - Combination - GH - Comm - Kitchen | 0 | 0 |  | 41 | 0 |  | 100 | 0 | 0 | 4100 | 0 | 0 | 0 | 0 | 0 | -100 | 0% | 0 | -4100 | 0 | 0 | 0 | 0 | 0 | 0 | #N/A | #N/A | #N/A | #N/A | #N/A | #N/A | #N/A | 0 | 0 | 0 | #DIV/0!
| G262 | 18231027 | Commercial Foodservice {G} | 13087-1 | Incentive - Sales - Oven - Rack - GH - Comm - Kitchen | 0 | 0 |  | 1 | 0 |  | 200 | 0 | 0 | 200 | 0 | 0 | 0 | 0 | 0 | -200 | 0% | 0 | -200 | 0 | 0 | 0 | 0 | 0 | 0 | #N/A | #N/A | #N/A | #N/A | #N/A | #N/A | #N/A | 0 | 0 | 0 | #DIV/0!
| G262 | 18231027 | Commercial Foodservice {G} | 13097-2 | Dishwasher - Door Type - Single Tank - High Temp - GWH - E Booster - Foodservice | 15 | 0 | Comm Cooking | 2 | 264.26 |  | 250 | 258.51 | 528.52 | 500 | 517.02 | 763.14 | 0 | 15 | 0.012437 | 8.51 | 0.08291% | 513.6973 | 17.02 | 3091.3763 | 1030.7173 | 2894.5471 | 965.0911 | 14078.5496 | 0 | 10.098 | 5336.9935 | 10.098 | 0 | 5336.9935 | 0 | 5336.9935 | 5336.9935 | 19949.2424 | 1.8438 | 20.6708
| G262 | 18231027 | Commercial Foodservice {G} | 13097-3 | Dishwasher - Door Type - Single Tank - High Temp - GWH - E Booster - Foodservice | 15 | 0 | Comm Cooking | 4 | 264.26 |  | 375 | 258.51 | 1057.04 | 1500 | 1034.04 | 806.51 | 0 | 15 | 0.024873 | -116.49 | 0.1658% | 1027.3947 | -465.96 | 6182.7526 | 2061.4347 | 5789.0942 | 1930.1823 | 29757.2949 | 0 | 10.098 | 10673.987 | 10.098 | 0 | 10673.987 | 0 | 10673.987 | 10673.987 | 41498.6805 | 1.8438 | 21.4999
|  |  |  | 13098-3 | Dishwasher - Door Type - Single Tank - High Temp - GWH - Foodservice | 15 | 0 | Comm Cooking | 1 | 264.26 |  | 375 | 258.51 | 264.26 | 375 | 258.51 | 78.41 | 0 | 15 | 0.0062184 | -116.49 | 0.04146% | 256.8487 | -116.49 | 1545.6882 | 515.3587 | 1447.2736 | 482.5456 | 723.2612 | 0 | 10.098 | 2668.4967 | 10.098 | 0 | 2668.4967 | 0 | 2668.4967 | 2668.4967 | 3658.6076 | 1.8438 | 7.5819
|  |  |  | 13102-2 | Dishwasher - Door Type - Single Tank - Low Temp - GWH - Foodservice | 15 | 0 | Comm Cooking | 1 | 607.79 |  | 2650 | 2659 | 607.79 | 2650 | 2659 | 1755.23 | 0 | 15 | 0.014302 | 9 | 0.09535% | 590.7442 | 9 | 3555.036 | 3249.7442 | 3328.6854 | 3042.8316 | 16190.4058 | 0 | 10.098 | 6137.4617 | 10.098 | 0 | 6137.4617 | 0 | 6137.4617 | 6137.4617 | 22941.6137 | 1.8438 | 7.5396
|  |  |  | 13102-3 | Dishwasher - Door Type - Single Tank - Low Temp - GWH - Foodservice | 15 | 0 | Comm Cooking | 20 | 607.79 |  | 3975 | 2659 | 12155.8 | 79500 | 53180 | 1854.97 | 0 | 15 | 0.28604 | -1316 | 1.907% | 11814.8831 | -26320 | 71100.7192 | 64994.8831 | 66573.7071 | 60856.6321 | 342208.3374 | 0 | 10.098 | 122749.2346 | 10.098 | 0 | 122749.2346 | 0 | 122749.2346 | 122749.2346 | 477232.4955 | 1.8438 | 7.8419
|  |  |  | 13119-2 | Dishwasher - Rack Conveyor - Single Tank - High Temp - GWH - E Booster - Foodservice | 20 | 0 | Comm Cooking | 3 | 160.44 |  | 2300 | 2298.57 | 481.32 | 6900 | 6895.71 | 4683.44 | 0 | 20 | 0.015101 | -1.43 | 0.07551% | 467.8211 | -4.29 | 2815.2979 | 7363.5311 | 2636.0467 | 6894.692 | 151191.4122 | 0 | 12.7503 | 6136.9597 | 12.7503 | 0 | 6136.9597 | 0 | 6136.9597 | 6136.9597 | 157942.0679 | 2.3281 | 22.9078
|  |  |  | 13119-3 | Dishwasher - Rack Conveyor - Single Tank - High Temp - GWH - E Booster - Foodservice | 20 | 0 | Comm Cooking | 1 | 160.44 |  | 3450 | 2298.57 | 160.44 | 3450 | 2298.57 | 4949.58 | 0 | 20 | 0.0050338 | -1151.43 | 0.02517% | 155.9404 | -1151.43 | 938.4326 | 2454.5104 | 878.6822 | 2298.2307 | 53260.9926 | 0 | 12.7503 | 2045.6532 | 12.7503 | 0 | 2045.6532 | 0 | 2045.6532 | 2045.6532 | 55511.2112 | 2.3281 | 24.1539
|  |  |  | 13133-2 | Dishwasher - Under Counter - High Temp - GWH - E Booster - Foodservice | 10 | 0 | Comm Cooking | 1 | 40.7 |  | 40 | 39.63 | 40.7 | 40 | 39.63 | 110.15 | 0 | 10 | 0.00063848 | -0.37 | 0.006385% | 39.5585 | -0.37 | 238.0591 | 79.1885 | 222.9018 | 74.1466 | 780.8508 | 0 | 7.0862 | 288.408 | 7.0862 | 0 | 288.408 | 0 | 288.408 | 288.408 | 1098.0996 | 1.2939 | 14.8098
|  |  |  | 13133-3 | Dishwasher - Under Counter - High Temp - GWH - E Booster - Foodservice | 10 | 0 | Comm Cooking | 2 | 40.7 |  | 60 | 39.63 | 81.4 | 120 | 79.26 | 116.41 | 0 | 10 | 0.001277 | -20.37 | 0.01277% | 79.1171 | -40.74 | 476.1183 | 158.3771 | 445.8036 | 148.2932 | 1650.4556 | 0 | 7.0862 | 576.816 | 7.0862 | 0 | 576.816 | 0 | 576.816 | 576.816 | 2284.9532 | 1.2939 | 15.4084
|  |  |  | 13134-3 | Dishwasher - Under Counter - High Temp - GWH - Foodservice | 10 | 0 | Comm Cooking | 1 | 40.7 |  | 60 | 39.63 | 40.7 | 60 | 39.63 | 19.88 | 0 | 10 | 0.00063848 | -20.37 | 0.006385% | 39.5585 | -20.37 | 238.0591 | 79.1885 | 222.9018 | 74.1466 | 140.9289 | 0 | 7.0862 | 288.408 | 7.0862 | 0 | 288.408 | 0 | 288.408 | 288.408 | 458.1777 | 1.2939 | 6.1794
|  |  |  | 13138-3 | Dishwasher - Under Counter - Low Temp - GWH - Foodservice | 10 | 0 | Comm Cooking | 2 | 95.56 |  | 345 | 232 | 191.12 | 690 | 464 | 273.32 | 0 | 10 | 0.0029982 | -113 | 0.02998% | 185.7599 | -226 | 1117.8836 | 649.7599 | 1046.7075 | 608.3894 | 3875.1184 | 0 | 7.0862 | 1354.3129 | 7.0862 | 0 | 1354.3129 | 0 | 1354.3129 | 1354.3129 | 5364.8626 | 1.2939 | 8.8181
|  |  |  | 13231-2 | Oven - Combination - 14 Pans or less - GH - Comm | 12 | 0 | Comm Cooking | 36 | 1021 |  | 3750 | 2531 | 36756 | 135000 | 91116 | 1250.6379 | 0 | 12 | 0.69193 | -1219 | 5.766% | 35725.1553 | -43884 | 214990.2133 | 126841.1553 | 201301.6979 | 118765.1267 | 361446.2334 | 0 | 8.3277 | 306094.3553 | 8.3277 | 0 | 306094.3553 | 0 | 306094.3553 | 306094.3553 | 698150.0243 | 1.5206 | 5.8784
|  |  |  | 13232-2 | Oven - Combination - More than 28 Pans - GH - Comm | 12 | 0 | Comm Cooking | 2 | 1971 |  | 10500 | 7890 | 3942 | 21000 | 15780 | 4168.793 | 0 | 12 | 0.074208 | -2610 | 0.6184% | 3831.4442 | -5220 | 23057.2266 | 19611.4442 | 21589.1635 | 18362.7754 | 66934.4877 | 0 | 8.3277 | 32827.9451 | 8.3277 | 0 | 32827.9451 | 0 | 32827.9451 | 32827.9451 | 103045.2272 | 1.5206 | 5.6116
|  |  |  | 13233-2 | Oven - Combination - 15 to 28 Pans - GH - Comm | 12 | 0 | Comm Cooking | 3 | 1434 |  | 4500 | 3361 | 4302 | 13500 | 10083 | 2084.3965 | 0 | 12 | 0.080985 | -1139 | 0.6749% | 4181.3478 | -3417 | 25162.9094 | 14264.3478 | 23560.7766 | 13356.1309 | 50200.8657 | 0 | 8.3277 | 35825.9309 | 8.3277 | 0 | 35825.9309 | 0 | 35825.9309 | 35825.9309 | 89609.3898 | 1.5206 | 6.7092
|  |  |  | 13341-1 | Fryer - Kitchen - Any Vat - Comm - NG - LTO | 12 | 0 | Comm Cooking | 673 | 519 |  | 1500 | 1192 | 349287 | 1009500 | 802216 | 1357 | 0 | 12 | 6.5753 | -308 | 54.79% | 339491.0302 | -207284 | 2043021.184 | 1141707.0302 | 1912941.1835 | 1069014.0733 | 7331697.3446 | 0 | 8.3277 | 2908770.7883 | 8.3277 | 0 | 2908770.7883 | 0 | 2908770.7883 | 2908770.7883 | 10531345.2117 | 1.5206 | 9.8515
|  |  |  | 13360-1 | Incentive - Sales - Dishwasher - EWH - Comm - Kitchen - LTO | 0 | 0 |  | 1 | 0 |  | 0 | 0 | 0 | 0 | 0 | 0 | 0 | 0 | 0 | 0 | 0% | 0 | 0 | 0 | 0 | 0 | 0 | 0 | 0 | #N/A | #N/A | #N/A | #N/A | #N/A | #N/A | #N/A | 0 | 0 | 0 | #DIV/0!
|  |  |  | 13363-1 | Incentive - Sales - Fryer - GH - Comm - Kitchen - LTO | 0 | 0 |  | 673 | 0 |  | 100 | 0 | 0 | 67300 | 0 | 0 | 0 | 0 | 0 | -100 | 0% | 0 | -67300 | 0 | 0 | 0 | 0 | 0 | 0 | #N/A | #N/A | #N/A | #N/A | #N/A | #N/A | #N/A | 0 | 0 | 0 | #DIV/0!
|  |  |  | 13371-1 | Incentive - Sales - Oven - Combination - GH - Comm - Kitchen - LTO | 0 | 0 |  | -2 | 0 |  | 200 | 0 | 0 | -400 | 0 | 0 | 0 | 0 | 0 | -200 | 0% | 0 | 400 | 0 | 0 | 0 | 0 | 0 | 0 | #N/A | #N/A | #N/A | #N/A | #N/A | #N/A | #N/A | 0 | 0 | 0 | #DIV/0!
|  |  |  | 13416-1 | Oven - Combination - 14 Pans or less - GH - Comm - LTO | 12 | 0 | Comm Cooking | -2 | 1021 |  | 3750 | 2531 | -2042 | -7500 | -5062 | 1183.39 | 0 | 12 | -0.038441 | -1219 | -0.3203% | -1984.7308 | 2438 | -11943.9007 | -7046.7308 | -11183.4277 | -6598.0626 | -19000.6084 | 0 | 8.3277 | -17005.242 | 8.3277 | 0 | -17005.242 | 0 | -17005.242 | -17005.242 | -37706.3746 | 1.5206 | 5.7148
|  |  |  | 13861-1 | Incentive - Sales - Freezer - Reach In - Foodservice | 0 | 0 |  | 43 | 0 |  | 0 | 0 | 0 | 0 | 0 | 0 | 0 | 0 | 0 | 0 | 0% | 0 | 0 | 0 | 0 | 0 | 0 | 0 | 0 | #N/A | #N/A | #N/A | #N/A | #N/A | #N/A | #N/A | 0 | 0 | 0 | #DIV/0!
|  |  |  | 13863-1 | Incentive - Sales - Fryer - Tier 2 - GH - Foodservice | 0 | 0 |  | 2 | 0 |  | 100 | 0 | 0 | 200 | 0 | 0 | 0 | 0 | 0 | -100 | 0% | 0 | -200 | 0 | 0 | 0 | 0 | 0 | 0 | #N/A | #N/A | #N/A | #N/A | #N/A | #N/A | #N/A | 0 | 0 | 0 | #DIV/0!
|  |  |  | 13867-1 | Incentive - Sales - Refrigerator - Reach In - Foodservice | 0 | 0 |  | 108 | 0 |  | 0 | 0 | 0 | 0 | 0 | 0 | 0 | 0 | 0 | 0 | 0% | 0 | 0 | 0 | 0 | 0 | 0 | 0 | 0 | #N/A | #N/A | #N/A | #N/A | #N/A | #N/A | #N/A | 0 | 0 | 0 | #DIV/0!
|  |  |  | 13918-1 | Fryer - Any Vat - Tier 1 - GH - Foodservice | 11 | 0 | Comm Cooking | 469 | 375 |  | 1500 | 1488 | 175875 | 705851 | 697872 | 1357 | 0 | 11 | 3.0349 | -12 | 27.59% | 170942.4769 | -7979 | 1028713.7819 | 868814.4769 | 963215.1516 | 813496.7013 | 4820310.7538 | 0 | 7.7103 | 1356041.5211 | 7.7103 | 0 | 1356041.5211 | 0 | 1356041.5211 | 1356041.5211 | 6311956.4271 | 1.4078 | 7.759
|  |  |  | 13919-1 | Fryer - Any Vat - Tier 2 - GH - Foodservice | 11 | 0 | Comm Cooking | 2 | 569 |  | 4000 | 4521 | 1138 | 8000 | 9042 | 1357 | 0 | 11 | 0.019638 | 521 | 0.1785% | 1106.0841 | 1042 | 6656.2973 | 10148.0841 | 6232.4881 | 9501.9514 | 20555.6962 | 0 | 7.7103 | 8774.2729 | 7.7103 | 0 | 8774.2729 | 0 | 8774.2729 | 8774.2729 | 30207.3964 | 1.4078 | 3.1791
[19 empty] | 0 | 0 | 0 | 0% | 0 | 0 | 0 | 0 | 0 | 0 | 0 | 0 | #N/A | #N/A | #N/A | #N/A | #N/A | #N/A | #N/A | 0 | 0 | 0 | #DIV/0!
[19 empty] | 0 | 0 | 0 | 0% | 0 | 0 | 0 | 0 | 0 | 0 | 0 | 0 | #N/A | #N/A | #N/A | #N/A | #N/A | #N/A | #N/A | 0 | 0 | 0 | #DIV/0!
[19 empty] | 0 | 0 | 0 | 0% | 0 | 0 | 0 | 0 | 0 | 0 | 0 | 0 | #N/A | #N/A | #N/A | #N/A | #N/A | #N/A | #N/A | 0 | 0 | 0 | #DIV/0!
[19 empty] | 0 | 0 | 0 | 0% | 0 | 0 | 0 | 0 | 0 | 0 | 0 | 0 | #N/A | #N/A | #N/A | #N/A | #N/A | #N/A | #N/A | 0 | 0 | 0 | #DIV/0!
[19 empty] | 0 | 0 | 0 | 0% | 0 | 0 | 0 | 0 | 0 | 0 | 0 | 0 | #N/A | #N/A | #N/A | #N/A | #N/A | #N/A | #N/A | 0 | 0 | 0 | #DIV/0!
[19 empty] | 0 | 0 | 0 | 0% | 0 | 0 | 0 | 0 | 0 | 0 | 0 | 0 | #N/A | #N/A | #N/A | #N/A | #N/A | #N/A | #N/A | 0 | 0 | 0 | #DIV/0!
[19 empty] | 0 | 0 | 0 | 0% | 0 | 0 | 0 | 0 | 0 | 0 | 0 | 0 | #N/A | #N/A | #N/A | #N/A | #N/A | #N/A | #N/A | 0 | 0 | 0 | #DIV/0!
[19 empty] | 0 | 0 | 0 | 0% | 0 | 0 | 0 | 0 | 0 | 0 | 0 | 0 | #N/A | #N/A | #N/A | #N/A | #N/A | #N/A | #N/A | 0 | 0 | 0 | #DIV/0!
[19 empty] | 0 | 0 | 0 | 0% | 0 | 0 | 0 | 0 | 0 | 0 | 0 | 0 | #N/A | #N/A | #N/A | #N/A | #N/A | #N/A | #N/A | 0 | 0 | 0 | #DIV/0!
[19 empty] | 0 | 0 | 0 | 0% | 0 | 0 | 0 | 0 | 0 | 0 | 0 | 0 | #N/A | #N/A | #N/A | #N/A | #N/A | #N/A | #N/A | 0 | 0 | 0 | #DIV/0!
[19 empty] | 0 | 0 | 0 | 0% | 0 | 0 | 0 | 0 | 0 | 0 | 0 | 0 | #N/A | #N/A | #N/A | #N/A | #N/A | #N/A | #N/A | 0 | 0 | 0 | #DIV/0!
[19 empty] | 0 | 0 | 0 | 0% | 0 | 0 | 0 | 0 | 0 | 0 | 0 | 0 | #N/A | #N/A | #N/A | #N/A | #N/A | #N/A | #N/A | 0 | 0 | 0 | #DIV/0!
[19 empty] | 0 | 0 | 0 | 0% | 0 | 0 | 0 | 0 | 0 | 0 | 0 | 0 | #N/A | #N/A | #N/A | #N/A | #N/A | #N/A | #N/A | 0 | 0 | 0 | #DIV/0!
[19 empty] | 0 | 0 | 0 | 0% | 0 | 0 | 0 | 0 | 0 | 0 | 0 | 0 | #N/A | #N/A | #N/A | #N/A | #N/A | #N/A | #N/A | 0 | 0 | 0 | #DIV/0!
[19 empty] | 0 | 0 | 0 | 0% | 0 | 0 | 0 | 0 | 0 | 0 | 0 | 0 | #N/A | #N/A | #N/A | #N/A | #N/A | #N/A | #N/A | 0 | 0 | 0 | #DIV/0!
[19 empty] | 0 | 0 | 0 | 0% | 0 | 0 | 0 | 0 | 0 | 0 | 0 | 0 | #N/A | #N/A | #N/A | #N/A | #N/A | #N/A | #N/A | 0 | 0 | 0 | #DIV/0!
[19 empty] | 0 | 0 | 0 | 0% | 0 | 0 | 0 | 0 | 0 | 0 | 0 | 0 | #N/A | #N/A | #N/A | #N/A | #N/A | #N/A | #N/A | 0 | 0 | 0 | #DIV/0!
[19 empty] | 0 | 0 | 0 | 0% | 0 | 0 | 0 | 0 | 0 | 0 | 0 | 0 | #N/A | #N/A | #N/A | #N/A | #N/A | #N/A | #N/A | 0 | 0 | 0 | #DIV/0!
[19 empty] | 0 | 0 | 0 | 0% | 0 | 0 | 0 | 0 | 0 | 0 | 0 | 0 | #N/A | #N/A | #N/A | #N/A | #N/A | #N/A | #N/A | 0 | 0 | 0 | #DIV/0!
[19 empty] | 0 | 0 | 0 | 0% | 0 | 0 | 0 | 0 | 0 | 0 | 0 | 0 | #N/A | #N/A | #N/A | #N/A | #N/A | #N/A | #N/A | 0 | 0 | 0 | #DIV/0!
[19 empty] | 0 | 0 | 0 | 0% | 0 | 0 | 0 | 0 | 0 | 0 | 0 | 0 | #N/A | #N/A | #N/A | #N/A | #N/A | #N/A | #N/A | 0 | 0 | 0 | #DIV/0!
[19 empty] | 0 | 0 | 0 | 0% | 0 | 0 | 0 | 0 | 0 | 0 | 0 | 0 | #N/A | #N/A | #N/A | #N/A | #N/A | #N/A | #N/A | 0 | 0 | 0 | #DIV/0!
[19 empty] | 0 | 0 | 0 | 0% | 0 | 0 | 0 | 0 | 0 | 0 | 0 | 0 | #N/A | #N/A | #N/A | #N/A | #N/A | #N/A | #N/A | 0 | 0 | 0 | #DIV/0!
[19 empty] | 0 | 0 | 0 | 0% | 0 | 0 | 0 | 0 | 0 | 0 | 0 | 0 | #N/A | #N/A | #N/A | #N/A | #N/A | #N/A | #N/A | 0 | 0 | 0 | #DIV/0!
[19 empty] | 0 | 0 | 0 | 0% | 0 | 0 | 0 | 0 | 0 | 0 | 0 | 0 | #N/A | #N/A | #N/A | #N/A | #N/A | #N/A | #N/A | 0 | 0 | 0 | #DIV/0!
[19 empty] | 0 | 0 | 0 | 0% | 0 | 0 | 0 | 0 | 0 | 0 | 0 | 0 | #N/A | #N/A | #N/A | #N/A | #N/A | #N/A | #N/A | 0 | 0 | 0 | #DIV/0!
[19 empty] | 0 | 0 | 0 | 0% | 0 | 0 | 0 | 0 | 0 | 0 | 0 | 0 | #N/A | #N/A | #N/A | #N/A | #N/A | #N/A | #N/A | 0 | 0 | 0 | #DIV/0!
[19 empty] | 0 | 0 | 0 | 0% | 0 | 0 | 0 | 0 | 0 | 0 | 0 | 0 | #N/A | #N/A | #N/A | #N/A | #N/A | #N/A | #N/A | 0 | 0 | 0 | #DIV/0!
Note on W3: Curtis, Kasey Calculates measure savings as a % of total program savings.
Note on X3: Curtis, Kasey: Uses % of measure savings as a proxy for % of program spending.

## Commercial HVAC Rebates {G}
Rtn to Summary |  | Order Number | Program Name | Discount Rate: | 6.8% | [9 empty] | Paste in incentives but use DBtC for Total
| Program: | 18231029 | Commercial HVAC {G}
| paste |  |  | paste | paste | paste | paste | paste | paste | paste | paste | paste | paste | Paste | paste | paste | paste | paste | Formula: G + H | Formula: (O/A10)*T | Formula: N - M | Formula: O/A10 | Formula: W*A8 | Formula: Q - P | Formula: X + DBtC | Formula: Q + X | Formula: Z/(1+GasDiscountRate)^1 | Formula: AA/(1+GasDiscountRate)^1 | Formula: -PV(ElecDiscount Rate,T,R)*J | Formula: -PV(ElecDiscount Rate, T, S)*J |  | AF*J*K |  | AH*J*L | AG + AI |  | AG +AI -AK | formula: Logic to lookup from AC tables and adjust by savings and quantity | Formula: Utility Savings (AM)*1.1+AD+AE | formula: AM/AB | formula: AN/AC
| Sch. No. | Order Number | Program Name | Measure Version | Measure Name | First Period Measure Life | Second period Measure Life | Gas End-Use Type | Number of units offered | Savings per Unit Period 1 | Savngs per Unit Period 2 | Incentives Per Unit | Incremental Measure Cost per Unit | Total First Year Savings | Total Incentive | Total Incremental Measure Cost | Unit First Year Non-Energy Benefits | Unit Annual Net Equipment O&M | Total Measure Life | Weighted Life | Agency or Customer Cost per Unit | Percent Unit overhead | Program Overhead Cost | Total Customer Cost | Total Utility Program Costs | Total Resource Cost | PV Total Utility Program Costs | PV Total Resource Costs | PV Total Non-Energy Benefits | PV Total Net Equipment O&M | Unit PV First period Savings for 1 therm | Total First Period Savings | Unit PV Savings for Second Period for 1 therm | Total Second period Savings | Unadjusted Total | Decrement | Final UC Total Savings | PV Total Savings UC | PV Total Savings TRC | UC B/C Ratio | TRC B/C Ratio
DBTC: | G262 | 18231029 | Commercial HVAC {G} | 12358-1 | Thermostat - Web Enabled - GP Heating - Comm | 10 | 0 | Comm Space Heat | 11.68 | 6 |  | 0 | 0 | 70.08 | 0 | 0 | 0 | 0 | 10 | 0.54841 | 0 | 5.484% | 1337.8201 | 0 | 1337.8201 | 1337.8201 | 1252.6406 | 1252.6406 | 0 | 0 | 8.1802 | 573.2685 | 8.1802 | 0 | 573.2685 | 0 | 573.2685 | 573.2685 | 630.5953 | 0.45765 | 0.50341
0 | G262 | 18231029 | Commercial HVAC {G} | 13064-4 | Heat Pump - Packaged Terminal - Lodging | 15 | 0 | Comm Space Heat | 0 | #DIV/0! |  | #DIV/0! | #DIV/0! | 0 | 0 | 0 | 0 | 0 | 15 | 0 | #DIV/0! | 0% | 0 | 0 | 0 | 0 | 0 | 0 | 0 | 0 | 11.5141 | #DIV/0! | 11.5141 | 0 | #DIV/0! | 0 | #DIV/0! | 0 | 0 | 0 | #DIV/0!
Program Costs: | G262 | 18231029 | Commercial HVAC {G} | 14098-1 | Insulation - Attic - R48 or higher - GH - Comm | 45 | 0 | Comm Space Heat | 6100 | 0.198 |  | 0 | 0 | 1207.8 | 0 | 0 | 0 | 0 | 45 | 42.5322 | 0 | 94.52% | 23056.7799 | 0 | 23056.7799 | 23056.7799 | 21588.7452 | 21588.7452 | 0 | 0 | 27.5733 | 33302.9931 | 27.5733 | 0 | 33302.9931 | 0 | 33302.9931 | 33302.9931 | 36633.2924 | 1.5426 | 1.6969
24394.6 | G262 | 18231029 | Commercial HVAC {G} | [15 empty] | 0 | 0 | 0 | 0% | 0 | 0 | 0 | 0 | 0 | 0 | 0 | 0 | #N/A | #N/A | #N/A | #N/A | #N/A | #N/A | #N/A | 0 | 0 | 0 | #DIV/0!
Total Savings (therm): | G262 | 18231029 | Commercial HVAC {G} | [15 empty] | 0 | 0 | 0 | 0% | 0 | 0 | 0 | 0 | 0 | 0 | 0 | 0 | #N/A | #N/A | #N/A | #N/A | #N/A | #N/A | #N/A | 0 | 0 | 0 | #DIV/0!
1277.88 | G263 | 18231030 | Commercial HVAC {G} | [15 empty] | 0 | 0 | 0 | 0% | 0 | 0 | 0 | 0 | 0 | 0 | 0 | 0 | #N/A | #N/A | #N/A | #N/A | #N/A | #N/A | #N/A | 0 | 0 | 0 | #DIV/0!
Total Incentives: | G264 | 18231031 | Commercial HVAC {G} | [15 empty] | 0 | 0 | 0 | 0% | 0 | 0 | 0 | 0 | 0 | 0 | 0 | 0 | #N/A | #N/A | #N/A | #N/A | #N/A | #N/A | #N/A | 0 | 0 | 0 | #DIV/0!
0 | G265 | 18231032 | Commercial HVAC {G} | [15 empty] | 0 | 0 | 0 | 0% | 0 | 0 | 0 | 0 | 0 | 0 | 0 | 0 | #N/A | #N/A | #N/A | #N/A | #N/A | #N/A | #N/A | 0 | 0 | 0 | #DIV/0!
Total Customer Costs: | G266 | 18231033 | Commercial HVAC {G} | [15 empty] | 0 | 0 | 0 | 0% | 0 | 0 | 0 | 0 | 0 | 0 | 0 | 0 | #N/A | #N/A | #N/A | #N/A | #N/A | #N/A | #N/A | 0 | 0 | 0 | #DIV/0!
0 | G267 | 18231034 | Commercial HVAC {G} | [15 empty] | 0 | 0 | 0 | 0% | 0 | 0 | 0 | 0 | 0 | 0 | 0 | 0 | #N/A | #N/A | #N/A | #N/A | #N/A | #N/A | #N/A | 0 | 0 | 0 | #DIV/0!
Weighted Avg Life | G268 | 18231035 | Commercial HVAC {G} | [15 empty] | 0 | 0 | 0 | 0% | 0 | 0 | 0 | 0 | 0 | 0 | 0 | 0 | #N/A | #N/A | #N/A | #N/A | #N/A | #N/A | #N/A | 0 | 0 | 0 | #DIV/0!
43.0806 | G269 | 18231036 | Commercial HVAC {G} | [15 empty] | 0 | 0 | 0 | 0% | 0 | 0 | 0 | 0 | 0 | 0 | 0 | 0 | #N/A | #N/A | #N/A | #N/A | #N/A | #N/A | #N/A | 0 | 0 | 0 | #DIV/0!
Total Utility Cost | G270 | 18231037 | Commercial HVAC {G} | [15 empty] | 0 | 0 | 0 | 0% | 0 | 0 | 0 | 0 | 0 | 0 | 0 | 0 | #N/A | #N/A | #N/A | #N/A | #N/A | #N/A | #N/A | 0 | 0 | 0 | #DIV/0!
24394.6 | G271 | 18231038 | Commercial HVAC {G} | [15 empty] | 0 | 0 | 0 | 0% | 0 | 0 | 0 | 0 | 0 | 0 | 0 | 0 | #N/A | #N/A | #N/A | #N/A | #N/A | #N/A | #N/A | 0 | 0 | 0 | #DIV/0!
Total Resource Cost | G272 | 18231039 | Commercial HVAC {G} | [15 empty] | 0 | 0 | 0 | 0% | 0 | 0 | 0 | 0 | 0 | 0 | 0 | 0 | #N/A | #N/A | #N/A | #N/A | #N/A | #N/A | #N/A | 0 | 0 | 0 | #DIV/0!
24394.6 | G273 | 18231040 | Commercial HVAC {G} | [15 empty] | 0 | 0 | 0 | 0% | 0 | 0 | 0 | 0 | 0 | 0 | 0 | 0 | #N/A | #N/A | #N/A | #N/A | #N/A | #N/A | #N/A | 0 | 0 | 0 | #DIV/0!
UC B/C Ratio | G274 | 18231041 | Commercial HVAC {G} | [15 empty] | 0 | 0 | 0 | 0% | 0 | 0 | 0 | 0 | 0 | 0 | 0 | 0 | #N/A | #N/A | #N/A | #N/A | #N/A | #N/A | #N/A | 0 | 0 | 0 | #DIV/0!
1.4831 | G275 | 18231042 | Commercial HVAC {G} | [15 empty] | 0 | 0 | 0 | 0% | 0 | 0 | 0 | 0 | 0 | 0 | 0 | 0 | #N/A | #N/A | #N/A | #N/A | #N/A | #N/A | #N/A | 0 | 0 | 0 | #DIV/0!
TRC B/C Ratio | G276 | 18231043 | Commercial HVAC {G} | [15 empty] | 0 | 0 | 0 | 0% | 0 | 0 | 0 | 0 | 0 | 0 | 0 | 0 | #N/A | #N/A | #N/A | #N/A | #N/A | #N/A | #N/A | 0 | 0 | 0 | #DIV/0!
1.6314 | G277 | 18231044 | Commercial HVAC {G} | [15 empty] | 0 | 0 | 0 | 0% | 0 | 0 | 0 | 0 | 0 | 0 | 0 | 0 | #N/A | #N/A | #N/A | #N/A | #N/A | #N/A | #N/A | 0 | 0 | 0 | #DIV/0!
| G277 | 18231044 | Commercial HVAC {G} | [15 empty] | 0 | 0 | 0 | 0% | 0 | 0 | 0 | 0 | 0 | 0 | 0 | 0 | #N/A | #N/A | #N/A | #N/A | #N/A | #N/A | #N/A | 0 | 0 | 0 | #DIV/0!
| G277 | 18231044 | Commercial HVAC {G} | [15 empty] | 0 | 0 | 0 | 0% | 0 | 0 | 0 | 0 | 0 | 0 | 0 | 0 | #N/A | #N/A | #N/A | #N/A | #N/A | #N/A | #N/A | 0 | 0 | 0 | #DIV/0!
| G277 | 18231044 | Commercial HVAC {G} | [15 empty] | 0 | 0 | 0 | 0% | 0 | 0 | 0 | 0 | 0 | 0 | 0 | 0 | #N/A | #N/A | #N/A | #N/A | #N/A | #N/A | #N/A | 0 | 0 | 0 | #DIV/0!
| G277 | 18231044 | Commercial HVAC {G} | [15 empty] | 0 | 0 | 0 | 0% | 0 | 0 | 0 | 0 | 0 | 0 | 0 | 0 | #N/A | #N/A | #N/A | #N/A | #N/A | #N/A | #N/A | 0 | 0 | 0 | #DIV/0!
| G277 | 18231044 | Commercial HVAC {G} | [15 empty] | 0 | 0 | 0 | 0% | 0 | 0 | 0 | 0 | 0 | 0 | 0 | 0 | #N/A | #N/A | #N/A | #N/A | #N/A | #N/A | #N/A | 0 | 0 | 0 | #DIV/0!
| G277 | 18231044 | Commercial HVAC {G} | [15 empty] | 0 | 0 | 0 | 0% | 0 | 0 | 0 | 0 | 0 | 0 | 0 | 0 | #N/A | #N/A | #N/A | #N/A | #N/A | #N/A | #N/A | 0 | 0 | 0 | #DIV/0!
| G277 | 18231044 | Commercial HVAC {G} | [15 empty] | 0 | 0 | 0 | 0% | 0 | 0 | 0 | 0 | 0 | 0 | 0 | 0 | #N/A | #N/A | #N/A | #N/A | #N/A | #N/A | #N/A | 0 | 0 | 0 | #DIV/0!
| G277 | 18231044 | Commercial HVAC {G} | [15 empty] | 0 | 0 | 0 | 0% | 0 | 0 | 0 | 0 | 0 | 0 | 0 | 0 | #N/A | #N/A | #N/A | #N/A | #N/A | #N/A | #N/A | 0 | 0 | 0 | #DIV/0!
| G277 | 18231044 | Commercial HVAC {G} | [15 empty] | 0 | 0 | 0 | 0% | 0 | 0 | 0 | 0 | 0 | 0 | 0 | 0 | #N/A | #N/A | #N/A | #N/A | #N/A | #N/A | #N/A | 0 | 0 | 0 | #DIV/0!
| G277 | 18231044 | Commercial HVAC {G} | [15 empty] | 0 | 0 | 0 | 0% | 0 | 0 | 0 | 0 | 0 | 0 | 0 | 0 | #N/A | #N/A | #N/A | #N/A | #N/A | #N/A | #N/A | 0 | 0 | 0 | #DIV/0!
| G277 | 18231044 | Commercial HVAC {G} | [15 empty] | 0 | 0 | 0 | 0% | 0 | 0 | 0 | 0 | 0 | 0 | 0 | 0 | #N/A | #N/A | #N/A | #N/A | #N/A | #N/A | #N/A | 0 | 0 | 0 | #DIV/0!
| G277 | 18231044 | Commercial HVAC {G} | [15 empty] | 0 | 0 | 0 | 0% | 0 | 0 | 0 | 0 | 0 | 0 | 0 | 0 | #N/A | #N/A | #N/A | #N/A | #N/A | #N/A | #N/A | 0 | 0 | 0 | #DIV/0!
| G277 | 18231044 | Commercial HVAC {G} | [15 empty] | 0 | 0 | 0 | 0% | 0 | 0 | 0 | 0 | 0 | 0 | 0 | 0 | #N/A | #N/A | #N/A | #N/A | #N/A | #N/A | #N/A | 0 | 0 | 0 | #DIV/0!
| G277 | 18231044 | Commercial HVAC {G} | [15 empty] | 0 | 0 | 0 | 0% | 0 | 0 | 0 | 0 | 0 | 0 | 0 | 0 | #N/A | #N/A | #N/A | #N/A | #N/A | #N/A | #N/A | 0 | 0 | 0 | #DIV/0!
| G277 | 18231044 | Commercial HVAC {G} | [15 empty] | 0 | 0 | 0 | 0% | 0 | 0 | 0 | 0 | 0 | 0 | 0 | 0 | #N/A | #N/A | #N/A | #N/A | #N/A | #N/A | #N/A | 0 | 0 | 0 | #DIV/0!
| G277 | 18231044 | Commercial HVAC {G} | [15 empty] | 0 | 0 | 0 | 0% | 0 | 0 | 0 | 0 | 0 | 0 | 0 | 0 | #N/A | #N/A | #N/A | #N/A | #N/A | #N/A | #N/A | 0 | 0 | 0 | #DIV/0!
| G277 | 18231044 | Commercial HVAC {G} | [15 empty] | 0 | 0 | 0 | 0% | 0 | 0 | 0 | 0 | 0 | 0 | 0 | 0 | #N/A | #N/A | #N/A | #N/A | #N/A | #N/A | #N/A | 0 | 0 | 0 | #DIV/0!
| G277 | 18231044 | Commercial HVAC {G} | [15 empty] | 0 | 0 | 0 | 0% | 0 | 0 | 0 | 0 | 0 | 0 | 0 | 0 | #N/A | #N/A | #N/A | #N/A | #N/A | #N/A | #N/A | 0 | 0 | 0 | #DIV/0!
| G277 | 18231044 | Commercial HVAC {G} | [15 empty] | 0 | 0 | 0 | 0% | 0 | 0 | 0 | 0 | 0 | 0 | 0 | 0 | #N/A | #N/A | #N/A | #N/A | #N/A | #N/A | #N/A | 0 | 0 | 0 | #DIV/0!
| G277 | 18231044 | Commercial HVAC {G} | [15 empty] | 0 | 0 | 0 | 0% | 0 | 0 | 0 | 0 | 0 | 0 | 0 | 0 | #N/A | #N/A | #N/A | #N/A | #N/A | #N/A | #N/A | 0 | 0 | 0 | #DIV/0!
| G277 | 18231044 | Commercial HVAC {G} | [15 empty] | 0 | 0 | 0 | 0% | 0 | 0 | 0 | 0 | 0 | 0 | 0 | 0 | #N/A | #N/A | #N/A | #N/A | #N/A | #N/A | #N/A | 0 | 0 | 0 | #DIV/0!
| G277 | 18231044 | Commercial HVAC {G} | [15 empty] | 0 | 0 | 0 | 0% | 0 | 0 | 0 | 0 | 0 | 0 | 0 | 0 | #N/A | #N/A | #N/A | #N/A | #N/A | #N/A | #N/A | 0 | 0 | 0 | #DIV/0!
Note on W3: Curtis, Kasey Calculates measure savings as a % of total program savings.
Note on X3: Curtis, Kasey: Uses % of measure savings as a proxy for % of program spending.

## Commercial Midstream {G}
Rtn to Summary |  | Order Number | Program Name | Discount Rate: | 6.8% | [9 empty] | Paste in incentives but use DBtC for Total
| Program: | 18230248 | Commercial Midstream HVAC and Water Heat {G}
| paste |  |  | paste | paste | paste | paste | paste | paste | paste | paste | paste | paste | Paste | paste | paste | paste | paste | Formula: G + H | Formula: (O/A10)*T | Formula: N - M | Formula: O/A10 | Formula: W*A8 | Formula: Q - P | Formula: X + DBtC | Formula: Q + X | Formula: Z/(1+GasDiscountRate)^1 | Formula: AA/(1+GasDiscountRate)^1 | Formula: -PV(ElecDiscount Rate,T,R)*J | Formula: -PV(ElecDiscount Rate, T, S)*J |  | AF*J*K |  | AH*J*L | AG + AI |  | AG +AI -AK | formula: Logic to lookup from AC tables and adjust by savings and quantity | Formula: Utility Savings (AM)*1.1+AD+AE | formula: AM/AB | formula: AN/AC
| Sch. No. | Order Number | Program Name | Measure Version | Measure Name | First Period Measure Life | Second period Measure Life | Gas End-Use Type | Number of units offered | Savings per Unit Period 1 | Savngs per Unit Period 2 | Incentives Per Unit | Incremental Measure Cost per Unit | Total First Year Savings | Total Incentive | Total Incremental Measure Cost | Unit First Year Non-Energy Benefits | Unit Annual Net Equipment O&M | Total Measure Life | Weighted Life | Agency or Customer Cost per Unit | Percent Unit overhead | Program Overhead Cost | Total Customer Cost | Total Utility Program Costs | Total Resource Cost | PV Total Utility Program Costs | PV Total Resource Costs | PV Total Non-Energy Benefits | PV Total Net Equipment O&M | Unit PV First period Savings for 1 therm | Total First Period Savings | Unit PV Savings for Second Period for 1 therm | Total Second period Savings | Unadjusted Total | Decrement | Final UC Total Savings | PV Total Savings UC | PV Total Savings TRC | UC B/C Ratio | TRC B/C Ratio
DBTC: | G262 | 18230248 | Commercial Midstream HVAC and Water Heat {G} | 12277-3 | CMID: Water Heater - Condensing - Storage | 13 | 0 | Comm Water Heat | 82 | 1190.0685 |  | 1231.1646 | 398.3463 | 97585.62 | 100955.5 | 32664.4 | 0.3207 | 0 | 13 | 3.4816 | -832.8183 | 26.78% | 89412.1739 | -68291.1 | 431108.6441 | 122076.5739 | 403659.7791 | 114303.9082 | 222.2978 | 0 | 8.9462 | 873018.9824 | 8.9462 | 0 | 873018.9824 | 0 | 873018.9824 | 873018.9824 | 960543.1784 | 2.1628 | 8.4034
1275855.84 | G262 | 18230248 | Commercial Midstream HVAC and Water Heat {G} | 12278-3 | CMID: Boiler - Domestic | 13 | 0 | Comm Water Heat | 1 | 1483.08 |  | 5005 | 10250.24 | 1483.08 | 5005 | 10250.24 | 0.2839 | 0 | 13 | 0.052913 | 5245.24 | 0.407% | 1358.8622 | 5245.24 | 6551.8732 | 11609.1022 | 6134.7127 | 10869.9458 | 2.3999 | 0 | 8.9462 | 13267.9076 | 8.9462 | 0 | 13267.9076 | 0 | 13267.9076 | 13267.9076 | 14597.0983 | 2.1628 | 1.3429
Program Costs: | G262 | 18230248 | Commercial Midstream HVAC and Water Heat {G} | 12279-3 | CMID: Water Heater - Tankless | 13 | 0 | Comm Water Heat | 30 | 911.6653 |  | 606.115 | 218.4227 | 27349.96 | 18183.45 | 6552.68 | 0.3306 | 0 | 13 | 0.97578 | -387.6923 | 7.506% | 25059.2186 | -11630.77 | 120825.2217 | 31611.8986 | 113132.2301 | 29599.156 | 83.8391 | 0 | 8.9462 | 244677.7942 | 8.9462 | 0 | 244677.7942 | 0 | 244677.7942 | 244677.7942 | 269229.4127 | 2.1628 | 9.0958
333854.91 | G262 | 18230248 | Commercial Midstream HVAC and Water Heat {G} | 12280-3 | CMID: Water Heater - Condensing - Storage - MF - HR | 13 | 0 | Comm Water Heat | 22 | 402.5532 |  | 1032.2273 | 463.9268 | 8856.17 | 22709 | 10206.39 | 0.3207 | 0 | 13 | 0.31597 | -568.3005 | 2.431% | 8114.4067 | -12502.61 | 39124.3243 | 18320.7967 | 36633.2624 | 17154.3041 | 59.6409 | 0 | 8.9462 | 79228.9327 | 8.9462 | 0 | 79228.9327 | 0 | 79228.9327 | 79228.9327 | 87211.4669 | 2.1628 | 5.0839
Total Savings (therm): | G262 | 18230248 | Commercial Midstream HVAC and Water Heat {G} | 12281-3 | CMID: Boiler - Domestic - MF - HR | 13 | 0 | Comm Water Heat | 3 | 793.6767 |  | 3755 | 3.4133 | 2381.03 | 11265 | 10.24 | 0.2839 | 0 | 13 | 0.08495 | -3751.5867 | 0.6535% | 2181.6029 | -11254.76 | 10518.7897 | 2191.8429 | 9849.054 | 2052.2873 | 7.1996 | 0 | 8.9462 | 21301.1342 | 8.9462 | 0 | 21301.1342 | 0 | 21301.1342 | 21301.1342 | 23438.4472 | 2.1628 | 11.4206
364373.63 | G262 | 18230248 | Commercial Midstream HVAC and Water Heat {G} | 12282-3 | CMID: Water Heater - Condensing - Tankless - MF - HR | 13 | 0 | Comm Water Heat | 3 | 918.7533 |  | 769.9 | 2.2867 | 2756.26 | 2309.7 | 6.86 | 0.3306 | 0 | 13 | 0.098337 | -767.6133 | 0.7564% | 2525.4049 | -2302.84 | 12176.4612 | 2532.2649 | 11401.1809 | 2371.0345 | 8.3839 | 0 | 8.9462 | 24658.0111 | 8.9462 | 0 | 24658.0111 | 0 | 24658.0111 | 24658.0111 | 27132.1961 | 2.1628 | 11.4432
Total Incentives: | G262 | 18230248 | Commercial Midstream HVAC and Water Heat {G} | 12283-3 | CMID: Water Heater - Condensing - Storage - MF - LR | 13 | 0 | Comm Water Heat | 24 | 340.7508 |  | 1204.2917 | 51.3329 | 8178.02 | 28903 | 1231.99 | 0.3207 | 0 | 13 | 0.29177 | -1152.9588 | 2.244% | 7493.0563 | -27671.01 | 36128.4287 | 8725.0463 | 33828.1168 | 8169.519 | 65.0628 | 0 | 8.9462 | 73162.0776 | 8.9462 | 0 | 73162.0776 | 0 | 73162.0776 | 73162.0776 | 80543.3481 | 2.1628 | 9.859
803743.65 | G262 | 18230248 | Commercial Midstream HVAC and Water Heat {G} | 12284-2 | CMID: Boiler - Domestic - MF - LR | 11 | 0 | Comm Water Heat | 1 | 2607.76 |  | 15005 | 766 | 2607.76 | 15005 | 766 | 0 | 0 | 11 | 0.078725 | -14239 | 0.7157% | 2389.3427 | -14239 | 11520.4256 | 3155.3427 | 10786.9154 | 2954.4407 | 0 | 0 | 7.7258 | 20146.9476 | 7.7258 | 0 | 20146.9476 | 0 | 20146.9476 | 20146.9476 | 22161.6423 | 1.8677 | 7.5011
Total Customer Costs: | G262 | 18230248 | Commercial Midstream HVAC and Water Heat {G} | 12284-3 | CMID: Boiler - Domestic - MF - LR | 13 | 0 | Comm Water Heat | 6 | 517.93 |  | 2499.5 | 3416.0633 | 3107.58 | 14997 | 20496.38 | 0.2839 | 0 | 13 | 0.11087 | 916.5633 | 0.8529% | 2847.2995 | 5499.38 | 13728.5043 | 23343.6795 | 12854.4047 | 21857.3778 | 14.3992 | 0 | 8.9462 | 27800.9847 | 8.9462 | 0 | 27800.9847 | 0 | 27800.9847 | 27800.9847 | 30595.4824 | 2.1628 | 1.3998
-713029.42 |  |  |  | 12285-3 | CMID: Water Heater - Condensing - Tankless - MF - LR | 13 | 0 | Comm Water Heat | 6 | 215.1033 |  | 599.35 | 115.42 | 1290.62 | 3596.1 | 692.52 | 0.3306 | 0 | 13 | 0.046046 | -483.93 | 0.3542% | 1182.522 | -2903.58 | 5701.6335 | 1875.042 | 5338.6081 | 1755.6573 | 16.7678 | 0 | 8.9462 | 11546.1249 | 8.9462 | 0 | 11546.1249 | 0 | 11546.1249 | 11546.1249 | 12717.5052 | 2.1628 | 7.2437
Weighted Avg Life |  |  |  | 12893-2 | Incentive - Sales - Distributor - EH or EWH - Comm | 0 | 0 |  | 206 | 0 |  | 0 | 0 | 0 | 0 | 0 | 0 | 0 | 0 | 0 | 0 | 0% | 0 | 0 | 0 | 0 | 0 | 0 | 0 | 0 | #N/A | #N/A | #N/A | #N/A | #N/A | #N/A | #N/A | 0 | 0 | 0 | #DIV/0!
12.9857 |  |  |  | 13291-1 | Incentive - Sales - Contractor - EH or EWH - Comm | 0 | 0 |  | 5 | 0 |  | 0 | 0 | 0 | 0 | 0 | 0 | 0 | 0 | 0 | 0 | 0% | 0 | 0 | 0 | 0 | 0 | 0 | 0 | 0 | #N/A | #N/A | #N/A | #N/A | #N/A | #N/A | #N/A | 0 | 0 | 0 | #DIV/0!
Total Utility Cost |  |  |  | 13738-1 | Water Heater - Boiler - Domestic - GH - Comm | 13 | 0 | Comm Water Heat | 19 | 2242.7226 |  | 4157.7632 | 6.9105 | 42611.73 | 78997.5 | 131.3 | 0.2839 | 0 | 13 | 1.5203 | -4150.8526 | 11.69% | 39042.7136 | -78866.2 | 188247.8703 | 39174.0136 | 176262.0509 | 36679.788 | 45.5975 | 0 | 8.9462 | 381212.4078 | 8.9462 | 0 | 381212.4078 | 0 | 381212.4078 | 381212.4078 | 419379.2461 | 2.1628 | 11.4335
1609710.75 |  |  |  | 13739-1 | Water Heater - Boiler - Domestic - GH - MFHR | 13 | 0 | Comm Water Heat | 9 | 789.5044 |  | 5835.3889 | 7.2944 | 7105.54 | 52518.5 | 65.65 | 0.2839 | 0 | 13 | 0.25351 | -5828.0944 | 1.95% | 6510.4037 | -52452.85 | 31390.4827 | 6576.0537 | 29391.8377 | 6157.3536 | 21.5988 | 0 | 8.9462 | 63567.4734 | 8.9462 | 0 | 63567.4734 | 0 | 63567.4734 | 63567.4734 | 69945.8195 | 2.1628 | 11.3597
Total Resource Cost |  |  |  | 13740-1 | Water Heater - Boiler - Domestic - GH - MFLR | 13 | 0 | Comm Water Heat | 12 | 143.74 |  | 2499.5 | 7.6592 | 1724.88 | 29994 | 91.91 | 0.2839 | 0 | 13 | 0.06154 | -2491.8408 | 0.4734% | 1580.4098 | -29902.09 | 7620.0846 | 1672.3198 | 7134.9107 | 1565.8425 | 28.7984 | 0 | 8.9462 | 15431.0951 | 8.9462 | 0 | 15431.0951 | 0 | 15431.0951 | 15431.0951 | 17003.003 | 2.1628 | 10.8587
424569.14 |  |  |  | 13741-1 | Water Heater - Condensing - Storage - GH - Comm | 13 | 0 | Comm Water Heat | 213 | 377.2167 |  | 1049.4648 | 23.6331 | 80347.16 | 223536 | 5033.84 | 0.3207 | 0 | 13 | 2.8666 | -1025.8317 | 22.05% | 73617.5499 | -218502.16 | 354953.4778 | 78651.3899 | 332353.4436 | 73643.6235 | 577.432 | 0 | 8.9462 | 718800.535 | 8.9462 | 0 | 718800.535 | 0 | 718800.535 | 718800.535 | 791258.0205 | 2.1628 | 10.7444
UC B/C Ratio |  |  |  | 13742-1 | Water Heater - Condensing - Storage - GH - MFHR | 13 | 0 | Comm Water Heat | 59 | 644.5256 |  | 1166.8559 | 2.9615 | 38027.01 | 68844.5 | 174.73 | 0.3207 | 0 | 13 | 1.3567 | -1163.8944 | 10.44% | 34841.9945 | -68669.77 | 167993.7343 | 35016.7245 | 157297.504 | 32787.1952 | 159.946 | 0 | 8.9462 | 340196.6558 | 8.9462 | 0 | 340196.6558 | 0 | 340196.6558 | 340196.6558 | 374376.2673 | 2.1628 | 11.4184
2.1606 |  |  |  | 13743-1 | Water Heater - Condensing - Storage - GH - MFLR | 13 | 0 | Comm Water Heat | 65 | 227.9583 |  | 1091.6231 | 19.0877 | 14817.29 | 70955.5 | 1240.7 | 0.3207 | 0 | 13 | 0.52865 | -1072.5354 | 4.067% | 13576.2432 | -69714.8 | 65459.0482 | 14816.9432 | 61291.2436 | 13873.5423 | 176.2116 | 0 | 8.9462 | 132558.2134 | 8.9462 | 0 | 132558.2134 | 0 | 132558.2134 | 132558.2134 | 145990.2464 | 2.1628 | 10.5229
TRC B/C Ratio |  |  |  | 13744-1 | Water Heater - Condensing - Tankless - GH - MFHR | 13 | 0 | Comm Water Heat | 3 | 485.3467 |  | 597.9 | 5.3 | 1456.04 | 1793.7 | 15.9 | 0.3306 | 0 | 13 | 0.051948 | -592.6 | 0.3996% | 1334.0869 | -1777.8 | 6432.4173 | 1349.9869 | 6022.8626 | 1264.0327 | 8.3839 | 0 | 8.9462 | 13026.0028 | 8.9462 | 0 | 13026.0028 | 0 | 13026.0028 | 13026.0028 | 14336.987 | 2.1628 | 11.3423
9.0155 |  |  |  | 13745-1 | Water Heater - Condensing - Tankless - GH - MFLR | 13 | 0 | Comm Water Heat | 1 | 185.61 |  | 599.7 | 5.3 | 185.61 | 599.7 | 5.3 | 0.3306 | 0 | 13 | 0.0066221 | -594.4 | 0.05094% | 170.0639 | -594.4 | 819.9781 | 175.3639 | 767.7698 | 164.1984 | 2.7946 | 0 | 8.9462 | 1660.5013 | 8.9462 | 0 | 1660.5013 | 0 | 1660.5013 | 1660.5013 | 1829.3461 | 2.1628 | 11.1411
|  |  |  | 13748-1 | Water Heater - Tankless - GH - Comm | 13 | 0 | Comm Water Heat | 88 | 255.7076 |  | 608.8125 | 12.2409 | 22502.27 | 53575.5 | 1077.2 | 0.3306 | 0 | 13 | 0.80283 | -596.5716 | 6.176% | 20617.5549 | -52498.3 | 99409.3506 | 21694.7549 | 93079.9163 | 20313.4409 | 245.9279 | 0 | 8.9462 | 201309.464 | 8.9462 | 0 | 201309.464 | 0 | 201309.464 | 201309.464 | 221686.3383 | 2.1628 | 10.9133
[19 empty] | 0 | 0 | 0 | 0% | 0 | 0 | 0 | 0 | 0 | 0 | 0 | 0 | #N/A | #N/A | #N/A | #N/A | #N/A | #N/A | #N/A | 0 | 0 | 0 | #DIV/0!
[19 empty] | 0 | 0 | 0 | 0% | 0 | 0 | 0 | 0 | 0 | 0 | 0 | 0 | #N/A | #N/A | #N/A | #N/A | #N/A | #N/A | #N/A | 0 | 0 | 0 | #DIV/0!
[19 empty] | 0 | 0 | 0 | 0% | 0 | 0 | 0 | 0 | 0 | 0 | 0 | 0 | #N/A | #N/A | #N/A | #N/A | #N/A | #N/A | #N/A | 0 | 0 | 0 | #DIV/0!
[19 empty] | 0 | 0 | 0 | 0% | 0 | 0 | 0 | 0 | 0 | 0 | 0 | 0 | #N/A | #N/A | #N/A | #N/A | #N/A | #N/A | #N/A | 0 | 0 | 0 | #DIV/0!
[19 empty] | 0 | 0 | 0 | 0% | 0 | 0 | 0 | 0 | 0 | 0 | 0 | 0 | #N/A | #N/A | #N/A | #N/A | #N/A | #N/A | #N/A | 0 | 0 | 0 | #DIV/0!
[19 empty] | 0 | 0 | 0 | 0% | 0 | 0 | 0 | 0 | 0 | 0 | 0 | 0 | #N/A | #N/A | #N/A | #N/A | #N/A | #N/A | #N/A | 0 | 0 | 0 | #DIV/0!
[19 empty] | 0 | 0 | 0 | 0% | 0 | 0 | 0 | 0 | 0 | 0 | 0 | 0 | #N/A | #N/A | #N/A | #N/A | #N/A | #N/A | #N/A | 0 | 0 | 0 | #DIV/0!
[19 empty] | 0 | 0 | 0 | 0% | 0 | 0 | 0 | 0 | 0 | 0 | 0 | 0 | #N/A | #N/A | #N/A | #N/A | #N/A | #N/A | #N/A | 0 | 0 | 0 | #DIV/0!
[19 empty] | 0 | 0 | 0 | 0% | 0 | 0 | 0 | 0 | 0 | 0 | 0 | 0 | #N/A | #N/A | #N/A | #N/A | #N/A | #N/A | #N/A | 0 | 0 | 0 | #DIV/0!
[19 empty] | 0 | 0 | 0 | 0% | 0 | 0 | 0 | 0 | 0 | 0 | 0 | 0 | #N/A | #N/A | #N/A | #N/A | #N/A | #N/A | #N/A | 0 | 0 | 0 | #DIV/0!
[19 empty] | 0 | 0 | 0 | 0% | 0 | 0 | 0 | 0 | 0 | 0 | 0 | 0 | #N/A | #N/A | #N/A | #N/A | #N/A | #N/A | #N/A | 0 | 0 | 0 | #DIV/0!
[19 empty] | 0 | 0 | 0 | 0% | 0 | 0 | 0 | 0 | 0 | 0 | 0 | 0 | #N/A | #N/A | #N/A | #N/A | #N/A | #N/A | #N/A | 0 | 0 | 0 | #DIV/0!
[19 empty] | 0 | 0 | 0 | 0% | 0 | 0 | 0 | 0 | 0 | 0 | 0 | 0 | #N/A | #N/A | #N/A | #N/A | #N/A | #N/A | #N/A | 0 | 0 | 0 | #DIV/0!
[19 empty] | 0 | 0 | 0 | 0% | 0 | 0 | 0 | 0 | 0 | 0 | 0 | 0 | #N/A | #N/A | #N/A | #N/A | #N/A | #N/A | #N/A | 0 | 0 | 0 | #DIV/0!
[19 empty] | 0 | 0 | 0 | 0% | 0 | 0 | 0 | 0 | 0 | 0 | 0 | 0 | #N/A | #N/A | #N/A | #N/A | #N/A | #N/A | #N/A | 0 | 0 | 0 | #DIV/0!
[19 empty] | 0 | 0 | 0 | 0% | 0 | 0 | 0 | 0 | 0 | 0 | 0 | 0 | #N/A | #N/A | #N/A | #N/A | #N/A | #N/A | #N/A | 0 | 0 | 0 | #DIV/0!
[19 empty] | 0 | 0 | 0 | 0% | 0 | 0 | 0 | 0 | 0 | 0 | 0 | 0 | #N/A | #N/A | #N/A | #N/A | #N/A | #N/A | #N/A | 0 | 0 | 0 | #DIV/0!
[19 empty] | 0 | 0 | 0 | 0% | 0 | 0 | 0 | 0 | 0 | 0 | 0 | 0 | #N/A | #N/A | #N/A | #N/A | #N/A | #N/A | #N/A | 0 | 0 | 0 | #DIV/0!
[19 empty] | 0 | 0 | 0 | 0% | 0 | 0 | 0 | 0 | 0 | 0 | 0 | 0 | #N/A | #N/A | #N/A | #N/A | #N/A | #N/A | #N/A | 0 | 0 | 0 | #DIV/0!
[19 empty] | 0 | 0 | 0 | 0% | 0 | 0 | 0 | 0 | 0 | 0 | 0 | 0 | #N/A | #N/A | #N/A | #N/A | #N/A | #N/A | #N/A | 0 | 0 | 0 | #DIV/0!
[19 empty] | 0 | 0 | 0 | 0% | 0 | 0 | 0 | 0 | 0 | 0 | 0 | 0 | #N/A | #N/A | #N/A | #N/A | #N/A | #N/A | #N/A | 0 | 0 | 0 | #DIV/0!
[19 empty] | 0 | 0 | 0 | 0% | 0 | 0 | 0 | 0 | 0 | 0 | 0 | 0 | #N/A | #N/A | #N/A | #N/A | #N/A | #N/A | #N/A | 0 | 0 | 0 | #DIV/0!
[19 empty] | 0 | 0 | 0 | 0% | 0 | 0 | 0 | 0 | 0 | 0 | 0 | 0 | #N/A | #N/A | #N/A | #N/A | #N/A | #N/A | #N/A | 0 | 0 | 0 | #DIV/0!
[19 empty] | 0 | 0 | 0 | 0% | 0 | 0 | 0 | 0 | 0 | 0 | 0 | 0 | #N/A | #N/A | #N/A | #N/A | #N/A | #N/A | #N/A | 0 | 0 | 0 | #DIV/0!
[19 empty] | 0 | 0 | 0 | 0% | 0 | 0 | 0 | 0 | 0 | 0 | 0 | 0 | #N/A | #N/A | #N/A | #N/A | #N/A | #N/A | #N/A | 0 | 0 | 0 | #DIV/0!
Note on W3: Curtis, Kasey Calculates measure savings as a % of total program savings.
Note on X3: Curtis, Kasey: Uses % of measure savings as a proxy for % of program spending.

## SBDI {G}
Rtn to Summary |  | Order Number | Program Name | Discount Rate: | 6.8% | [9 empty] | Paste in incentives but use DBtC for Total
| Program: | 18230273 | Small Business Direct Install {G}
| paste |  |  | paste | paste | paste | paste | paste | paste | paste | paste | paste | paste | Paste | paste | paste | paste | paste | Formula: G + H | Formula: (O/A10)*T | Formula: N - M | Formula: O/A10 | Formula: W*A8 | Formula: Q - P | Formula: X + DBtC | Formula: Q + X | Formula: Z/(1+GasDiscountRate)^1 | Formula: AA/(1+GasDiscountRate)^1 | Formula: -PV(ElecDiscount Rate,T,R)*J | Formula: -PV(ElecDiscount Rate, T, S)*J |  | AF*J*K |  | AH*J*L | AG + AI |  | AG +AI -AK | formula: Logic to lookup from AC tables and adjust by savings and quantity | Formula: Utility Savings (AM)*1.1+AD+AE | formula: AM/AB | formula: AN/AC
| Sch. No. | Order Number | Program Name | Measure Version | Measure Name | First Period Measure Life | Second period Measure Life | Gas End-Use Type | Number of units offered | Savings per Unit Period 1 | Savngs per Unit Period 2 | Incentives Per Unit | Incremental Measure Cost per Unit | Total First Year Savings | Total Incentive | Total Incremental Measure Cost | Unit First Year Non-Energy Benefits | Unit Annual Net Equipment O&M | Total Measure Life | Weighted Life | Agency or Customer Cost per Unit | Percent Unit overhead | Program Overhead Cost | Total Customer Cost | Total Utility Program Costs | Total Resource Cost | PV Total Utility Program Costs | PV Total Resource Costs | PV Total Non-Energy Benefits | PV Total Net Equipment O&M | Unit PV First period Savings for 1 therm | Total First Period Savings | Unit PV Savings for Second Period for 1 therm | Total Second period Savings | Unadjusted Total | Decrement | Final UC Total Savings | PV Total Savings UC | PV Total Savings TRC | UC B/C Ratio | TRC B/C Ratio
DBTC: | G262 | 18230273 | Small Business Direct Install {G} | 11223-5 | SBDI: Sprayhead - GWH - 0.65 gpm - from 1.6 | 4 | 0 | Comm Water Heat | 1 | 38 |  | 76.3 | 76.3 | 38 | 76.3 | 76.3 | 155.78 | 0 | 4 | 0.26513 | 0 | 6.628% | 81.414 | 0 | 1055.9678 | 157.714 | 988.7339 | 147.6723 | 530.0509 | 0 | 3.0488 | 115.8553 | 3.0488 | 0 | 115.8553 | 0 | 115.8553 | 115.8553 | 657.4917 | 0.11718 | 4.4524
14702.94 | G262 | 18230273 | Small Business Direct Install {G} | 11225-5 | SBDI: Sprayhead - GWH - 0.65 gpm - from 2.2 | 4 | 0 | Comm Water Heat | 8 | 59 |  | 76.3 | 76.3 | 472 | 610.4 | 610.4 | 243.8 | 0 | 4 | 3.2932 | 0 | 82.33% | 1011.2474 | 0 | 13116.2321 | 1621.6474 | 12281.1162 | 1518.3965 | 6636.3549 | 0 | 3.0488 | 1439.0443 | 3.0488 | 0 | 1439.0443 | 0 | 1439.0443 | 1439.0443 | 8219.3036 | 0.11718 | 5.4131
Program Costs: | G262 | 18230273 | Small Business Direct Install {G} | 11229-5 | SBDI: Sprayhead - GWH - 0.65 gpm - not PI | 4 | 0 | Comm Water Heat | 1 | 54 |  | 76.3 | 76.3 | 54 | 76.3 | 76.3 | 221.72 | 0 | 4 | 0.37677 | 0 | 9.419% | 115.6936 | 0 | 1500.5859 | 191.9936 | 1405.043 | 179.7693 | 754.4158 | 0 | 3.0488 | 164.6364 | 3.0488 | 0 | 164.6364 | 0 | 164.6364 | 164.6364 | 935.5159 | 0.11718 | 5.204
1228.28 | G262 | 18230273 | Small Business Direct Install {G} | 11320-4 | SBDI: Aerator - GWH - Restaurant | 10 | 0 | Comm Water Heat | 1 | 9.3 |  | 13.09 | 13.09 | 9.3 | 13.09 | 13.09 | 248.06 | 0 | 10 | 0.16222 | 0 | 1.622% | 19.925 | 0 | 258.4342 | 33.015 | 241.9796 | 30.9129 | 1758.4916 | 0 | 7.1008 | 66.0375 | 7.1008 | 0 | 66.0375 | 0 | 66.0375 | 66.0375 | 1831.1329 | 0.27291 | 59.2352
Total Savings (therm): | G262 | 18230273 | Small Business Direct Install {G} | 12959-1 | Energy Audit - EH - SMB | 1 | 0 | Comm Lighting | 2114 | 0 |  | 0 | 0 | 0 | 0 | 0 | 0 | 0 | 1 | 0 | 0 | 0% | 0 | 0 | 0 | 0 | 0 | 0 | 0 | 0 | #N/A | #N/A | #N/A | #N/A | #N/A | #N/A | #N/A | 0 | 0 | 0 | #DIV/0!
573.3 | G262 | 18230273 | Small Business Direct Install {G} | 12960-1 | Energy Audit - GH - SMB | 1 | 0 | Comm Space Heat | 75 | 0 |  | 240 | 240 | 0 | 1800 | 18000 | 0 | 0 | 1 | 0 | 0 | 0% | 0 | 16200 | 0 | 18000 | 0 | 16853.9326 | 0 | 0 | 0.96141 | 0 | 0.96141 | 0 | 0 | 0 | 0 | 0 | 0 | 0 | 0
Total Incentives: | [18 empty] | 0 | 0 | 0 | 0% | 0 | 0 | 0 | 0 | 0 | 0 | 0 | 0 | #N/A | #N/A | #N/A | #N/A | #N/A | #N/A | #N/A | 0 | 0 | 0 | #DIV/0!
2576.09 | [18 empty] | 0 | 0 | 0 | 0% | 0 | 0 | 0 | 0 | 0 | 0 | 0 | 0 | #N/A | #N/A | #N/A | #N/A | #N/A | #N/A | #N/A | 0 | 0 | 0 | #DIV/0!
Total Customer Costs: | [18 empty] | 0 | 0 | 0 | 0% | 0 | 0 | 0 | 0 | 0 | 0 | 0 | 0 | #N/A | #N/A | #N/A | #N/A | #N/A | #N/A | #N/A | 0 | 0 | 0 | #DIV/0!
16200 | [18 empty] | 0 | 0 | 0 | 0% | 0 | 0 | 0 | 0 | 0 | 0 | 0 | 0 | #N/A | #N/A | #N/A | #N/A | #N/A | #N/A | #N/A | 0 | 0 | 0 | #DIV/0!
Weighted Avg Life | [18 empty] | 0 | 0 | 0 | 0% | 0 | 0 | 0 | 0 | 0 | 0 | 0 | 0 | #N/A | #N/A | #N/A | #N/A | #N/A | #N/A | #N/A | 0 | 0 | 0 | #DIV/0!
4.0973 | [18 empty] | 0 | 0 | 0 | 0% | 0 | 0 | 0 | 0 | 0 | 0 | 0 | 0 | #N/A | #N/A | #N/A | #N/A | #N/A | #N/A | #N/A | 0 | 0 | 0 | #DIV/0!
Total Utility Cost | [18 empty] | 0 | 0 | 0 | 0% | 0 | 0 | 0 | 0 | 0 | 0 | 0 | 0 | #N/A | #N/A | #N/A | #N/A | #N/A | #N/A | #N/A | 0 | 0 | 0 | #DIV/0!
15931.22 | [18 empty] | 0 | 0 | 0 | 0% | 0 | 0 | 0 | 0 | 0 | 0 | 0 | 0 | #N/A | #N/A | #N/A | #N/A | #N/A | #N/A | #N/A | 0 | 0 | 0 | #DIV/0!
Total Resource Cost | [18 empty] | 0 | 0 | 0 | 0% | 0 | 0 | 0 | 0 | 0 | 0 | 0 | 0 | #N/A | #N/A | #N/A | #N/A | #N/A | #N/A | #N/A | 0 | 0 | 0 | #DIV/0!
20004.37 | [18 empty] | 0 | 0 | 0 | 0% | 0 | 0 | 0 | 0 | 0 | 0 | 0 | 0 | #N/A | #N/A | #N/A | #N/A | #N/A | #N/A | #N/A | 0 | 0 | 0 | #DIV/0!
UC B/C Ratio | [18 empty] | 0 | 0 | 0 | 0% | 0 | 0 | 0 | 0 | 0 | 0 | 0 | 0 | #N/A | #N/A | #N/A | #N/A | #N/A | #N/A | #N/A | 0 | 0 | 0 | #DIV/0!
0.1197 | [18 empty] | 0 | 0 | 0 | 0% | 0 | 0 | 0 | 0 | 0 | 0 | 0 | 0 | #N/A | #N/A | #N/A | #N/A | #N/A | #N/A | #N/A | 0 | 0 | 0 | #DIV/0!
TRC B/C Ratio | [18 empty] | 0 | 0 | 0 | 0% | 0 | 0 | 0 | 0 | 0 | 0 | 0 | 0 | #N/A | #N/A | #N/A | #N/A | #N/A | #N/A | #N/A | 0 | 0 | 0 | #DIV/0!
0.62162 | [18 empty] | 0 | 0 | 0 | 0% | 0 | 0 | 0 | 0 | 0 | 0 | 0 | 0 | #N/A | #N/A | #N/A | #N/A | #N/A | #N/A | #N/A | 0 | 0 | 0 | #DIV/0!
Note on W3: Curtis, Kasey Calculates measure savings as a % of total program savings.
Note on X3: Curtis, Kasey: Uses % of measure savings as a proxy for % of program spending.

## Demand Response {G}
Rtn to Summary |  | Order Number | Program Name | Discount Rate: | 6.8% | [9 empty] | Paste in incentives but use DBtC for Total
| Program: |  | Demand Response {G}
| paste |  |  | paste | paste | paste | paste | paste | paste | paste | paste | paste | paste | Paste | paste | paste | paste | paste | Formula: G + H | Formula: (O/A10)*T | Formula: N - M | Formula: O/A10 | Formula: W*A8 | Formula: Q - P | Formula: X + DBtC | Formula: Q + X | Formula: Z/(1+GasDiscountRate)^1 | Formula: AA/(1+GasDiscountRate)^1 | Formula: -PV(ElecDiscount Rate,T,R)*J | Formula: -PV(ElecDiscount Rate, T, S)*J |  | AF*J*K |  | AH*J*L | AG + AI |  | AG +AI -AK | formula: Logic to lookup from AC tables and adjust by savings and quantity | Formula: Utility Savings (AM)*1.1+AD+AE | formula: AM/AB | formula: AN/AC
| Sch. No. | Order Number | Program Name | Measure Version | Measure Name | First Period Measure Life | Second period Measure Life | Gas End-Use Type | Number of units offered | Savings per Unit Period 1 | Savngs per Unit Period 2 | Incentives Per Unit | Incremental Measure Cost per Unit | Total First Year Savings | Total Incentive | Total Incremental Measure Cost | Unit First Year Non-Energy Benefits | Unit Annual Net Equipment O&M | Total Measure Life | Weighted Life | Agency or Customer Cost per Unit | Percent Unit overhead | Program Overhead Cost | Total Customer Cost | Total Utility Program Costs | Total Resource Cost | PV Total Utility Program Costs | PV Total Resource Costs | PV Total Non-Energy Benefits | PV Total Net Equipment O&M | Unit PV First period Savings for 1 therm | Total First Period Savings | Unit PV Savings for Second Period for 1 therm | Total Second period Savings | Unadjusted Total | Decrement | Final UC Total Savings | PV Total Savings UC | PV Total Savings TRC | UC B/C Ratio | TRC B/C Ratio
DBTC: | G262 |  | Demand Response {G} | 13508-1 | Incentive - Demand Response - GH - Res | 0 | 0 |  | 113 | 0 |  | 75 | 0 | 0 | 8475 | 0 | 0 | 0 | 0 | #DIV/0! | -75 | #DIV/0! | #DIV/0! | -8475 | #DIV/0! | #DIV/0! | #DIV/0! | #DIV/0! | 0 | 0 | #N/A | #N/A | #N/A | #N/A | #N/A | #N/A | #N/A | 0 | 0 | 0 | #DIV/0!
0 | G262 | [17 empty] | 0 | #DIV/0! | 0 | #DIV/0! | #DIV/0! | 0 | #DIV/0! | #DIV/0! | #DIV/0! | #DIV/0! | 0 | 0 | #N/A | #N/A | #N/A | #N/A | #N/A | #N/A | #N/A | 0 | 0 | 0 | #DIV/0!
Program Costs: | G262 | [17 empty] | 0 | #DIV/0! | 0 | #DIV/0! | #DIV/0! | 0 | #DIV/0! | #DIV/0! | #DIV/0! | #DIV/0! | 0 | 0 | #N/A | #N/A | #N/A | #N/A | #N/A | #N/A | #N/A | 0 | 0 | 0 | #DIV/0!
0 | G262 | [17 empty] | 0 | #DIV/0! | 0 | #DIV/0! | #DIV/0! | 0 | #DIV/0! | #DIV/0! | #DIV/0! | #DIV/0! | 0 | 0 | #N/A | #N/A | #N/A | #N/A | #N/A | #N/A | #N/A | 0 | 0 | 0 | #DIV/0!
Total Savings (therm): | G262 | [17 empty] | 0 | #DIV/0! | 0 | #DIV/0! | #DIV/0! | 0 | #DIV/0! | #DIV/0! | #DIV/0! | #DIV/0! | 0 | 0 | #N/A | #N/A | #N/A | #N/A | #N/A | #N/A | #N/A | 0 | 0 | 0 | #DIV/0!
0 | G262 | [17 empty] | 0 | #DIV/0! | 0 | #DIV/0! | #DIV/0! | 0 | #DIV/0! | #DIV/0! | #DIV/0! | #DIV/0! | 0 | 0 | #N/A | #N/A | #N/A | #N/A | #N/A | #N/A | #N/A | 0 | 0 | 0 | #DIV/0!
Total Incentives: | [18 empty] | 0 | #DIV/0! | 0 | #DIV/0! | #DIV/0! | 0 | #DIV/0! | #DIV/0! | #DIV/0! | #DIV/0! | 0 | 0 | #N/A | #N/A | #N/A | #N/A | #N/A | #N/A | #N/A | 0 | 0 | 0 | #DIV/0!
8475 | [18 empty] | 0 | #DIV/0! | 0 | #DIV/0! | #DIV/0! | 0 | #DIV/0! | #DIV/0! | #DIV/0! | #DIV/0! | 0 | 0 | #N/A | #N/A | #N/A | #N/A | #N/A | #N/A | #N/A | 0 | 0 | 0 | #DIV/0!
Total Customer Costs: | [18 empty] | 0 | #DIV/0! | 0 | #DIV/0! | #DIV/0! | 0 | #DIV/0! | #DIV/0! | #DIV/0! | #DIV/0! | 0 | 0 | #N/A | #N/A | #N/A | #N/A | #N/A | #N/A | #N/A | 0 | 0 | 0 | #DIV/0!
-8475 | [18 empty] | 0 | #DIV/0! | 0 | #DIV/0! | #DIV/0! | 0 | #DIV/0! | #DIV/0! | #DIV/0! | #DIV/0! | 0 | 0 | #N/A | #N/A | #N/A | #N/A | #N/A | #N/A | #N/A | 0 | 0 | 0 | #DIV/0!
Weighted Avg Life | [18 empty] | 0 | #DIV/0! | 0 | #DIV/0! | #DIV/0! | 0 | #DIV/0! | #DIV/0! | #DIV/0! | #DIV/0! | 0 | 0 | #N/A | #N/A | #N/A | #N/A | #N/A | #N/A | #N/A | 0 | 0 | 0 | #DIV/0!
#DIV/0! | [18 empty] | 0 | #DIV/0! | 0 | #DIV/0! | #DIV/0! | 0 | #DIV/0! | #DIV/0! | #DIV/0! | #DIV/0! | 0 | 0 | #N/A | #N/A | #N/A | #N/A | #N/A | #N/A | #N/A | 0 | 0 | 0 | #DIV/0!
Total Utility Cost | [18 empty] | 0 | #DIV/0! | 0 | #DIV/0! | #DIV/0! | 0 | #DIV/0! | #DIV/0! | #DIV/0! | #DIV/0! | 0 | 0 | #N/A | #N/A | #N/A | #N/A | #N/A | #N/A | #N/A | 0 | 0 | 0 | #DIV/0!
0 | [18 empty] | 0 | #DIV/0! | 0 | #DIV/0! | #DIV/0! | 0 | #DIV/0! | #DIV/0! | #DIV/0! | #DIV/0! | 0 | 0 | #N/A | #N/A | #N/A | #N/A | #N/A | #N/A | #N/A | 0 | 0 | 0 | #DIV/0!
Total Resource Cost | [18 empty] | 0 | #DIV/0! | 0 | #DIV/0! | #DIV/0! | 0 | #DIV/0! | #DIV/0! | #DIV/0! | #DIV/0! | 0 | 0 | #N/A | #N/A | #N/A | #N/A | #N/A | #N/A | #N/A | 0 | 0 | 0 | #DIV/0!
0 | [18 empty] | 0 | #DIV/0! | 0 | #DIV/0! | #DIV/0! | 0 | #DIV/0! | #DIV/0! | #DIV/0! | #DIV/0! | 0 | 0 | #N/A | #N/A | #N/A | #N/A | #N/A | #N/A | #N/A | 0 | 0 | 0 | #DIV/0!
UC B/C Ratio | [18 empty] | 0 | #DIV/0! | 0 | #DIV/0! | #DIV/0! | 0 | #DIV/0! | #DIV/0! | #DIV/0! | #DIV/0! | 0 | 0 | #N/A | #N/A | #N/A | #N/A | #N/A | #N/A | #N/A | 0 | 0 | 0 | #DIV/0!
#DIV/0! | [18 empty] | 0 | #DIV/0! | 0 | #DIV/0! | #DIV/0! | 0 | #DIV/0! | #DIV/0! | #DIV/0! | #DIV/0! | 0 | 0 | #N/A | #N/A | #N/A | #N/A | #N/A | #N/A | #N/A | 0 | 0 | 0 | #DIV/0!
TRC B/C Ratio | [18 empty] | 0 | #DIV/0! | 0 | #DIV/0! | #DIV/0! | 0 | #DIV/0! | #DIV/0! | #DIV/0! | #DIV/0! | 0 | 0 | #N/A | #N/A | #N/A | #N/A | #N/A | #N/A | #N/A | 0 | 0 | 0 | #DIV/0!
#DIV/0! | [18 empty] | 0 | #DIV/0! | 0 | #DIV/0! | #DIV/0! | 0 | #DIV/0! | #DIV/0! | #DIV/0! | #DIV/0! | 0 | 0 | #N/A | #N/A | #N/A | #N/A | #N/A | #N/A | #N/A | 0 | 0 | 0 | #DIV/0!
Note on W3: Curtis, Kasey Calculates measure savings as a % of total program savings.
Note on X3: Curtis, Kasey: Uses % of measure savings as a proxy for % of program spending.

## G245 NEEA GAS
Rtn to Summary |  | Order Number | Program Name | Discount Rate: | 6.8% | [9 empty] | Paste in incentives but use DBtC for Total
| Program: | 18230660 | NEEA Gas Market Transformation {G}
| paste |  |  | paste | paste | paste | paste | paste | paste | paste | paste | paste | paste | Paste | paste | paste | paste | paste | Formula: G + H | Formula: (O/A10)*T | Formula: N - M | Formula: O/A10 | Formula: W*A8 | Formula: Q - P | Formula: X + DBtC | Formula: Q + X | Formula: Z/(1+GasDiscountRate)^1 | Formula: AA/(1+GasDiscountRate)^1 | Formula: -PV(ElecDiscount Rate,T,R)*J | Formula: -PV(ElecDiscount Rate, T, S)*J |  | AF*J*K |  | AH*J*L | AG + AI |  | AG +AI -AK | formula: Logic to lookup from AC tables and adjust by savings and quantity | Formula: Utility Savings (AM)*1.1+AD+AE | formula: AM/AB | formula: AN/AC
| Sch. No. | Order Number | Program Name | Measure Version | Measure Name | First Period Measure Life | Second period Measure Life | Gas End-Use Type | Number of units offered | Savings per Unit Period 1 | Savngs per Unit Period 2 | Incentives Per Unit | Incremental Measure Cost per Unit | Total First Year Savings | Total Incentive | Total Incremental Measure Cost | Unit First Year Non-Energy Benefits | Unit Annual Net Equipment O&M | Total Measure Life | Weighted Life | Agency or Customer Cost per Unit | Percent Unit overhead | Program Overhead Cost | Total Customer Cost | Total Utility Program Costs | Total Resource Cost | PV Total Utility Program Costs | PV Total Resource Costs | PV Total Non-Energy Benefits | PV Total Net Equipment O&M | Unit PV First period Savings for 1 therm | Total First Period Savings | Unit PV Savings for Second Period for 1 therm | Total Second period Savings | Unadjusted Total | Decrement | Final UC Total Savings | PV Total Savings UC | PV Total Savings TRC | UC B/C Ratio | TRC B/C Ratio
DBTC: |  | 18230660 | NEEA Gas Market Transformation {G} | [15 empty] | 0 | #DIV/0! | 0 | #DIV/0! | #DIV/0! | 0 | #DIV/0! | #DIV/0! | #DIV/0! | #DIV/0! | 0 | 0 | #N/A | #N/A | #N/A | #N/A | #N/A | #N/A | #N/A | 0 | 0 | 0 | #DIV/0!
1590238 | [18 empty] | 0 | #DIV/0! | 0 | #DIV/0! | #DIV/0! | 0 | #DIV/0! | #DIV/0! | #DIV/0! | #DIV/0! | 0 | 0 | #N/A | #N/A | #N/A | #N/A | #N/A | #N/A | #N/A | 0 | 0 | 0 | #DIV/0!
Program Costs: | [18 empty] | 0 | #DIV/0! | 0 | #DIV/0! | #DIV/0! | 0 | #DIV/0! | #DIV/0! | #DIV/0! | #DIV/0! | 0 | 0 | #N/A | #N/A | #N/A | #N/A | #N/A | #N/A | #N/A | 0 | 0 | 0 | #DIV/0!
0 | [18 empty] | 0 | #DIV/0! | 0 | #DIV/0! | #DIV/0! | 0 | #DIV/0! | #DIV/0! | #DIV/0! | #DIV/0! | 0 | 0 | #N/A | #N/A | #N/A | #N/A | #N/A | #N/A | #N/A | 0 | 0 | 0 | #DIV/0!
Total Savings (therm): | [18 empty] | 0 | #DIV/0! | 0 | #DIV/0! | #DIV/0! | 0 | #DIV/0! | #DIV/0! | #DIV/0! | #DIV/0! | 0 | 0 | #N/A | #N/A | #N/A | #N/A | #N/A | #N/A | #N/A | 0 | 0 | 0 | #DIV/0!
0 | [18 empty] | 0 | #DIV/0! | 0 | #DIV/0! | #DIV/0! | 0 | #DIV/0! | #DIV/0! | #DIV/0! | #DIV/0! | 0 | 0 | #N/A | #N/A | #N/A | #N/A | #N/A | #N/A | #N/A | 0 | 0 | 0 | #DIV/0!
Total Incentives: | [18 empty] | 0 | #DIV/0! | 0 | #DIV/0! | #DIV/0! | 0 | #DIV/0! | #DIV/0! | #DIV/0! | #DIV/0! | 0 | 0 | #N/A | #N/A | #N/A | #N/A | #N/A | #N/A | #N/A | 0 | 0 | 0 | #DIV/0!
0 | [18 empty] | 0 | #DIV/0! | 0 | #DIV/0! | #DIV/0! | 0 | #DIV/0! | #DIV/0! | #DIV/0! | #DIV/0! | 0 | 0 | #N/A | #N/A | #N/A | #N/A | #N/A | #N/A | #N/A | 0 | 0 | 0 | #DIV/0!
Total Customer Costs: | [18 empty] | 0 | #DIV/0! | 0 | #DIV/0! | #DIV/0! | 0 | #DIV/0! | #DIV/0! | #DIV/0! | #DIV/0! | 0 | 0 | #N/A | #N/A | #N/A | #N/A | #N/A | #N/A | #N/A | 0 | 0 | 0 | #DIV/0!
0 | [18 empty] | 0 | #DIV/0! | 0 | #DIV/0! | #DIV/0! | 0 | #DIV/0! | #DIV/0! | #DIV/0! | #DIV/0! | 0 | 0 | #N/A | #N/A | #N/A | #N/A | #N/A | #N/A | #N/A | 0 | 0 | 0 | #DIV/0!
Weighted Avg Life | [18 empty] | 0 | #DIV/0! | 0 | #DIV/0! | #DIV/0! | 0 | #DIV/0! | #DIV/0! | #DIV/0! | #DIV/0! | 0 | 0 | #N/A | #N/A | #N/A | #N/A | #N/A | #N/A | #N/A | 0 | 0 | 0 | #DIV/0!
#DIV/0! | [18 empty] | 0 | #DIV/0! | 0 | #DIV/0! | #DIV/0! | 0 | #DIV/0! | #DIV/0! | #DIV/0! | #DIV/0! | 0 | 0 | #N/A | #N/A | #N/A | #N/A | #N/A | #N/A | #N/A | 0 | 0 | 0 | #DIV/0!
Total Utility Cost | [18 empty] | 0 | #DIV/0! | 0 | #DIV/0! | #DIV/0! | 0 | #DIV/0! | #DIV/0! | #DIV/0! | #DIV/0! | 0 | 0 | #N/A | #N/A | #N/A | #N/A | #N/A | #N/A | #N/A | 0 | 0 | 0 | #DIV/0!
1590238 | [18 empty] | 0 | #DIV/0! | 0 | #DIV/0! | #DIV/0! | 0 | #DIV/0! | #DIV/0! | #DIV/0! | #DIV/0! | 0 | 0 | #N/A | #N/A | #N/A | #N/A | #N/A | #N/A | #N/A | 0 | 0 | 0 | #DIV/0!
Total Resource Cost | [18 empty] | 0 | #DIV/0! | 0 | #DIV/0! | #DIV/0! | 0 | #DIV/0! | #DIV/0! | #DIV/0! | #DIV/0! | 0 | 0 | #N/A | #N/A | #N/A | #N/A | #N/A | #N/A | #N/A | 0 | 0 | 0 | #DIV/0!
0 | [18 empty] | 0 | #DIV/0! | 0 | #DIV/0! | #DIV/0! | 0 | #DIV/0! | #DIV/0! | #DIV/0! | #DIV/0! | 0 | 0 | #N/A | #N/A | #N/A | #N/A | #N/A | #N/A | #N/A | 0 | 0 | 0 | #DIV/0!
UC B/C Ratio | [18 empty] | 0 | #DIV/0! | 0 | #DIV/0! | #DIV/0! | 0 | #DIV/0! | #DIV/0! | #DIV/0! | #DIV/0! | 0 | 0 | #N/A | #N/A | #N/A | #N/A | #N/A | #N/A | #N/A | 0 | 0 | 0 | #DIV/0!
#DIV/0! | [18 empty] | 0 | #DIV/0! | 0 | #DIV/0! | #DIV/0! | 0 | #DIV/0! | #DIV/0! | #DIV/0! | #DIV/0! | 0 | 0 | #N/A | #N/A | #N/A | #N/A | #N/A | #N/A | #N/A | 0 | 0 | 0 | #DIV/0!
TRC B/C Ratio | [18 empty] | 0 | #DIV/0! | 0 | #DIV/0! | #DIV/0! | 0 | #DIV/0! | #DIV/0! | #DIV/0! | #DIV/0! | 0 | 0 | #N/A | #N/A | #N/A | #N/A | #N/A | #N/A | #N/A | 0 | 0 | 0 | #DIV/0!
#DIV/0! | [18 empty] | 0 | #DIV/0! | 0 | #DIV/0! | #DIV/0! | 0 | #DIV/0! | #DIV/0! | #DIV/0! | #DIV/0! | 0 | 0 | #N/A | #N/A | #N/A | #N/A | #N/A | #N/A | #N/A | 0 | 0 | 0 | #DIV/0!
Note on W3: Curtis, Kasey Calculates measure savings as a % of total program savings.
Note on X3: Curtis, Kasey: Uses % of measure savings as a proxy for % of program spending.

## G249 Res Gas Pilot
Rtn to Summary |  | Order Number | Program Name | Discount Rate: | 6.8% | [9 empty] | Paste in incentives but use DBtC for Total
| Program: | 18230222 | Residential Pilots {G}
| paste |  |  | paste | paste | paste | paste | paste | paste | paste | paste | paste | paste | Paste | paste | paste | paste | paste | Formula: G + H | Formula: (O/A10)*T | Formula: N - M | Formula: O/A10 | Formula: W*A8 | Formula: Q - P | Formula: X + DBtC | Formula: Q + X | Formula: Z/(1+GasDiscountRate)^1 | Formula: AA/(1+GasDiscountRate)^1 | Formula: -PV(ElecDiscount Rate,T,R)*J | Formula: -PV(ElecDiscount Rate, T, S)*J |  | AF*J*K |  | AH*J*L | AG + AI |  | AG +AI -AK | formula: Logic to lookup from AC tables and adjust by savings and quantity | Formula: Utility Savings (AM)*1.1+AD+AE | formula: AM/AB | formula: AN/AC
| Sch. No. | Order Number | Program Name | Measure Version | Measure Name | First Period Measure Life | Second period Measure Life | Gas End-Use Type | Number of units offered | Savings per Unit Period 1 | Savngs per Unit Period 2 | Incentives Per Unit | Incremental Measure Cost per Unit | Total First Year Savings | Total Incentive | Total Incremental Measure Cost | Unit First Year Non-Energy Benefits | Unit Annual Net Equipment O&M | Total Measure Life | Weighted Life | Agency or Customer Cost per Unit | Percent Unit overhead | Program Overhead Cost | Total Customer Cost | Total Utility Program Costs | Total Resource Cost | PV Total Utility Program Costs | PV Total Resource Costs | PV Total Non-Energy Benefits | PV Total Net Equipment O&M | Unit PV First period Savings for 1 therm | Total First Period Savings | Unit PV Savings for Second Period for 1 therm | Total Second period Savings | Unadjusted Total | Decrement | Final UC Total Savings | PV Total Savings UC | PV Total Savings TRC | UC B/C Ratio | TRC B/C Ratio
DBTC: | G249 | 18230222 | Hybrid Heat Pump Pilot {G} | [15 empty] | 0 | #DIV/0! | 0 | #DIV/0! | #DIV/0! | 0 | #DIV/0! | #DIV/0! | #DIV/0! | #DIV/0! | 0 | 0 | #N/A | #N/A | #N/A | #N/A | #N/A | #N/A | #N/A | 0 | 0 | 0 | #DIV/0!
700 | [18 empty] | 0 | #DIV/0! | 0 | #DIV/0! | #DIV/0! | 0 | #DIV/0! | #DIV/0! | #DIV/0! | #DIV/0! | 0 | 0 | #N/A | #N/A | #N/A | #N/A | #N/A | #N/A | #N/A | 0 | 0 | 0 | #DIV/0!
Program Costs: | [18 empty] | 0 | #DIV/0! | 0 | #DIV/0! | #DIV/0! | 0 | #DIV/0! | #DIV/0! | #DIV/0! | #DIV/0! | 0 | 0 | #N/A | #N/A | #N/A | #N/A | #N/A | #N/A | #N/A | 0 | 0 | 0 | #DIV/0!
3500 | [18 empty] | 0 | #DIV/0! | 0 | #DIV/0! | #DIV/0! | 0 | #DIV/0! | #DIV/0! | #DIV/0! | #DIV/0! | 0 | 0 | #N/A | #N/A | #N/A | #N/A | #N/A | #N/A | #N/A | 0 | 0 | 0 | #DIV/0!
Total Savings (therm): | [18 empty] | 0 | #DIV/0! | 0 | #DIV/0! | #DIV/0! | 0 | #DIV/0! | #DIV/0! | #DIV/0! | #DIV/0! | 0 | 0 | #N/A | #N/A | #N/A | #N/A | #N/A | #N/A | #N/A | 0 | 0 | 0 | #DIV/0!
0 | [18 empty] | 0 | #DIV/0! | 0 | #DIV/0! | #DIV/0! | 0 | #DIV/0! | #DIV/0! | #DIV/0! | #DIV/0! | 0 | 0 | #N/A | #N/A | #N/A | #N/A | #N/A | #N/A | #N/A | 0 | 0 | 0 | #DIV/0!
Total Incentives: | [18 empty] | 0 | #DIV/0! | 0 | #DIV/0! | #DIV/0! | 0 | #DIV/0! | #DIV/0! | #DIV/0! | #DIV/0! | 0 | 0 | #N/A | #N/A | #N/A | #N/A | #N/A | #N/A | #N/A | 0 | 0 | 0 | #DIV/0!
0 | [18 empty] | 0 | #DIV/0! | 0 | #DIV/0! | #DIV/0! | 0 | #DIV/0! | #DIV/0! | #DIV/0! | #DIV/0! | 0 | 0 | #N/A | #N/A | #N/A | #N/A | #N/A | #N/A | #N/A | 0 | 0 | 0 | #DIV/0!
Total Customer Costs: | [18 empty] | 0 | #DIV/0! | 0 | #DIV/0! | #DIV/0! | 0 | #DIV/0! | #DIV/0! | #DIV/0! | #DIV/0! | 0 | 0 | #N/A | #N/A | #N/A | #N/A | #N/A | #N/A | #N/A | 0 | 0 | 0 | #DIV/0!
0 | [18 empty] | 0 | #DIV/0! | 0 | #DIV/0! | #DIV/0! | 0 | #DIV/0! | #DIV/0! | #DIV/0! | #DIV/0! | 0 | 0 | #N/A | #N/A | #N/A | #N/A | #N/A | #N/A | #N/A | 0 | 0 | 0 | #DIV/0!
Weighted Avg Life | [18 empty] | 0 | #DIV/0! | 0 | #DIV/0! | #DIV/0! | 0 | #DIV/0! | #DIV/0! | #DIV/0! | #DIV/0! | 0 | 0 | #N/A | #N/A | #N/A | #N/A | #N/A | #N/A | #N/A | 0 | 0 | 0 | #DIV/0!
#DIV/0! | [18 empty] | 0 | #DIV/0! | 0 | #DIV/0! | #DIV/0! | 0 | #DIV/0! | #DIV/0! | #DIV/0! | #DIV/0! | 0 | 0 | #N/A | #N/A | #N/A | #N/A | #N/A | #N/A | #N/A | 0 | 0 | 0 | #DIV/0!
Total Utility Cost | [18 empty] | 0 | #DIV/0! | 0 | #DIV/0! | #DIV/0! | 0 | #DIV/0! | #DIV/0! | #DIV/0! | #DIV/0! | 0 | 0 | #N/A | #N/A | #N/A | #N/A | #N/A | #N/A | #N/A | 0 | 0 | 0 | #DIV/0!
4200 | [18 empty] | 0 | #DIV/0! | 0 | #DIV/0! | #DIV/0! | 0 | #DIV/0! | #DIV/0! | #DIV/0! | #DIV/0! | 0 | 0 | #N/A | #N/A | #N/A | #N/A | #N/A | #N/A | #N/A | 0 | 0 | 0 | #DIV/0!
Total Resource Cost | [18 empty] | 0 | #DIV/0! | 0 | #DIV/0! | #DIV/0! | 0 | #DIV/0! | #DIV/0! | #DIV/0! | #DIV/0! | 0 | 0 | #N/A | #N/A | #N/A | #N/A | #N/A | #N/A | #N/A | 0 | 0 | 0 | #DIV/0!
3500 | [18 empty] | 0 | #DIV/0! | 0 | #DIV/0! | #DIV/0! | 0 | #DIV/0! | #DIV/0! | #DIV/0! | #DIV/0! | 0 | 0 | #N/A | #N/A | #N/A | #N/A | #N/A | #N/A | #N/A | 0 | 0 | 0 | #DIV/0!
UC B/C Ratio | [18 empty] | 0 | #DIV/0! | 0 | #DIV/0! | #DIV/0! | 0 | #DIV/0! | #DIV/0! | #DIV/0! | #DIV/0! | 0 | 0 | #N/A | #N/A | #N/A | #N/A | #N/A | #N/A | #N/A | 0 | 0 | 0 | #DIV/0!
#DIV/0! | [18 empty] | 0 | #DIV/0! | 0 | #DIV/0! | #DIV/0! | 0 | #DIV/0! | #DIV/0! | #DIV/0! | #DIV/0! | 0 | 0 | #N/A | #N/A | #N/A | #N/A | #N/A | #N/A | #N/A | 0 | 0 | 0 | #DIV/0!
TRC B/C Ratio | [18 empty] | 0 | #DIV/0! | 0 | #DIV/0! | #DIV/0! | 0 | #DIV/0! | #DIV/0! | #DIV/0! | #DIV/0! | 0 | 0 | #N/A | #N/A | #N/A | #N/A | #N/A | #N/A | #N/A | 0 | 0 | 0 | #DIV/0!
#DIV/0! | [18 empty] | 0 | #DIV/0! | 0 | #DIV/0! | #DIV/0! | 0 | #DIV/0! | #DIV/0! | #DIV/0! | #DIV/0! | 0 | 0 | #N/A | #N/A | #N/A | #N/A | #N/A | #N/A | #N/A | 0 | 0 | 0 | #DIV/0!
Note on W3: Curtis, Kasey Calculates measure savings as a % of total program savings.
Note on X3: Curtis, Kasey: Uses % of measure savings as a proxy for % of program spending.

## G249 Com Gas Pilot
Rtn to Summary |  | Order Number | Program Name | Discount Rate: | 6.8% | [9 empty] | Paste in incentives but use DBtC for Total
| Program: | 18231038 | SMB Virtual Commissioning {G}
| paste |  |  | paste | paste | paste | paste | paste | paste | paste | paste | paste | paste | Paste | paste | paste | paste | paste | Formula: G + H | Formula: (O/A10)*T | Formula: N - M | Formula: O/A10 | Formula: W*A8 | Formula: Q - P | Formula: X + DBtC | Formula: Q + X | Formula: Z/(1+GasDiscountRate)^1 | Formula: AA/(1+GasDiscountRate)^1 | Formula: -PV(ElecDiscount Rate,T,R)*J | Formula: -PV(ElecDiscount Rate, T, S)*J |  | AF*J*K |  | AH*J*L | AG + AI |  | AG +AI -AK | formula: Logic to lookup from AC tables and adjust by savings and quantity | Formula: Utility Savings (AM)*1.1+AD+AE | formula: AM/AB | formula: AN/AC
| Sch. No. | Order Number | Program Name | Measure Version | Measure Name | First Period Measure Life | Second period Measure Life | Gas End-Use Type | Number of units offered | Savings per Unit Period 1 | Savngs per Unit Period 2 | Incentives Per Unit | Incremental Measure Cost per Unit | Total First Year Savings | Total Incentive | Total Incremental Measure Cost | Unit First Year Non-Energy Benefits | Unit Annual Net Equipment O&M | Total Measure Life | Weighted Life | Agency or Customer Cost per Unit | Percent Unit overhead | Program Overhead Cost | Total Customer Cost | Total Utility Program Costs | Total Resource Cost | PV Total Utility Program Costs | PV Total Resource Costs | PV Total Non-Energy Benefits | PV Total Net Equipment O&M | Unit PV First period Savings for 1 therm | Total First Period Savings | Unit PV Savings for Second Period for 1 therm | Total Second period Savings | Unadjusted Total | Decrement | Final UC Total Savings | PV Total Savings UC | PV Total Savings TRC | UC B/C Ratio | TRC B/C Ratio
DBTC: | G249 | 18231038 | SMB Virtual Commissioning {G} | [15 empty] | 0 | #DIV/0! | 0 | #DIV/0! | #DIV/0! | 0 | #DIV/0! | #DIV/0! | #DIV/0! | #DIV/0! | 0 | 0 | #N/A | #N/A | #N/A | #N/A | #N/A | #N/A | #N/A | 0 | 0 | 0 | #DIV/0!
0 | [18 empty] | 0 | #DIV/0! | 0 | #DIV/0! | #DIV/0! | 0 | #DIV/0! | #DIV/0! | #DIV/0! | #DIV/0! | 0 | 0 | #N/A | #N/A | #N/A | #N/A | #N/A | #N/A | #N/A | 0 | 0 | 0 | #DIV/0!
Program Costs: | [18 empty] | 0 | #DIV/0! | 0 | #DIV/0! | #DIV/0! | 0 | #DIV/0! | #DIV/0! | #DIV/0! | #DIV/0! | 0 | 0 | #N/A | #N/A | #N/A | #N/A | #N/A | #N/A | #N/A | 0 | 0 | 0 | #DIV/0!
0 | [18 empty] | 0 | #DIV/0! | 0 | #DIV/0! | #DIV/0! | 0 | #DIV/0! | #DIV/0! | #DIV/0! | #DIV/0! | 0 | 0 | #N/A | #N/A | #N/A | #N/A | #N/A | #N/A | #N/A | 0 | 0 | 0 | #DIV/0!
Total Savings (therm): | [18 empty] | 0 | #DIV/0! | 0 | #DIV/0! | #DIV/0! | 0 | #DIV/0! | #DIV/0! | #DIV/0! | #DIV/0! | 0 | 0 | #N/A | #N/A | #N/A | #N/A | #N/A | #N/A | #N/A | 0 | 0 | 0 | #DIV/0!
0 | [18 empty] | 0 | #DIV/0! | 0 | #DIV/0! | #DIV/0! | 0 | #DIV/0! | #DIV/0! | #DIV/0! | #DIV/0! | 0 | 0 | #N/A | #N/A | #N/A | #N/A | #N/A | #N/A | #N/A | 0 | 0 | 0 | #DIV/0!
Total Incentives: | [18 empty] | 0 | #DIV/0! | 0 | #DIV/0! | #DIV/0! | 0 | #DIV/0! | #DIV/0! | #DIV/0! | #DIV/0! | 0 | 0 | #N/A | #N/A | #N/A | #N/A | #N/A | #N/A | #N/A | 0 | 0 | 0 | #DIV/0!
0 | [18 empty] | 0 | #DIV/0! | 0 | #DIV/0! | #DIV/0! | 0 | #DIV/0! | #DIV/0! | #DIV/0! | #DIV/0! | 0 | 0 | #N/A | #N/A | #N/A | #N/A | #N/A | #N/A | #N/A | 0 | 0 | 0 | #DIV/0!
Total Customer Costs: | [18 empty] | 0 | #DIV/0! | 0 | #DIV/0! | #DIV/0! | 0 | #DIV/0! | #DIV/0! | #DIV/0! | #DIV/0! | 0 | 0 | #N/A | #N/A | #N/A | #N/A | #N/A | #N/A | #N/A | 0 | 0 | 0 | #DIV/0!
0 | [18 empty] | 0 | #DIV/0! | 0 | #DIV/0! | #DIV/0! | 0 | #DIV/0! | #DIV/0! | #DIV/0! | #DIV/0! | 0 | 0 | #N/A | #N/A | #N/A | #N/A | #N/A | #N/A | #N/A | 0 | 0 | 0 | #DIV/0!
Weighted Avg Life | [18 empty] | 0 | #DIV/0! | 0 | #DIV/0! | #DIV/0! | 0 | #DIV/0! | #DIV/0! | #DIV/0! | #DIV/0! | 0 | 0 | #N/A | #N/A | #N/A | #N/A | #N/A | #N/A | #N/A | 0 | 0 | 0 | #DIV/0!
#DIV/0! | [18 empty] | 0 | #DIV/0! | 0 | #DIV/0! | #DIV/0! | 0 | #DIV/0! | #DIV/0! | #DIV/0! | #DIV/0! | 0 | 0 | #N/A | #N/A | #N/A | #N/A | #N/A | #N/A | #N/A | 0 | 0 | 0 | #DIV/0!
Total Utility Cost | [18 empty] | 0 | #DIV/0! | 0 | #DIV/0! | #DIV/0! | 0 | #DIV/0! | #DIV/0! | #DIV/0! | #DIV/0! | 0 | 0 | #N/A | #N/A | #N/A | #N/A | #N/A | #N/A | #N/A | 0 | 0 | 0 | #DIV/0!
0 | [18 empty] | 0 | #DIV/0! | 0 | #DIV/0! | #DIV/0! | 0 | #DIV/0! | #DIV/0! | #DIV/0! | #DIV/0! | 0 | 0 | #N/A | #N/A | #N/A | #N/A | #N/A | #N/A | #N/A | 0 | 0 | 0 | #DIV/0!
Total Resource Cost | [18 empty] | 0 | #DIV/0! | 0 | #DIV/0! | #DIV/0! | 0 | #DIV/0! | #DIV/0! | #DIV/0! | #DIV/0! | 0 | 0 | #N/A | #N/A | #N/A | #N/A | #N/A | #N/A | #N/A | 0 | 0 | 0 | #DIV/0!
0 | [18 empty] | 0 | #DIV/0! | 0 | #DIV/0! | #DIV/0! | 0 | #DIV/0! | #DIV/0! | #DIV/0! | #DIV/0! | 0 | 0 | #N/A | #N/A | #N/A | #N/A | #N/A | #N/A | #N/A | 0 | 0 | 0 | #DIV/0!
UC B/C Ratio | [18 empty] | 0 | #DIV/0! | 0 | #DIV/0! | #DIV/0! | 0 | #DIV/0! | #DIV/0! | #DIV/0! | #DIV/0! | 0 | 0 | #N/A | #N/A | #N/A | #N/A | #N/A | #N/A | #N/A | 0 | 0 | 0 | #DIV/0!
#DIV/0! | [18 empty] | 0 | #DIV/0! | 0 | #DIV/0! | #DIV/0! | 0 | #DIV/0! | #DIV/0! | #DIV/0! | #DIV/0! | 0 | 0 | #N/A | #N/A | #N/A | #N/A | #N/A | #N/A | #N/A | 0 | 0 | 0 | #DIV/0!
TRC B/C Ratio | [18 empty] | 0 | #DIV/0! | 0 | #DIV/0! | #DIV/0! | 0 | #DIV/0! | #DIV/0! | #DIV/0! | #DIV/0! | 0 | 0 | #N/A | #N/A | #N/A | #N/A | #N/A | #N/A | #N/A | 0 | 0 | 0 | #DIV/0!
#DIV/0! | [18 empty] | 0 | #DIV/0! | 0 | #DIV/0! | #DIV/0! | 0 | #DIV/0! | #DIV/0! | #DIV/0! | #DIV/0! | 0 | 0 | #N/A | #N/A | #N/A | #N/A | #N/A | #N/A | #N/A | 0 | 0 | 0 | #DIV/0!
Note on W3: Curtis, Kasey Calculates measure savings as a % of total program savings.
Note on X3: Curtis, Kasey: Uses % of measure savings as a proxy for % of program spending.

## TDSM {G}
Rtn to Summary |  | Order Number | Program Name | Discount Rate: | 6.8% | [9 empty] | Paste in incentives but use DBtC for Total
| Program: | 18230267 | Targeted DSM {G}
| paste |  |  | paste | paste | paste | paste | paste | paste | paste | paste | paste | paste | Paste | paste | paste | paste | paste | Formula: G + H | Formula: (O/A10)*T | Formula: N - M | Formula: O/A10 | Formula: W*A8 | Formula: Q - P | Formula: X + DBtC | Formula: Q + X | Formula: Z/(1+GasDiscountRate)^1 | Formula: AA/(1+GasDiscountRate)^1 | Formula: -PV(ElecDiscount Rate,T,R)*J | Formula: -PV(ElecDiscount Rate, T, S)*J |  | AF*J*K |  | AH*J*L | AG + AI |  | AG +AI -AK | formula: Logic to lookup from AC tables and adjust by savings and quantity | Formula: Utility Savings (AM)*1.1+AD+AE | formula: AM/AB | formula: AN/AC
| Sch. No. | Order Number | Program Name | Measure Version | Measure Name | First Period Measure Life | Second period Measure Life | Gas End-Use Type | Number of units offered | Savings per Unit Period 1 | Savngs per Unit Period 2 | Incentives Per Unit | Incremental Measure Cost per Unit | Total First Year Savings | Total Incentive | Total Incremental Measure Cost | Unit First Year Non-Energy Benefits | Unit Annual Net Equipment O&M | Total Measure Life | Weighted Life | Agency or Customer Cost per Unit | Percent Unit overhead | Program Overhead Cost | Total Customer Cost | Total Utility Program Costs | Total Resource Cost | PV Total Utility Program Costs | PV Total Resource Costs | PV Total Non-Energy Benefits | PV Total Net Equipment O&M | Unit PV First period Savings for 1 therm | Total First Period Savings | Unit PV Savings for Second Period for 1 therm | Total Second period Savings | Unadjusted Total | Decrement | Final UC Total Savings | PV Total Savings UC | PV Total Savings TRC | UC B/C Ratio | TRC B/C Ratio
DBTC: |  | 18230267 | Targeted DSM {G} | [15 empty] | 0 | #DIV/0! | 0 | #DIV/0! | #DIV/0! | 0 | #DIV/0! | #DIV/0! | #DIV/0! | #DIV/0! | 0 | 0 | #N/A | #N/A | #N/A | #N/A | #N/A | #N/A | #N/A | 0 | 0 | 0 | #DIV/0!
1117.42 | [18 empty] | 0 | #DIV/0! | 0 | #DIV/0! | #DIV/0! | 0 | #DIV/0! | #DIV/0! | #DIV/0! | #DIV/0! | 0 | 0 | #N/A | #N/A | #N/A | #N/A | #N/A | #N/A | #N/A | 0 | 0 | 0 | #DIV/0!
Program Costs: | [18 empty] | 0 | #DIV/0! | 0 | #DIV/0! | #DIV/0! | 0 | #DIV/0! | #DIV/0! | #DIV/0! | #DIV/0! | 0 | 0 | #N/A | #N/A | #N/A | #N/A | #N/A | #N/A | #N/A | 0 | 0 | 0 | #DIV/0!
156146.05 | [18 empty] | 0 | #DIV/0! | 0 | #DIV/0! | #DIV/0! | 0 | #DIV/0! | #DIV/0! | #DIV/0! | #DIV/0! | 0 | 0 | #N/A | #N/A | #N/A | #N/A | #N/A | #N/A | #N/A | 0 | 0 | 0 | #DIV/0!
Total Savings (therm): | [18 empty] | 0 | #DIV/0! | 0 | #DIV/0! | #DIV/0! | 0 | #DIV/0! | #DIV/0! | #DIV/0! | #DIV/0! | 0 | 0 | #N/A | #N/A | #N/A | #N/A | #N/A | #N/A | #N/A | 0 | 0 | 0 | #DIV/0!
0 | [18 empty] | 0 | #DIV/0! | 0 | #DIV/0! | #DIV/0! | 0 | #DIV/0! | #DIV/0! | #DIV/0! | #DIV/0! | 0 | 0 | #N/A | #N/A | #N/A | #N/A | #N/A | #N/A | #N/A | 0 | 0 | 0 | #DIV/0!
Total Incentives: | [18 empty] | 0 | #DIV/0! | 0 | #DIV/0! | #DIV/0! | 0 | #DIV/0! | #DIV/0! | #DIV/0! | #DIV/0! | 0 | 0 | #N/A | #N/A | #N/A | #N/A | #N/A | #N/A | #N/A | 0 | 0 | 0 | #DIV/0!
0 | [18 empty] | 0 | #DIV/0! | 0 | #DIV/0! | #DIV/0! | 0 | #DIV/0! | #DIV/0! | #DIV/0! | #DIV/0! | 0 | 0 | #N/A | #N/A | #N/A | #N/A | #N/A | #N/A | #N/A | 0 | 0 | 0 | #DIV/0!
Total Customer Costs: | [18 empty] | 0 | #DIV/0! | 0 | #DIV/0! | #DIV/0! | 0 | #DIV/0! | #DIV/0! | #DIV/0! | #DIV/0! | 0 | 0 | #N/A | #N/A | #N/A | #N/A | #N/A | #N/A | #N/A | 0 | 0 | 0 | #DIV/0!
0 | [18 empty] | 0 | #DIV/0! | 0 | #DIV/0! | #DIV/0! | 0 | #DIV/0! | #DIV/0! | #DIV/0! | #DIV/0! | 0 | 0 | #N/A | #N/A | #N/A | #N/A | #N/A | #N/A | #N/A | 0 | 0 | 0 | #DIV/0!
Weighted Avg Life | [18 empty] | 0 | #DIV/0! | 0 | #DIV/0! | #DIV/0! | 0 | #DIV/0! | #DIV/0! | #DIV/0! | #DIV/0! | 0 | 0 | #N/A | #N/A | #N/A | #N/A | #N/A | #N/A | #N/A | 0 | 0 | 0 | #DIV/0!
#DIV/0! | [18 empty] | 0 | #DIV/0! | 0 | #DIV/0! | #DIV/0! | 0 | #DIV/0! | #DIV/0! | #DIV/0! | #DIV/0! | 0 | 0 | #N/A | #N/A | #N/A | #N/A | #N/A | #N/A | #N/A | 0 | 0 | 0 | #DIV/0!
Total Utility Cost | [18 empty] | 0 | #DIV/0! | 0 | #DIV/0! | #DIV/0! | 0 | #DIV/0! | #DIV/0! | #DIV/0! | #DIV/0! | 0 | 0 | #N/A | #N/A | #N/A | #N/A | #N/A | #N/A | #N/A | 0 | 0 | 0 | #DIV/0!
157263.47 | [18 empty] | 0 | #DIV/0! | 0 | #DIV/0! | #DIV/0! | 0 | #DIV/0! | #DIV/0! | #DIV/0! | #DIV/0! | 0 | 0 | #N/A | #N/A | #N/A | #N/A | #N/A | #N/A | #N/A | 0 | 0 | 0 | #DIV/0!
Total Resource Cost | [18 empty] | 0 | #DIV/0! | 0 | #DIV/0! | #DIV/0! | 0 | #DIV/0! | #DIV/0! | #DIV/0! | #DIV/0! | 0 | 0 | #N/A | #N/A | #N/A | #N/A | #N/A | #N/A | #N/A | 0 | 0 | 0 | #DIV/0!
156146.05 | [18 empty] | 0 | #DIV/0! | 0 | #DIV/0! | #DIV/0! | 0 | #DIV/0! | #DIV/0! | #DIV/0! | #DIV/0! | 0 | 0 | #N/A | #N/A | #N/A | #N/A | #N/A | #N/A | #N/A | 0 | 0 | 0 | #DIV/0!
UC B/C Ratio | [18 empty] | 0 | #DIV/0! | 0 | #DIV/0! | #DIV/0! | 0 | #DIV/0! | #DIV/0! | #DIV/0! | #DIV/0! | 0 | 0 | #N/A | #N/A | #N/A | #N/A | #N/A | #N/A | #N/A | 0 | 0 | 0 | #DIV/0!
#DIV/0! | [18 empty] | 0 | #DIV/0! | 0 | #DIV/0! | #DIV/0! | 0 | #DIV/0! | #DIV/0! | #DIV/0! | #DIV/0! | 0 | 0 | #N/A | #N/A | #N/A | #N/A | #N/A | #N/A | #N/A | 0 | 0 | 0 | #DIV/0!
TRC B/C Ratio | [18 empty] | 0 | #DIV/0! | 0 | #DIV/0! | #DIV/0! | 0 | #DIV/0! | #DIV/0! | #DIV/0! | #DIV/0! | 0 | 0 | #N/A | #N/A | #N/A | #N/A | #N/A | #N/A | #N/A | 0 | 0 | 0 | #DIV/0!
#DIV/0! | [18 empty] | 0 | #DIV/0! | 0 | #DIV/0! | #DIV/0! | 0 | #DIV/0! | #DIV/0! | #DIV/0! | #DIV/0! | 0 | 0 | #N/A | #N/A | #N/A | #N/A | #N/A | #N/A | #N/A | 0 | 0 | 0 | #DIV/0!
Note on W3: Curtis, Kasey Calculates measure savings as a % of total program savings.
Note on X3: Curtis, Kasey: Uses % of measure savings as a proxy for % of program spending.

## ElecAvoidedCostsWOCC
Electric Conservation Cost Effectiveness Standard, 2022-2023
Includes Energy and Capacity and does NOT apply the conservation Credit to energy or capacity
Measure Life | Single Family Space Heat | Single Family Heat Pump | Multifamily Space Heat | Multifamily Heat Pump | Residential Water Heat | Residential Refrigerator | Residential Plug Load | Residential Lighting | Residential Dryer | Commercial Space Heat | Commercial Refrigeration | Commercial Cooling | Commercial Cooking | Commercial Lighting | Commercial Flat | Commercial Water Heat
| SF Space Heat | SF Heat Pump | MF Space Heat | MF Heat Pump | Res Water Heat | Res Refrigerator | Res Plug Load | Res Lighting | Res Dryer | Comm Space Heat | Comm Refrigeration | Comm Cooling | Comm Cooking | Comm Lighting | Comm Flat | Comm Water Heat
1 | 0.10826 | 0.1085 | 0.10826 | 0.1085 | 0.089328 | 0.085124 | 0.088374 | 0.090945 | 0.088974 | 0.10775 | 0.084515 | 0.077208 | 0.084694 | 0.08785 | 0.086162 | 0.08558
2 | 0.21171 | 0.2122 | 0.21171 | 0.2122 | 0.17499 | 0.16687 | 0.17315 | 0.17814 | 0.17431 | 0.21082 | 0.16566 | 0.15139 | 0.16602 | 0.17215 | 0.16889 | 0.16778
3 | 0.31049 | 0.31124 | 0.31049 | 0.31124 | 0.25705 | 0.24526 | 0.2544 | 0.26165 | 0.25607 | 0.30928 | 0.2435 | 0.22274 | 0.24402 | 0.25295 | 0.24823 | 0.24657
4 | 0.40551 | 0.40651 | 0.40551 | 0.40651 | 0.33637 | 0.32112 | 0.33296 | 0.34234 | 0.33505 | 0.40378 | 0.31884 | 0.29192 | 0.3195 | 0.33097 | 0.32492 | 0.32263
5 | 0.49676 | 0.49802 | 0.49676 | 0.49802 | 0.41286 | 0.39435 | 0.40872 | 0.42012 | 0.41119 | 0.49449 | 0.39157 | 0.35882 | 0.39236 | 0.40615 | 0.39887 | 0.39593
6 | 0.58652 | 0.58812 | 0.58652 | 0.58812 | 0.48866 | 0.46706 | 0.48385 | 0.49718 | 0.48659 | 0.5835 | 0.46385 | 0.42577 | 0.46474 | 0.48064 | 0.47222 | 0.46847
7 | 0.67292 | 0.67488 | 0.67292 | 0.67488 | 0.56196 | 0.53748 | 0.55655 | 0.57169 | 0.55954 | 0.66918 | 0.5339 | 0.49094 | 0.53487 | 0.55277 | 0.54324 | 0.53869
8 | 0.75584 | 0.75805 | 0.75584 | 0.75805 | 0.63257 | 0.60537 | 0.62657 | 0.64339 | 0.62977 | 0.75149 | 0.60143 | 0.55387 | 0.60247 | 0.62222 | 0.6117 | 0.60629
9 | 0.84721 | 0.84971 | 0.84721 | 0.84971 | 0.71224 | 0.68248 | 0.70571 | 0.72415 | 0.70905 | 0.84199 | 0.67819 | 0.62614 | 0.67929 | 0.70072 | 0.6893 | 0.68295
10 | 0.93336 | 0.93611 | 0.93336 | 0.93611 | 0.78743 | 0.75526 | 0.78039 | 0.80036 | 0.78375 | 0.92698 | 0.7506 | 0.69424 | 0.75176 | 0.7746 | 0.76242 | 0.75502
11 | 1.0151 | 1.0181 | 1.0151 | 1.0181 | 0.85874 | 0.82429 | 0.85122 | 0.87267 | 0.85459 | 1.0074 | 0.81927 | 0.75861 | 0.82049 | 0.84462 | 0.83173 | 0.82326
12 | 1.093 | 1.0963 | 1.093 | 1.0963 | 0.92671 | 0.89008 | 0.91874 | 0.94161 | 0.92205 | 1.0839 | 0.88471 | 0.81987 | 0.88596 | 0.91128 | 0.89777 | 0.8882
13 | 1.1667 | 1.1703 | 1.1667 | 1.1703 | 0.99115 | 0.95249 | 0.98277 | 1.007 | 0.98601 | 1.1563 | 0.94679 | 0.87811 | 0.94807 | 0.97451 | 0.96039 | 0.94976
14 | 1.2366 | 1.2403 | 1.2366 | 1.2403 | 1.0523 | 1.0117 | 1.0435 | 1.0689 | 1.0467 | 1.2251 | 1.0057 | 0.93341 | 1.007 | 1.0344 | 1.0198 | 1.0081
15 | 1.3032 | 1.3072 | 1.3032 | 1.3072 | 1.1106 | 1.0682 | 1.1014 | 1.128 | 1.1045 | 1.2903 | 1.0619 | 0.9862 | 1.0632 | 1.0915 | 1.0764 | 1.0636
16 | 1.3746 | 1.3789 | 1.3746 | 1.3789 | 1.1743 | 1.1302 | 1.1647 | 1.1925 | 1.1676 | 1.3603 | 1.1236 | 1.0447 | 1.1248 | 1.1539 | 1.1384 | 1.1245
17 | 1.442 | 1.4464 | 1.442 | 1.4464 | 1.2342 | 1.1885 | 1.2244 | 1.2532 | 1.227 | 1.4261 | 1.1816 | 1.0997 | 1.1829 | 1.2127 | 1.1968 | 1.1818
18 | 1.5052 | 1.5099 | 1.5052 | 1.5099 | 1.2906 | 1.2435 | 1.2805 | 1.3104 | 1.283 | 1.488 | 1.2363 | 1.1516 | 1.2376 | 1.268 | 1.2517 | 1.2357
19 | 1.5683 | 1.57 | 1.565 | 1.57 | 1.3438 | 1.2953 | 1.3335 | 1.3643 | 1.3357 | 1.5465 | 1.2879 | 1.2004 | 1.2892 | 1.3201 | 1.3036 | 1.2865
20 | 1.6315 | 1.6268 | 1.6216 | 1.6268 | 1.3943 | 1.3445 | 1.3837 | 1.4155 | 1.3857 | 1.6019 | 1.3368 | 1.2469 | 1.3381 | 1.3696 | 1.3527 | 1.3347
21 | 1.6945 | 1.6804 | 1.675 | 1.6804 | 1.442 | 1.3909 | 1.4312 | 1.4637 | 1.433 | 1.6541 | 1.383 | 1.2907 | 1.3842 | 1.4162 | 1.3991 | 1.3801
22 | 1.7574 | 1.731 | 1.7254 | 1.731 | 1.4869 | 1.4347 | 1.4759 | 1.5093 | 1.4775 | 1.7034 | 1.4266 | 1.3321 | 1.4278 | 1.4602 | 1.4429 | 1.4229
23 | 1.8202 | 1.7788 | 1.773 | 1.7788 | 1.5294 | 1.476 | 1.5181 | 1.5523 | 1.5195 | 1.7499 | 1.4677 | 1.3711 | 1.4689 | 1.5018 | 1.4842 | 1.4633
24 | 1.883 | 1.8238 | 1.8178 | 1.8238 | 1.5694 | 1.515 | 1.5579 | 1.5928 | 1.5591 | 1.7937 | 1.5065 | 1.4079 | 1.5076 | 1.5409 | 1.5231 | 1.5014
25 | 1.9456 | 1.8661 | 1.86 | 1.8661 | 1.607 | 1.5516 | 1.5954 | 1.6309 | 1.5964 | 1.8349 | 1.5429 | 1.4426 | 1.5441 | 1.5777 | 1.5597 | 1.5373
26 | 2.008 | 1.906 | 1.8998 | 1.906 | 1.6424 | 1.5861 | 1.6307 | 1.6669 | 1.6315 | 1.8737 | 1.5773 | 1.4752 | 1.5784 | 1.6124 | 1.5942 | 1.571
27 | 2.0704 | 1.9436 | 1.9372 | 1.9436 | 1.6758 | 1.6186 | 1.6639 | 1.7007 | 1.6645 | 1.9103 | 1.6096 | 1.5058 | 1.6107 | 1.645 | 1.6267 | 1.6027
28 | 2.1328 | 1.979 | 1.9725 | 1.979 | 1.7072 | 1.6492 | 1.6951 | 1.7325 | 1.6956 | 1.9447 | 1.6401 | 1.5347 | 1.6411 | 1.6757 | 1.6572 | 1.6325
29 | 2.1951 | 2.0124 | 2.0057 | 2.0124 | 1.7368 | 1.678 | 1.7246 | 1.7625 | 1.7249 | 1.9771 | 1.6687 | 1.5619 | 1.6698 | 1.7046 | 1.686 | 1.6606
30 | 2.2575 | 2.0438 | 2.0371 | 2.0438 | 1.7647 | 1.7051 | 1.7523 | 1.7908 | 1.7525 | 2.0076 | 1.6957 | 1.5875 | 1.6967 | 1.7319 | 1.7131 | 1.687
31 | 2.3139 | 2.0949 | 2.088 | 2.0949 | 1.8088 | 1.7478 | 1.7961 | 1.8355 | 1.7963 | 2.0578 | 1.7381 | 1.6272 | 1.7391 | 1.7752 | 1.7559 | 1.7292
32 | 2.3718 | 2.1473 | 2.1402 | 2.1473 | 1.854 | 1.7915 | 1.841 | 1.8814 | 1.8412 | 2.1092 | 1.7816 | 1.6679 | 1.7826 | 1.8195 | 1.7998 | 1.7724
33 | 2.4311 | 2.201 | 2.1937 | 2.201 | 1.9004 | 1.8363 | 1.8871 | 1.9285 | 1.8873 | 2.1619 | 1.8261 | 1.7096 | 1.8272 | 1.865 | 1.8448 | 1.8168
34 | 2.4919 | 2.256 | 2.2485 | 2.256 | 1.9479 | 1.8822 | 1.9342 | 1.9767 | 1.9344 | 2.216 | 1.8718 | 1.7523 | 1.8729 | 1.9116 | 1.8909 | 1.8622
35 | 2.5542 | 2.3124 | 2.3047 | 2.3124 | 1.9966 | 1.9292 | 1.9826 | 2.0261 | 1.9828 | 2.2714 | 1.9186 | 1.7961 | 1.9197 | 1.9594 | 1.9382 | 1.9087
36 | 2.618 | 2.3702 | 2.3624 | 2.3702 | 2.0465 | 1.9774 | 2.0322 | 2.0767 | 2.0324 | 2.3282 | 1.9665 | 1.841 | 1.9677 | 2.0084 | 1.9866 | 1.9565
37 | 2.6835 | 2.4294 | 2.4214 | 2.4294 | 2.0977 | 2.0269 | 2.083 | 2.1287 | 2.0832 | 2.3864 | 2.0157 | 1.8871 | 2.0169 | 2.0586 | 2.0363 | 2.0054
38 | 2.7505 | 2.4902 | 2.482 | 2.4902 | 2.1501 | 2.0776 | 2.135 | 2.1819 | 2.1353 | 2.446 | 2.0661 | 1.9342 | 2.0673 | 2.1101 | 2.0872 | 2.0555
39 | 2.8193 | 2.5524 | 2.544 | 2.5524 | 2.2039 | 2.1295 | 2.1884 | 2.2364 | 2.1886 | 2.5072 | 2.1177 | 1.9826 | 2.119 | 2.1629 | 2.1394 | 2.1069
40 | 2.8898 | 2.6163 | 2.6076 | 2.6163 | 2.259 | 2.1827 | 2.2431 | 2.2923 | 2.2433 | 2.5698 | 2.1707 | 2.0322 | 2.1719 | 2.2169 | 2.1929 | 2.1596
41 | 2.962 | 2.6817 | 2.6728 | 2.6817 | 2.3154 | 2.2373 | 2.2992 | 2.3496 | 2.2994 | 2.6341 | 2.2249 | 2.083 | 2.2262 | 2.2723 | 2.2477 | 2.2135
42 | 3.0361 | 2.7487 | 2.7396 | 2.7487 | 2.3733 | 2.2932 | 2.3567 | 2.4084 | 2.3569 | 2.6999 | 2.2806 | 2.135 | 2.2819 | 2.3292 | 2.3039 | 2.2689
43 | 3.112 | 2.8174 | 2.8081 | 2.8174 | 2.4326 | 2.3506 | 2.4156 | 2.4686 | 2.4158 | 2.7674 | 2.3376 | 2.1884 | 2.3389 | 2.3874 | 2.3615 | 2.3256
44 | 3.1898 | 2.8879 | 2.8783 | 2.8879 | 2.4935 | 2.4093 | 2.476 | 2.5303 | 2.4762 | 2.8366 | 2.396 | 2.2431 | 2.3974 | 2.4471 | 2.4205 | 2.3837
45 | 3.2695 | 2.96 | 2.9503 | 2.96 | 2.5558 | 2.4696 | 2.5379 | 2.5936 | 2.5381 | 2.9075 | 2.4559 | 2.2992 | 2.4574 | 2.5082 | 2.481 | 2.4433

## GasAvoidedCostsWOCC
Gas Conservation Cost Effectiveness Standard, 2022-2023
Includes Both Capacity, Energy, but does not include 10% conservation credit
|  |  | For MFNC |  | For MFNC | For MFNC
Measure Life | Single Family Space Heat | Single Family Water Heat | OFFICE_SPACE_HEAT_FURNACE | RESTAURANT_COOKING | RESTAURANT_WATER_HEAT | Industrial
| SF Space Heat | Res Water Heat | Comm Space Heat | Comm Cooking | Comm Water Heat | Comm Flat
1 | 0.8974 | 0.8188 | 0.96141 | 0.8098 | 0.81192 | 0.79921
2 | 1.753 | 1.5999 | 1.8766 | 1.5823 | 1.5864 | 1.5617
3 | 2.5689 | 2.3484 | 2.7469 | 2.323 | 2.3289 | 2.2931
4 | 3.3576 | 3.074 | 3.5868 | 3.0413 | 3.0488 | 3.0027
5 | 4.1154 | 3.7721 | 4.3937 | 3.7323 | 3.7415 | 3.6855
6 | 4.8647 | 4.4685 | 5.1872 | 4.4224 | 4.4329 | 4.3683
7 | 5.6041 | 5.1612 | 5.9665 | 5.1093 | 5.1211 | 5.0489
8 | 6.3324 | 5.8484 | 6.7306 | 5.7914 | 5.8041 | 5.7254
9 | 7.0347 | 6.511 | 7.4666 | 6.449 | 6.4627 | 6.3777
10 | 7.7157 | 7.1529 | 8.1802 | 7.0862 | 7.1008 | 7.0096
11 | 8.3815 | 7.7817 | 8.8772 | 7.7103 | 7.7258 | 7.629
12 | 9.0383 | 8.4036 | 9.5631 | 8.3277 | 8.344 | 8.2419
13 | 9.6779 | 9.0091 | 10.2302 | 8.9292 | 8.9462 | 8.8388
14 | 10.3008 | 9.6025 | 10.8787 | 9.5189 | 9.5366 | 9.4246
15 | 10.9113 | 10.1852 | 11.5141 | 10.098 | 10.1164 | 10.0001
16 | 11.508 | 10.7533 | 12.1351 | 10.6626 | 10.6816 | 10.5611
17 | 12.0786 | 11.2954 | 12.729 | 11.2013 | 11.221 | 11.0962
18 | 12.6338 | 11.8248 | 13.3064 | 11.7275 | 11.7477 | 11.6192
19 | 13.1814 | 12.3465 | 13.8769 | 12.2458 | 12.2667 | 12.1346
20 | 13.7138 | 12.8542 | 14.4314 | 12.7503 | 12.7718 | 12.6362
21 | 14.2299 | 13.3468 | 14.9687 | 13.2398 | 13.2619 | 13.1231
22 | 14.7308 | 13.8251 | 15.4898 | 13.7151 | 13.7378 | 13.596
23 | 15.2171 | 14.2899 | 15.9955 | 14.177 | 14.2002 | 14.0556
24 | 15.6895 | 14.7416 | 16.4864 | 14.6259 | 14.6496 | 14.5024
25 | 16.1433 | 15.1754 | 16.9582 | 15.0571 | 15.0813 | 14.9314
26 | 16.5784 | 15.5915 | 17.4103 | 15.4706 | 15.4953 | 15.3429
27 | 16.9955 | 15.9905 | 17.8436 | 15.8672 | 15.8923 | 15.7377
28 | 17.3955 | 16.3732 | 18.2589 | 16.2476 | 16.2732 | 16.1163
29 | 17.7789 | 16.7403 | 18.6569 | 16.6125 | 16.6385 | 16.4795
30 | 18.1465 | 17.0923 | 19.0384 | 16.9625 | 16.9888 | 16.8279
31 | 18.6002 | 17.5196 | 19.5144 | 17.3866 | 17.4135 | 17.2486
32 | 19.0652 | 17.9576 | 20.0022 | 17.8212 | 17.8489 | 17.6798
33 | 19.5418 | 18.4066 | 20.5023 | 18.2668 | 18.2951 | 18.1218
34 | 20.0304 | 18.8667 | 21.0148 | 18.7234 | 18.7525 | 18.5748
35 | 20.5311 | 19.3384 | 21.5402 | 19.1915 | 19.2213 | 19.0392
36 | 21.0444 | 19.8219 | 22.0787 | 19.6713 | 19.7018 | 19.5152
37 | 21.5705 | 20.3174 | 22.6307 | 20.1631 | 20.1944 | 20.0031
38 | 22.1098 | 20.8253 | 23.1964 | 20.6672 | 20.6992 | 20.5031
39 | 22.6625 | 21.346 | 23.7763 | 21.1839 | 21.2167 | 21.0157
40 | 23.2291 | 21.8796 | 24.3708 | 21.7134 | 21.7471 | 21.5411
41 | 23.8098 | 22.4266 | 24.98 | 22.2563 | 22.2908 | 22.0796
42 | 24.405 | 22.9873 | 25.6045 | 22.8127 | 22.8481 | 22.6316
43 | 25.0152 | 23.562 | 26.2446 | 23.383 | 23.4193 | 23.1974
44 | 25.6405 | 24.151 | 26.9007 | 23.9676 | 24.0048 | 23.7774
45 | 26.2816 | 24.7548 | 27.5733 | 24.5668 | 24.6049 | 24.3718