## Summary
Exhibit 2: 2013 Cost-Effectiveness Estimates
Summary
Go to Electric Portfolio Page | [5 empty] | Go to Gas Portfolio Page
Electric Programs: Benefit Cost Summary | [5 empty] | Gas Programs: Benefit Cost Summary
Program Name | Energy Savings | Utility Costs | Non-Energy Benefits | UCT | TRC | Program Name | Energy Savings | Utility Costs | Non-Energy Benefits | UCT | TRC
Low Income Wx | 1201202.52 | 2425463.0574 | 569676 | 1.0498 | 1.2407 | Low Income WX | 21178.5011 | 301308.6658 | 150000 | 0.79786 | 0.85173
Residential Lighting | 83225000 | 13123037.57 | 0 | 4.229 | 2.399 | Residential Space Heat | 747889 | 2355263.18 | 0 | 2.8456 | 1.3637
Space Heat | 6138116 | 3004175 | 0 | 3.9012 | 1.7573 | Residential Appliances 1 | 7998.97 | 0 | 0 | 0 | 0
Water Heat | 857890 | 588845.9 | 156632 | 1.3698 | 1.3134 | Residential Showerheads | 179279.76 | 296489.5707 | 3335784.0432 | 2.2345 | 6.5036
HomePrint | 4081000 | 1838740.5 | 754435.5 | 1.1788 | 1.707 | Single Family Retrofit-Wx | 553235.18 | 2922432.15 | 166040 | 2.1595 | 0.9174
Home Appliances | 12405640 | 7751812.12 | 1803597.54 | 1.1988 | 1.4297 | Web Enabled Thermostats | 54000 | 455290.4 | 0 | 1.1384 | 0.9905
Showerheads Elect | 3496457.56 | 225795.1962 | 2934474.8918 | 11.7553 | 10.6592 | Home Energy Reports | 346724 | 99455.3028 | 0 | 1.5436 | 1.5436
Weatherization | 6351898.6055 | 2134192.2787 | 0 | 7.3087 | 2.5363 | Multifamily Existing | 17736 | 118083 | 195794.9647 | 0.86181 | 2.2494
ARRA Weatherization | 2845321.04 | 741166.848 | 440024.55 | 5.7234 | 4.0515 | Multifamily New Construction | 46712.81 | 316965.9059 | 145770 | 0.69916 | 1.0808
Mobile Home Duct Sealing | 1046040 | 556882.62 | 186780.8129 | 2.6881 | 3.2923 | Total Residential Efficiency Programs | 1974754.2211 | 6865288.1753 | 3993389.0079 | 2.1779 | 1.3395
Home Energy Reports | 5498052 | 218064.63 | 0 | 2.4562 | 2.7019 | Commercial / Industrial Retrofit | 487100 | 2702330 | 0 | 1.2999 | 1.1029
Single Family New Construction | 1112700 | 1198552.553 | 28382.4 | 1.2354 | 1.1424 | Commercial/Industrial New Construction | 156000 | 622050 | 0 | 1.4225 | 1.1924
Manufactured Homes | 418420 | 50484 | 0 | 15.778 | 6.4122 | Resource Conservation Manager | 600000 | 850920 | 342725 | 1.0208 | 1.0014
Fuel Conversion Rebate | 2649750 | 1083574.5 | 0 | 2.1859 | 1.6118 | Energy Efficient Technology Evaluation | 0 | 27700 | 0 | 0 | 0
Multifamily Existing | 16746954.3 | 6861821.1746 | 2555980.5411 | 2.9956 | 2.5169 | Commercial Rebates | 1400163 | 784041.329 | 0 | 3.5627 | 2.5501
Multifamily New Construction | 954787.7724 | 674420.5389 | 0 | 1.7541 | 1.4643 | Total Commercial Programs | 2643263 | 4987041.329 | 342725 | 1.6161 | 1.3423
Total Residential Energy Management | 149029229.7979 | 42477028.4869 | 9429984.2358 | 3.0982 | 2.2049 | Total Electric Portfolio | 4618017.2211 | 13185278.2297 | 4336114.0079 | 1.7452 | 1.2582
Commercial/Industrial Retrofit | 71375000 | 18985765 | 0 | 3.1147 | 2.032
Commercial/Industrial New Construction | 3500000 | 1470370 | 0 | 1.7484 | 1.8251
Resource Conservation Manager | 18750000 | 1557700 | 452177 | 3.0622 | 1.5151
Small Business Lighting | 16040000 | 5640130 | 0 | 2.5104 | 2.1662
High Voltage, Self-Directed | 13000000 | 4188550 | 0 | 2.9505 | 2.6663
Technology Evaluation | 0 | 30600 | 0 | 0 | 0
Business Rebates | 34311500 | 6648119.7503 | 0 | 3.913 | 3.0718
Total Business Energy Management | 156976500 | 38521234.7503 | 452177 | 3.2618 | 2.3519
Northwest Energy Efficiency Alliance | 19414500 | 5260640 | 0 | 1.6166 | 1.7783
Transmission & Distribution | 8078500 | 1e-09 | 0 | 0 | 0
Total Regional Programs | 27493000 | 5260640 | 0 | 2.8789 | 3.1668
Total Electric Portfolio | 333498729.7979 | 93567437.6334 | 9882161.2358 | 2.9141 | 2.1883

## Electric CE
2013Program Planning Electric Cost-Effectivness Tests:
WACC | 8.1%
Program Number | Program Name | Weighted Life | Measure Life | Load Shape | kWh Savings | Program Overhead Costs | Total Incentive Payments | Customer Costs | Incremental Measure Costs | Other Contributions | Total Utility Costs | Total Resource Costs | Value of Non Energy Benefits | Present Value of Total Utility Program Costs in Time Zero* | Present Value of Total Resource Costs in Time Zero* | Utility Cost Test: Present Value Electric Savings In Time Zero | Total Resource Cost Test Present Value Electric Savings in Time Zero | Present Value of Non Energy Benefits in time Zero | Utility Cost Test: Benefit Cost Ratio | Total Resource Cost Test: Benefit Cost Ratio
Follow Below Hyperlinks for Program Details
E201 | Low Income Wx | 0.086537 | 24.026 | Varies by Measure | 1201202.52 | 687097.6174 | 1738365.44 | 141105.28 | 1879470.72 | 150000 | 2425463.0574 | 2716568.3374 | 569676 | 2243721.6072 | 2513014.1881 | 2355372.0865 | 2590909.2952 | 526989.8242 | 1.0498 | 1.2407
E214 | Residential Lighting | 2.3845 | 9.555 | Varies by Measure | 83225000 | 3328127.57 | 9794910 | 12323280 | 22118190 | 0 | 13123037.57 | 25446317.57 | 0 | 12139720.2313 | 23539609.2229 | 51338781.8268 | 56472660.0094 | 0 | 4.229 | 2.399
E214 | Space Heat | 0.37222 | 20.2236 | Varies by Measure | 6138116 | 846025 | 2158150 | 4332243 | 6490393 | 0 | 3004175 | 7336418 | 0 | 2779070.3053 | 6786695.6522 | 10841759.6157 | 11925935.5773 | 0 | 3.9012 | 1.7573
E215 | Water Heat | 0.035239 | 13.699 | Varies by Measure | 857890 | 277545.9 | 311300 | 205960 | 517260 | 0 | 588845.9 | 794805.9 | 156632 | 544723.3117 | 735250.6013 | 746138.1375 | 820751.9513 | 144895.4672 | 1.3698 | 1.3134
E214 | HomePrint | 0.078921 | 6.4494 | Varies by Measure | 4081000 | 610240.5 | 1228500 | 0 | 1228500 | 0 | 1838740.5 | 1838740.5 | 754435.5 | 1700962.5347 | 1700962.5347 | 2005114.0813 | 2205625.4894 | 697905.1804 | 1.1788 | 1.707
E214 | Home Appliances | 0.43982 | 11.8237 | Varies by Measure | 12405640 | 1897762.12 | 5854050 | 659281 | 6513331 | 0 | 7751812.12 | 8411093.12 | 1803597.54 | 7170964.0333 | 7780844.6994 | 8596415.4622 | 9456057.0084 | 1668452.8585 | 1.1988 | 1.4297
E214 | Showerheads Elect | 0.10484 | 10 | Varies by Measure | 3496457.56 | 67847.7462 | 157947.45 | 323420.55 | 481368 | 0 | 225795.1962 | 549215.7462 | 2934474.8918 | 208876.2222 | 508062.6699 | 2455402.879 | 2700943.1669 | 2714592.8694 | 11.7553 | 10.6592
E214 | Weatherization | 0.54307 | 28.5132 | Varies by Measure | 6351898.6055 | 730931 | 1403261.2787 | 4630814.4492 | 6034075.7279 | 0 | 2134192.2787 | 6765006.7279 | 0 | 1974275.9285 | 6258100.5809 | 14429328.3841 | 15872261.2226 | 0 | 7.3087 | 2.5363
E214 | ARRA Weatherization | 0.13121 | 15.3786 | Varies by Measure | 2845321.04 | 26.57 | 741140.278 | 0 | 741140.278 | 519163.9435 | 741166.848 | 1260330.7916 | 440024.55 | 685630.7567 | 1165893.4242 | 3924129.5195 | 4316542.4715 | 407053.2377 | 5.7234 | 4.0515
E214 | Mobile Home Duct Sealing | 0.046697 | 14.888 | Varies by Measure | 1046040 | 187206.92 | 369675.7 | 0 | 369675.7 | 0 | 556882.62 | 556882.62 | 186780.8129 | 515155.0601 | 515155.0601 | 1384799.4186 | 1523279.3604 | 172785.2108 | 2.6881 | 3.2923
E249 | Home Energy Reports | 0.016486 | 1 | Varies by Measure | 5498052 | 131383.63 | 86681 | 0 | 0 | 0 | 218064.63 | 218064.63 | 0 | 201724.9121 | 201724.9121 | 495486.509 | 545035.1599 | 0 | 2.4562 | 2.7019
E215 | Single Family New Construction | 0.061993 | 18.5806 | Varies by Measure | 1112700 | 688132.553 | 510420 | 252035 | 762455 | 0 | 1198552.553 | 1450587.553 | 28382.4 | 1108744.2673 | 1341894.1286 | 1369796.5535 | 1506776.2089 | 26255.6892 | 1.2354 | 1.1424
E215 | Manufactured Homes | 0.022583 | 18 | Varies by Measure | 418420 | 26484 | 24000 | 86160 | 110160 | 0 | 50484 | 136644 | 0 | 46701.2026 | 126405.1804 | 736852.4327 | 810537.676 | 0 | 15.778 | 6.4122
E216 | Fuel Conversion Rebate | 0.23836 | 30 | Varies by Measure | 2649750 | 492574.5 | 591000 | 1255399 | 1846399 | 0 | 1083574.5 | 2338973.5 | 0 | 2361133.4131 | 3522464.588 | 5161250.0618 | 5677375.068 | 0 | 2.1859 | 1.6118
E217 | Multifamily Existing | 0.79 | 15.7321 | Varies by Measure | 16746954.3 | 1478977.4746 | 5382843.7 | 3137101.28 | 8519944.98 | 0 | 6861821.1746 | 9998922.4546 | 2555980.5411 | 6347660.661 | 9249696.9977 | 19014835.6394 | 20916319.2033 | 2364459.335 | 2.9956 | 2.5169
E218 | Multifamily New Construction | 0.044133 | 15.4151 | Varies by Measure | 954787.7724 | 387761.839 | 286658.7 | 287085.85 | 573744.55 | 0 | 674420.5389 | 961506.3889 | 0 | 623885.79 | 889460.1193 | 1094369.2142 | 1203806.1356 | 98618.99 | 1.7541 | 1.4643
| Total Residential Energy Management |  |  |  | 149029229.7979 | 11838124.9401 | 30638903.5468 | 27633885.4092 | 58186107.956 | 669163.9435 | 42477028.4869 | 70780077.8396 | 9429984.2358 | 40652950.2372 | 66835234.5598 | 125949831.8219 | 138544815.0041 | 8822008.6623 | 3.0982 | 2.2049
E250 | Commercial/Industrial Retrofit | 2.6083 | 12.1874 | Varies by Measure | 71375000 | 5282250 | 13703515 | 13026060 | 26729575 | 0 | 18985765 | 32011825 | 0 | 17563149.8612 | 29613159.1119 | 54703593.9462 | 60173953.3409 | 0 | 3.1147 | 2.032
E251 | Commercial/Industrial New Construction | 0.10715 | 10.21 | Varies by Measure | 3500000 | 470370 | 1000000 | 79000 | 1079000 | 0 | 1470370 | 1549370 | 0 | 1360194.2646 | 1433274.7456 | 2378109.4114 | 2615920.3526 | 0 | 1.7484 | 1.8251
E253 | Resource Conservation Manager | 0.16867 | 3 | Varies by Measure | 18750000 | 1157700 | 400000 | 2203954.9569 | 2603954.9569 | 0 | 1557700 | 3761654.9569 | 452177 | 1440980.5735 | 3479791.8195 | 4412535.305 | 4853788.8355 | 418295.0971 | 3.0622 | 1.5151
E255 | Small Business Lighting | 0.57715 | 12 | Varies by Measure | 16040000 | 1229130 | 4411000 | 1549810.8108 | 5960810.8108 | 0 | 5640130 | 7189940.8108 | 0 | 5217511.5634 | 6651194.0896 | 13098177.5127 | 14407995.264 | 0 | 2.5104 | 2.1662
E258 | High Voltage, Self-Directed | 0.58471 | 15 | Varies by Measure | 13000000 | 548550 | 3640000 | 910000 | 4550000 | 0 | 4188550 | 5098550 | 0 | 3874699.3525 | 4716512.4884 | 11432335.8074 | 12575569.3881 | 0 | 2.9505 | 2.6663
E261 | Technology Evaluation |  | NA | NA | 0 | 0 | 0 | 0 | 0 | 0 | 30600 | 30600 | 0 | 28307.123 | 28307.123 | 6142727.3436 | 6757000.0779 | 0 | 0 | 0
E262 | Business Rebates | 0.83585 | 8.1242 | Varies by Measure | 34311500 | 1521580 | 5126539.7503 | 2667681.5288 | 7794221.2791 | 0 | 6648119.7503 | 9315801.2791 | 0 | 6149972.0169 | 8617762.5154 | 24065145.6341 | 26471660.1975 | 0 | 3.913 | 3.0718
| Total Business Energy Management |  |  |  | 156976500 | 10209580 | 28281054.7503 | 20436507.2965 | 48717562.0468 | 0 | 38521234.7503 | 58957742.0468 | 452177 | 35634814.7552 | 54540001.8934 | 116232624.9604 | 127855887.4565 | 418295.0971 | 3.2618 | 2.3519
| Northwest Energy Efficiency Alliance | 0.29107 | 5 | Res Lighting | 19414500 | 5260640 | 0 | 0 | 0 | 0 | 5260640 | 5260640 | 0 | 4866456.9843 | 4866456.9843 | 7867274.3764 | 8654001.8141 | 0 | 1.6166 | 1.7783
| Transmission & Distribution | 0.29068 | 12 | Varies by Measure | 8078500 | 1e-09 | 0 | 0 | 0 | 0 | 1e-09 | 1e-09 | 0 | 9.2507e-10 | 9.2507e-10 | 6142727.3436 | 6757000.0779 | 0
| Total Regional Programs |  |  |  | 27493000 | 5260640 | 0 | 0 | 0 | 0 | 5260640 | 5260640 | 0 | 4866456.9843 | 4866456.9843 | 14010001.72 | 15411001.892 | 0 | 2.8789 | 3.1668
| Customer Engagement & Education | [9 empty] | 1519182.2412 | 1519182.2412 | 0 | 1405348.9743 | 1405348.9743
| Energy Advisors | [9 empty] | 1083272.202 | 1083272.202 | 0 | 1002101.9445 | 1002101.9445
| Events | [9 empty] | 297418.78 | 297418.78 | 0 | 275133.0065 | 275133.0065
| Brochures | [9 empty] | 54250 | 54250 | 0 | 50185.0139 | 50185.0139
| Education | [9 empty] | 84241.2592 | 84241.2592 | 0 | 77929.0094 | 77929.0094
| Customer Online Experince | [9 empty] | 999155.686 | 999155.686 | 0 | 924288.3312 | 924288.3312
| Web Experince | [9 empty] | 632470 | 632470 | 0 | 585078.6309 | 585078.6309
| Web Development | [9 empty] | 87100 | 87100 | 0 | 80573.543 | 80573.543
| Web content, maintenance + analytics | [9 empty] | 295800 | 295800 | 0 | 273635.5227 | 273635.5227
| Online customer tools | [9 empty] | 234900 | 234900 | 0 | 217298.7974 | 217298.7974
| E-news | [9 empty] | 9450 | 9450 | 0 | 8741.9056 | 8741.9056
| Miscellaneous applications | [9 empty] | 5220 | 5220 | 0 | 4828.8622 | 4828.8622
| Market Integration | [9 empty] | 366685.686 | 366685.686 | 0 | 339209.7003 | 339209.7003
| Energy Efficient Communities | [9 empty] | 380885.039 | 380885.039 | 0 | 352345.087 | 352345.087
| Trade Ally Support | [9 empty] | 62300 | 62300 | 0 | 57631.8224 | 57631.8224
| Marketing Research | [9 empty] | 608239 | 608239 | 0 | 562663.2747 | 562663.2747
| Total Program Support | [9 empty] | 3569761.9662 | 3569761.9662 | 0 | 3302277.4896 | 3302277.4896
| Conservation Supply Curves | [9 empty] | 255292.88 | 255292.88 | 0 | 236163.6263 | 236163.6263
| Strategic Planning | [9 empty] | 237429.37 | 237429.37 | 0 | 219638.6401 | 219638.6401
| Program Evaluation | [9 empty] | 2159039.18 | 2159039.18 | 0 | 1997261.0361 | 1997261.0361
| Verification Team | [9 empty] | 633401 | 633401 | 0 | 585939.8705 | 585939.8705
| Program Support | [9 empty] | 453610 | 453610 | 0 | 419620.7216 | 419620.7216
| Total Research and Compliance | [9 empty] | 3738772.43 | 3738772.43 | 0 | 3458623.8945 | 3458623.8945
| Total In CE Calcutions |  | 10.5695 |  | 333498729.7979 | 27308344.9401 | 58919958.2971 | 48070392.7057 | 106903670.0028 | 669163.9435 | 93567437.6334 | 142306994.2826 | 9882161.2358 | 87915123.3608 | 133002594.8217 | 256192458.5023 | 281811704.3525 | 9240303.7595 | 2.9141 | 2.1883
| Net Metering | [9 empty] | 460777.273 | 460777.273 | 0 | 426250.9463 | 426250.9463
| Renewable Energy Education | [9 empty] | 120464.965 | 120464.965 | 0 | 111438.4505 | 111438.4505
| C/I Load Control | [9 empty] | 243849.0854 | 243849.0854 | 0 | 225577.3222 | 225577.3222
| Residential Demand Response | [9 empty] | 9815.25 | 9815.25 | 0 | 9079.7872 | 9079.7872
| Total Other Programs | [9 empty] | 834906.5733 | 834906.5733 |  | 772346.5063 | 772346.5063
Grand Total of All EES Programs |  |  |  |  | 38.0706 | [5 empty] | 94402344.2068
The total present value of utility and total resource costs in this spreadsheet look as if they are incorrect (i.e. dividing the utility cost and total resource costs by 1.081 does not yield the present value of utility and total resource costs listed here). They are correct. The present value of utility and TRC costs include the addtional cost of gas for fuel conversion customers. Because we had gas costs in a present value already, we did not add them into the UC and TRC cost column).

## Gas CE
2013 Program Planning: Gas Cost-Effectiveness Tests
WACC | 7.8% | [17 empty] | Conservation Credit: | 10%
Prog. No. | Program Name | Weight Life | Measure Life | Load Shape | Therm Savings | Program Overhead Costs | Total Incentive Payments | Customer Costs & Agency Costs | Incremental Measure Costs | Other Contributions | Total Utility Costs | Total Resource Costs | Value of Non Energy Benefits | Present Value of Total Utility Costs in Time Zero | Present Value of Total Resource Costs in Time Zero | Present Value Therm Savings In Time Zero | Present Value of Non Energy Benefits in time Zero | Utility Cost Test: Benefit Cost Ratio | Total Resource Cost Test: Benefit Cost Ratio Without Conservation Credit | Total Resource Cost Test: Benefit Cost Ratio With Conservation Credit
Follow Below Hyperlinks for Program Details
G203 | Low Income WX | 0.12372 | 26.9778 | Varies by Measure | 21178.5011 | 64523.8597 | 236784.8061 | 7054.0054 | 243838.8116 | 150000 | 301308.6658 | 458362.6712 | 150000 | 279507.1112 | 425197.2832 | 223007.0508 | 139146.5677 | 0.79786 | 0.85173 | 0.90418
G214 | Residential Space Heat | 2.9352 | 18.1243 | Varies by Measure | 747889 | 578863.18 | 1776400 | 2559264 | 4335664 | 0 | 2355263.18 | 4914527.18 | 0 | 2184845.2505 | 4558930.5937 | 6217232.9402 | 0 | 2.8456 | 1.3637 | 1.5001
| Residential Appliances 1 | 0.02425 | 14 | Varies by Measure | 7998.97 | 0 | 0 | 0 | 0 | 0 | 0 | 0 | 0 | 0 | 0 | 37284.808 | 0 | 0 | 0 | 0
G214 | Residential Showerheads | 0.38822 | 10 | Varies by Measure | 179279.76 | 71139.5707 | 225350 | 318290 | 543640 | 0 | 296489.5707 | 614779.5707 | 3335784.0432 | 275036.7075 | 570296.4478 | 614582.365 | 3094419.3351 | 2.2345 | 6.5036 | 6.6114
G214 | Single Family Retrofit-Wx | 3.2557 | 27.1766 | Varies by Measure | 553235.18 | 581716.15 | 2340716 | 4137862.2 | 6478578.2 | 0 | 2922432.15 | 7060294.35 | 166040 | 2710976.0204 | 6549438.1725 | 5854435.8829 | 154025.974 | 2.1595 | 0.9174 | 1.0068
G214 | Web Enabled Thermostats | 0.23387 | 20 | Varies by Measure | 54000 | 65290.4 | 390000 | 68000 | 458000 | 0 | 455290.4 | 523290.4 | 0 | 422347.3098 | 485427.0872 | 480817.7573 | 0 | 1.1384 | 0.9905 | 1.0896
G214 | Home Energy Reports | 0.075081 | 1 | Varies by Measure | 346724 | 62306.3028 | 37149 | 0 | 37149 | 0 | 99455.3028 | 99455.3028 | 0 | 92259.0935 | 92259.0935 | 142414.52 | 0 | 1.5436 | 1.5436 | 1.698
G217 | Multifamily Existing | 0.10818 | 28.1676 | Varies by Measure | 17736 | 69968 | 48115 | 14200 | 62315 | 0 | 118083 | 132283 | 195794.9647 | 109538.961 | 122711.5028 | 94401.9576 | 181627.9821 | 0.86181 | 2.2494 | 2.3264
G218 | Multifamily New Construction | 0.13366 | 13.214 | Varies by Measure | 46712.81 | 74759.9059 | 242206 | 22944.08 | 265150.08 | 0 | 316965.9059 | 339909.9859 | 145770 | 294031.4526 | 315315.3858 | 205575.5465 | 135222.6345 | 0.69916 | 1.0808 | 1.146
| Total Residential Efficiency Programs |  |  |  | 1974754.2211 | 1568567.3691 | 5296720.8062 | 7127614.2854 | 12424335.0916 | 150000 | 6865288.1753 | 14142902.4607 | 3993389.0079 | 6368541.9066 | 13119575.5665 | 13869752.8283 | 3704442.4934 | 2.1779 | 1.3395 | 1.4453
G205 | Commercial / Industrial Retrofit | 1.7412 | 16.5073 | Varies by Measure | 487100 | 947220 | 1755110 | 482527.5 | 2237637.5 | 0 | 2702330 | 3184857.5 | 0 | 2506799.6289 | 2954413.2653 | 3258514.4245 | 0 | 1.2999 | 1.1029 | 1.2132
G251 | Commercial/Industrial New Construction | 0.50671 | 15 | Varies by Measure | 156000 | 297050 | 325000 | 120000 | 445000 | 0 | 622050 | 742050 | 0 | 577040.8163 | 688358.0705 | 820822.0273 | 0 | 1.4225 | 1.1924 | 1.3117
G208 | Resource Conservation Manager | 0.38978 | 3 | Varies by Measure | 600000 | 650920 | 200000 | 358754.4713 | 558754.4713 | 0 | 850920 | 1209674.4713 | 342725 | 789350.6494 | 1122147.0049 | 805735.5881 | 317926.7161 | 1.0208 | 1.0014 | 1.0732
G261 | Energy Efficient Technology Evaluation |  | NA | NA | 0 | 0 | 0 | 0 | 0 | 0 | 27700 | 27700 | 0 | 25695.7328 | 25695.7328 | 0 | 0 | 0 | 0 | 0
G262 | Commercial Rebates | 1.6963 | 5.5946 | Varies by Measure | 1400163 | 169699.999 | 614341.33 | 311351.36 | 925692.69 | 0 | 784041.329 | 1095392.689 | 0 | 727311.0659 | 1016134.2199 | 2591210.4702 | 0 | 3.5627 | 2.5501 | 2.8051
| Total Commercial Programs |  |  |  | 2643263 | 2064889.999 | 2894451.33 | 1272633.3313 | 4167084.6613 |  | 4987041.329 | 6259674.6603 | 342725 | 4626197.8933 | 5806748.2934 | 7476282.51 | 317926.7161 | 1.6161 | 1.3423 | 1.471
| Customer Engagement & Education | [9 empty] | 231678.9064 | 231678.9064 | 0 | 214915.4976 | 214915.4976
| Energy Advisors | [9 empty] | 161691.8212 | 161691.8212 | 0 | 149992.413 | 149992.413
| Events | [9 empty] | 48328.74 | 48328.74 | 0 | 44831.8553 | 44831.8553
| Brochures | [9 empty] | 8169 | 8169 | 0 | 7577.9221 | 7577.9221
| Education | [9 empty] | 13489.3453 | 13489.3453 | 0 | 12513.3073 | 12513.3073
| Customer Online Experince | [9 empty] | 149922.114 | 149922.114 | 0 | 139074.3173 | 139074.3173
| Web Experince | [9 empty] | 95130 | 95130 | 0 | 88246.7532 | 88246.7532
| Web Development | [9 empty] | 13000 | 13000 | 0 | 12059.3692 | 12059.3692
| Web content, maintenance + analytics | [9 empty] | 44200 | 44200 | 0 | 41001.8553 | 41001.8553
| Online customer tools | [9 empty] | 35100 | 35100 | 0 | 32560.2968 | 32560.2968
| E-news | [9 empty] | 2050 | 2050 | 0 | 1901.6698 | 1901.6698
| Miscellaneous applications | [9 empty] | 780 | 780 | 0 | 723.5622 | 723.5622
| EES Market Integration | [9 empty] | 54792.114 | 54792.114 | 0 | 50827.564 | 50827.564
| Energy Efficient Communities | [9 empty] | 56914.576 | 56914.576 | 0 | 52796.4527 | 52796.4527
| Trade Ally Support | [9 empty] | 25000 | 25000 | 0 | 23191.0946 | 23191.0946
| Marketing Research | [9 empty] | 90883 | 90883 | 0 | 84307.0501 | 84307.0501
| Total Support | [9 empty] | 554398.5964 | 554398.5964 | 0 | 514284.4123 | 514284.4123
| Conservation Supply Curves | [9 empty] | 38147.349 | 38147.349 | 0 | 35387.1512 | 35387.1512
| Strategic Planning & Market Research | [9 empty] | 35478 | 35478 | 0 | 32910.9462 | 32910.9462
| Program Evaluation | [9 empty] | 550292 | 550292 | 0 | 510474.9536 | 510474.9536
| Verificaton Team | [9 empty] | 101356.53 | 101356.53 | 0 | 94022.7551 | 94022.7551
| Program Support | [9 empty] | 53276.25 | 53276.25 | 0 | 49421.3822 | 49421.3822
| Total Compliance | [9 empty] | 778550.129 | 778550.129 |  | 722217.1883 | 722217.1883
| Grand Total All Gas Programs |  | 11.6119 |  | 4618017.2211 | 3633457.3681 | 8191172.1362 | 8400247.6167 | 16591419.7528 | 150000 | 13185278.2297 | 21735525.8464 | 4336114.0079 | 12231241.4005 | 20162825.4605 | 21346035.3383 | 4022369.2096 | 1.7452 | 1.2582 | 1.364
1. The electric residential appliance program offers clothes washers which save both gas and electricity. The bulk of the savings is electric savings. Therefore, the gas savings are simply an extra non-electric benefit of the program. This is why there are gas savings with no program incentives, overhead, or customer costs.

## E201 LIW
Rtn to Summary | E201 Residential Low Income: 2013 Program Savings, Budget, and Benefit-Cost Analysis
| Discount Rate: | 8.1%
| Sch. No. | Measure Name | Measure Life | Weighted Life | Electric End-Use Type | Number of units offered | kWh per unit | Incentives Per Unit | Incremental Measure Cost per Unit | Agency or Customer Cost per Unit | Total kWh Savings | Program Overhead Cost | Total Incentive | Total Customer Cost | Total Incremental Measure Cost | Other Contribution Costs | Total Resource Cost | Non-Energy Benefits | Total Resource Costs in Time Zero | Non-Energy Benefits in Time Zero | Present Value of One kWh in time Zero | Present Value Electric Savings In time Zero | TRC B/C Ratio | Total Utility Program Costs | Utility Program Cost Time Zero | PV one kWh UC | PV Total Electric Savings Time Zero UC | UC B/C Ratio
| E201 | Refrigerator Replacement - MF | 22 | 0.41483 | Res Refrigerator | 30 | 755 | 600 | 600 | 0 | 22650 | 7563.6 | 18000 | 0 | 18000 |  | 25563.6 |  | 23648.1036 | 0 | 1.1243 | 25464.8488 | 1.0768 | 25563.6 | 23648.1036 | 1.0221 | 23149.8625 | 0.97893
| E201 | Refrigerator Replacement - MH | 22 | 0.11062 | Res Refrigerator | 8 | 755 | 600 | 600 | 0 | 6040 | 2016.96 | 4800 | 0 | 4800 |  | 6816.96 |  | 6306.161 | 0 | 1.1243 | 6790.6263 | 1.0768 | 6816.96 | 6306.161 | 1.0221 | 6173.2967 | 0.97893
| E201 | Refrigerator Replacement - SF | 22 | 0.22124 | Res Refrigerator | 16 | 755 | 600 | 600 | 0 | 12080 | 4033.92 | 9600 | 0 | 9600 |  | 13633.92 |  | 12612.3219 | 0 | 1.1243 | 13581.2527 | 1.0768 | 13633.92 | 12612.3219 | 1.0221 | 12346.5933 | 0.97893
| E201 | Insulation-Attic R0 to R38 - MF | 30 | 0.1935 | MF Space Heat | 3554 | 2.18 | 2.43 | 2.43 | 0 | 7747.72 | 3628.9396 | 8636.22 | 0 | 8636.22 |  | 12265.1596 |  | 11346.1236 | 0 | 2.143 | 16603.6279 | 1.4634 | 12265.1596 | 11346.1236 | 1.9482 | 15094.2072 | 1.3303
| E201 | Insulation-Attic R0 to R38 - SF | 30 | 0.19081 | SF Space Heat | 4000 | 1.91 | 2.43 | 2.43 | 0 | 7640 | 4084.344 | 9720 | 0 | 9720 |  | 13804.344 |  | 12769.9759 | 0 | 2.5768 | 19686.6959 | 1.5416 | 13804.344 | 12769.9759 | 2.3425 | 17896.9963 | 1.4015
| E201 | Insulation-Attic R11 to R38 - MF | 30 | 0.19579 | MF Space Heat | 5640 | 1.39 | 1.95 | 1.95 | 0 | 7839.6 | 4621.3596 | 10998 | 0 | 10998 |  | 15619.3596 |  | 14448.9913 | 0 | 2.143 | 16800.5299 | 1.1627 | 15619.3596 | 14448.9913 | 1.9482 | 15273.209 | 1.057
| E201 | Insulation-Attic R11 to R38 - SF | 30 | 1.4768 | SF Space Heat | 48870 | 1.21 | 1.95 | 1.95 | 0 | 59132.7 | 40043.5893 | 95296.5 | 0 | 95296.5 |  | 135340.0893 |  | 125198.9725 | 0 | 2.5768 | 152372.707 | 1.217 | 135340.0893 | 125198.9725 | 2.3425 | 138520.6428 | 1.1064
| E201 | Insulation-Attic R19 to R38 - MF | 30 | 0.34154 | MF Space Heat | 23578 | 0.58 | 1.35 | 1.35 | 0 | 13675.24 | 10987.8196 | 31830.3 | 0 | 31830.3 |  | 42818.1196 |  | 39609.7313 | 0 | 2.143 | 29306.5052 | 0.73988 | 42818.1196 | 39609.7313 | 1.9482 | 26642.2774 | 0.67262
| E201 | Insulation-Attic R19 to R38 - SF | 30 | 0.052934 | SF Space Heat | 4164 | 0.509 | 1.35 | 1.35 | 0 | 2119.476 | 1940.5073 | 5621.4 | 0 | 5621.4 |  | 7561.9073 |  | 6995.2889 | 0 | 2.5768 | 5461.4502 | 0.78073 | 7561.9073 | 6995.2889 | 2.3425 | 4964.9547 | 0.70976
| E201 | Insulation-Attic R0 to R19 - MF | 30 | 0.019855 | MF Space Heat | 500 | 1.59 | 2.21 | 2.21 | 0 | 795 | 464.321 | 1105 | 0 | 1105 |  | 1569.321 |  | 1451.7308 | 0 | 2.143 | 1703.7121 | 1.1736 | 1569.321 | 1451.7308 | 1.9482 | 1548.8292 | 1.0669
| E201 | Insulation-Attic R0 to R19 - MH | 25 | 0.23414 | SF Space Heat | 22500 | 0.5 | 1.1 | 1.56 | 0.46 | 11250 | 8543.7 | 24750 | 10350 | 35100 |  | 43643.7 |  | 40373.4505 | 0 | 2.3211 | 26112.3254 | 0.64677 | 33293.7 | 30798.9824 | 2.1101 | 23738.4776 | 0.77076
| E201 | Insulation-Attic R0 to R19 - SF | 30 | 0.34785 | SF Space Heat | 10020 | 1.39 | 2.21 | 2.21 | 0 | 13927.8 | 9304.9928 | 22144.2 | 0 | 22144.2 |  | 31449.1928 |  | 29092.6853 | 0 | 2.5768 | 35889.0527 | 1.2336 | 31449.1928 | 29092.6853 | 2.3425 | 32626.4116 | 1.1215
| E201 | Insulation-Attic R11 to R33 - MH | 25 | 1.1581 | SF Space Heat | 55094 | 1.01 | 1.71 | 1.71 | 0 | 55644.94 | 39587.3529 | 94210.74 | 0 | 94210.74 |  | 133798.0929 |  | 123772.5189 | 0 | 2.3211 | 129157.2248 | 1.0435 | 133798.0929 | 123772.5189 | 2.1101 | 117415.6589 | 0.94864
| E201 | Insulation-Attic R0 to R30 - MH | 25 | 0.26745 | SF Space Heat | 15298 | 0.84 | 2.1 | 2.1 | 0 | 12850.32 | 13499.2612 | 32125.8 | 0 | 32125.8 |  | 45625.0612 |  | 42206.347 | 0 | 2.3211 | 29826.8211 | 0.70669 | 45625.0612 | 42206.347 | 2.1101 | 27115.2919 | 0.64245
| E201 | Insulation-Duct R0 to R11 - SF | 30 | 0.25619 | SF Space Heat | 2206 | 4.65 | 6.46 | 6.46 | 0 | 10257.9 | 5988.1694 | 14250.76 | 0 | 14250.76 |  | 20238.9294 |  | 18722.4138 | 0 | 2.5768 | 26432.4814 | 1.4118 | 20238.9294 | 18722.4138 | 2.3425 | 24029.5285 | 1.2835
| E201 | Insulation-Duct R0 to R11 - MF | 30 | 0.023227 | MF Space Heat | 200 | 4.65 | 6.46 | 6.46 | 0 | 930 | 542.8984 | 1292 | 0 | 1292 |  | 1834.8984 |  | 1697.4083 | 0 | 2.143 | 1993.0217 | 1.1742 | 1834.8984 | 1697.4083 | 1.9482 | 1811.8379 | 1.0674
| E201 | Insulation-Floor R0 to R19 - MF | 30 | 0.07948 | MF Space Heat | 3060 | 1.04 | 1.87 | 1.87 | 0 | 3182.4 | 1975.3034 | 5722.2 | 0 | 5722.2 |  | 7697.5034 |  | 7120.7247 | 0 | 2.143 | 6819.9916 | 0.95777 | 7697.5034 | 7120.7247 | 1.9482 | 6199.9924 | 0.8707
| E201 | Insulation-Floor R0 to R19 - SF | 30 | 0.51827 | SF Space Heat | 20546 | 1.01 | 1.87 | 1.87 | 0 | 20751.46 | 13262.9361 | 38421.02 | 0 | 38421.02 |  | 51683.9561 |  | 47811.2452 | 0 | 2.5768 | 53472.2097 | 1.1184 | 51683.9561 | 47811.2452 | 2.3425 | 48611.0997 | 1.0167
| E201 | Insulation-Floor R0 to R30 - MH | 30 | 2.5933 | SF Space Heat | 70636 | 1.47 | 2.46 | 2.46 | 0 | 103834.92 | 73015.8681 | 173764.56 | 0 | 173764.56 |  | 246780.4281 |  | 228289.0177 | 0 | 2.5768 | 267561.0592 | 1.172 | 246780.4281 | 228289.0177 | 2.3425 | 243237.3265 | 1.0655
| E201 | Insulation-Floor R0 to R30 - MF | 30 | 0.15942 | MF Space Heat | 4910 | 1.3 | 2.2 | 2.2 | 0 | 6383 | 3728.8504 | 10802 | 0 | 10802 |  | 14530.8504 |  | 13442.0448 | 0 | 2.143 | 13678.9864 | 1.0176 | 14530.8504 | 13442.0448 | 1.9482 | 12435.4422 | 0.92512
| E201 | Insulation-Floor R0 to R30 - SF | 30 | 0.71441 | SF Space Heat | 23640.4 | 1.21 | 2.2 | 2.2 | 0 | 28604.884 | 21854.1314 | 52008.88 | 0 | 52008.88 |  | 73863.0114 |  | 68328.4102 | 0 | 2.5768 | 73708.855 | 1.0787 | 73863.0114 | 68328.4102 | 2.3425 | 67008.05 | 0.98068
| E201 | Insulation-Floor R0 to R22 - MH | 25 | 1.4603 | SF Space Heat | 62094 | 1.13 | 2.26 | 2.26 | 0 | 70166.22 | 58967.6913 | 140332.44 | 0 | 140332.44 |  | 199300.1313 |  | 184366.4489 | 0 | 2.3211 | 162862.5038 | 0.88336 | 199300.1313 | 184366.4489 | 2.1101 | 148056.8216 | 0.80306
| E201 | Insulation-Floor R11 to R22 - MH | 25 | 0.43557 | SF Space Heat | 35472 | 0.59 | 1.4 | 1.63 | 0.23 | 20928.48 | 20867.4682 | 49660.8 | 8158.56 | 57819.36 |  | 78686.8282 |  | 72790.7754 | 0 | 2.3211 | 48577.0026 | 0.66735 | 70528.2682 | 65243.5413 | 2.1101 | 44160.9115 | 0.67686
| E201 | Insulation-Floor R11 to R30 - MF | 30 | 0.00022777 | MF Space Heat | 12 | 0.76 | 1.13 | 1.13 | 0 | 9.12 | 4.6809 | 13.56 | 0 | 13.56 |  | 18.2409 |  | 16.8741 | 0 | 2.143 | 19.5445 | 1.1583 | 18.2409 | 16.8741 | 1.9482 | 17.7677 | 1.053
| E201 | Insulation-Floor R11 to R30 - SF | 30 | 0.00017982 | SF Space Heat | 12 | 0.6 | 1.38 | 1.38 | 0 | 7.2 | 5.7165 | 16.56 | 0 | 16.56 |  | 22.2765 |  | 20.6073 | 0 | 2.5768 | 18.5529 | 0.90031 | 22.2765 | 20.6073 | 2.3425 | 16.8663 | 0.81846
| E201 | Insulation-Wall R0 to R11 - MF | 30 | 0.016234 | MF Space Heat | 500 | 1.3 | 2.75 | 2.75 | 0 | 650 | 577.775 | 1375 | 0 | 1375 |  | 1952.775 |  | 1806.4524 | 0 | 2.143 | 1392.9721 | 0.77111 | 1952.775 | 1806.4524 | 1.9482 | 1266.3383 | 0.70101
| E201 | Insulation-Wall R0 to R11 - SF | 30 | 0.017233 | SF Space Heat | 500 | 1.38 | 2.75 | 2.75 | 0 | 690 | 577.775 | 1375 | 0 | 1375 |  | 1952.775 |  | 1806.4524 | 0 | 2.5768 | 1777.9869 | 0.98424 | 1952.775 | 1806.4524 | 2.3425 | 1616.3518 | 0.89477
| E201 | Insulation-Wall R0 to R11 - MH | 25 | 0.93136 | SF Space Heat | 25000 | 1.79 | 2.75 | 2.75 | 0 | 44750 | 28888.75 | 68750 | 0 | 68750 |  | 97638.75 |  | 90322.6179 | 0 | 2.3211 | 103869.0277 | 1.15 | 97638.75 | 90322.6179 | 2.1101 | 94426.3888 | 1.0454
| E201 | Showerhead - MF (2.0 GPM) | 10 | 0.023143 | Res Water Heat | 20 | 139 | 40.5 | 40.5 | 0 | 2780 | 340.362 | 810 | 0 | 810 |  | 1150.362 |  | 1064.1647 | 0 | 0.77248 | 2147.4941 | 2.018 | 1150.362 | 1064.1647 | 0.70225 | 1952.2674 | 1.8346
| E201 | Showerhead - MH (2.0 GPM) | 10 | 0.023143 | Res Water Heat | 20 | 139 | 40.5 | 40.5 | 0 | 2780 | 340.362 | 810 | 0 | 810 |  | 1150.362 |  | 1064.1647 | 0 | 0.77248 | 2147.4941 | 2.018 | 1150.362 | 1064.1647 | 0.70225 | 1952.2674 | 1.8346
| E201 | Showerhead - SF (2.0 GPM) | 10 | 0.023143 | Res Water Heat | 20 | 139 | 40.5 | 40.5 | 0 | 2780 | 340.362 | 810 | 0 | 810 |  | 1150.362 |  | 1064.1647 | 0 | 0.77248 | 2147.4941 | 2.018 | 1150.362 | 1064.1647 | 0.70225 | 1952.2674 | 1.8346
| E201 | CF Fixture - MH | 15 | 0.0073426 | Res Lighting | 12 | 49 | 53.5 | 53.5 | 0 | 588 | 269.7684 | 642 | 0 | 642 |  | 911.7684 |  | 843.449 | 0 | 1.0499 | 617.3317 | 0.73191 | 911.7684 | 843.449 | 0.95444 | 561.2106 | 0.66538
| E201 | CF Fixture - SF | 15 | 0.0073426 | Res Lighting | 12 | 49 | 53.5 | 53.5 | 0 | 588 | 269.7684 | 642 | 0 | 642 |  | 911.7684 |  | 843.449 | 0 | 1.0499 | 617.3317 | 0.73191 | 911.7684 | 843.449 | 0.95444 | 561.2106 | 0.66538
| E201 | CF Fixture - MF | 15 | 0.45892 | Res Lighting | 750 | 49 | 53.5 | 53.5 | 0 | 36750 | 16860.525 | 40125 | 0 | 40125 |  | 56985.525 |  | 52715.5643 | 0 | 1.0499 | 38583.2283 | 0.73191 | 56985.525 | 52715.5643 | 0.95444 | 35075.6621 | 0.66538
| E201 | CFL - MF | 5 | 0.0047869 | Res Lighting | 50 | 23 | 5 | 5 | 0 | 1150 | 105.05 | 250 | 0 | 250 |  | 355.05 |  | 328.4459 | 0 | 0.44575 | 512.6118 | 1.5607 | 355.05 | 328.4459 | 0.40523 | 466.0107 | 1.4188
| E201 | CFL - MH | 5 | 0.0042124 | Res Lighting | 44 | 23 | 5 | 5 | 0 | 1012 | 92.444 | 220 | 0 | 220 |  | 312.444 |  | 289.0324 | 0 | 0.44575 | 451.0984 | 1.5607 | 312.444 | 289.0324 | 0.40523 | 410.0895 | 1.4188
| E201 | CFL - SF | 5 | 0.003638 | Res Lighting | 38 | 23 | 5 | 5 | 0 | 874 | 79.838 | 190 | 0 | 190 |  | 269.838 |  | 249.6189 | 0 | 0.44575 | 389.585 | 1.5607 | 269.838 | 249.6189 | 0.40523 | 354.1682 | 1.4188
| E201 | Light Socket Conversion - MF | 15 | 0 | Res Lighting | 0 | 23 | 7 | 7 | 0 | 0 | 0 | 0 | 0 | 0 |  | 0 |  | 0 | 0 | 0 | 0 | #DIV/0! | 0 | 0 | 0 | 0 | #DIV/0!
| E201 | Light Socket Conversion - MH | 15 | 0 | Res Lighting | 0 | 23 | 7 | 7 | 0 | 0 | 0 | 0 | 0 | 0 |  | 0 |  | 0 | 0 | 0 | 0 | #DIV/0! | 0 | 0 | 0 | 0 | #DIV/0!
| E201 | Light Socket Conversion - SF | 15 | 0 | Res Lighting | 0 | 23 | 7 | 7 | 0 | 0 | 0 | 0 | 0 | 0 |  | 0 |  | 0 | 0 | 0 | 0 | #DIV/0! | 0 | 0 | 0 | 0 | #DIV/0!
| E201 | Duct Sealing - MH | 20 | 2.1618 | SF Space Heat | 120 | 1082 | 500 | 500 | 0 | 129840 | 25212 | 60000 | 0 | 60000 |  | 85212 |  | 78827.012 | 0 | 2.0524 | 266479.0418 | 3.3806 | 85212 | 78827.012 | 1.8658 | 242253.6744 | 3.0732
| E201 | Duct Sealing - SF | 20 | 0.74565 | SF Space Heat | 36 | 1244 | 500 | 500 | 0 | 44784 | 7563.6 | 18000 | 0 | 18000 |  | 25563.6 |  | 23648.1036 | 0 | 2.0524 | 91913.1039 | 3.8867 | 25563.6 | 23648.1036 | 1.8658 | 83557.3672 | 3.5334
| E201 | Structure Sealing - MH | 25 | 2.2545 | SF Space Heat | 128960 | 0.84 | 1 | 1 | 0 | 108326.4 | 54188.992 | 128960 | 0 | 128960 |  | 183148.992 |  | 169425.5245 | 0 | 2.3211 | 251435.9293 | 1.484 | 183148.992 | 169425.5245 | 2.1101 | 228578.1176 | 1.3491
| E201 | Structure Sealing - SF | 20 | 2.3744 | SF Space Heat | 83886 | 1.7 | 1 | 1 | 0 | 142606.2 | 35248.8972 | 83886 | 0 | 83886 |  | 119134.8972 |  | 110208.0455 | 0 | 2.0524 | 292679.941 | 2.6557 | 119134.8972 | 110208.0455 | 1.8658 | 266072.6736 | 2.4143
| E201 | Electronic Thermostat - SF | 15 | 0.021728 | SF Space Heat | 5 | 348 | 202.5 | 202.5 | 0 | 1740 | 349.515 | 1012.5 | 0 | 1012.5 |  | 1362.015 |  | 1259.9584 | 0 | 1.7423 | 3031.5704 | 2.4061 | 1362.015 | 1259.9584 | 1.5839 | 2755.9731 | 2.1874
| E201 | Water Heater (.95 EF) - MF | 15 | 0.01963 | Res Water Heat | 12 | 131 | 67 | 67 | 0 | 1572 | 337.8408 | 804 | 0 | 804 |  | 1141.8408 |  | 1056.282 | 0 | 1.0251 | 1611.381 | 1.5255 | 1141.8408 | 1056.282 | 0.93187 | 1464.8918 | 1.3868
| E201 | Water Heater (.95 EF) - MH | 15 | 0.01963 | Res Water Heat | 12 | 131 | 67 | 67 | 0 | 1572 | 337.8408 | 804 | 0 | 804 |  | 1141.8408 |  | 1056.282 | 0 | 1.0251 | 1611.381 | 1.5255 | 1141.8408 | 1056.282 | 0.93187 | 1464.8918 | 1.3868
| E201 | Water Heater (.95 EF) - SF | 15 | 0.01963 | Res Water Heat | 12 | 131 | 67 | 67 | 0 | 1572 | 337.8408 | 804 | 0 | 804 |  | 1141.8408 |  | 1056.282 | 0 | 1.0251 | 1611.381 | 1.5255 | 1141.8408 | 1056.282 | 0.93187 | 1464.8918 | 1.3868
| E201 | Ductless Heat Pump - SF | 20 | 0.6993 | SF Space Heat | 12 | 3500 | 3407 | 3500 | 93 | 42000 | 14113.1568 | 40884 | 1116 | 42000 |  | 56113.1568 |  | 51908.5632 | 0 | 2.0524 | 86199.3204 | 1.6606 | 54997.1568 | 50876.1858 | 1.8658 | 78363.0185 | 1.5403
| E201 | Water Heater Pipe Wrap - MF | 15 | 0.003996 | Res Water Heat | 16 | 20 | 13.5 | 13.5 | 0 | 320 | 90.7632 | 216 | 0 | 216 |  | 306.7632 |  | 283.7772 | 0 | 1.0251 | 328.0165 | 1.1559 | 306.7632 | 283.7772 | 0.93187 | 298.1968 | 1.0508
| E201 | Water Heater Pipe Wrap - MH | 15 | 0.023976 | Res Water Heat | 96 | 20 | 13.5 | 13.5 | 0 | 1920 | 544.5792 | 1296 | 0 | 1296 |  | 1840.5792 |  | 1702.6635 | 0 | 1.0251 | 1968.0989 | 1.1559 | 1840.5792 | 1702.6635 | 0.93187 | 1789.1808 | 1.0508
| E201 | Water Heater Pipe Wrap - SF | 15 | 0.004995 | Res Water Heat | 20 | 20 | 13.5 | 13.5 | 0 | 400 | 113.454 | 270 | 0 | 270 |  | 383.454 |  | 354.7216 | 0 | 1.0251 | 410.0206 | 1.1559 | 383.454 | 354.7216 | 0.93187 | 372.746 | 1.0508
| E201 | Windows-Double to Double - MF | 30 | 0.4473 | MF Space Heat | 1500 | 11.94 | 6 | 32.52 | 26.52 | 17910 | 3106.8 | 9000 | 39780 | 48780 |  | 51886.8 |  | 47998.8899 | 0 | 2.143 | 38381.7401 | 0.79964 | 12106.8 | 11199.63 | 1.9482 | 34892.491 | 3.1155
| E201 | Windows-Double to Double - MH | 25 | 0.12758 | SF Space Heat | 500 | 12.26 | 10 | 32.52 | 22.52 | 6130 | 1726 | 5000 | 11260 | 16260 |  | 17986 |  | 16638.2979 | 0 | 2.3211 | 14228.316 | 0.85515 | 6726 | 6222.0167 | 2.1101 | 12934.8327 | 2.0789
| E201 | Windows-Double to Double - SF | 30 | 0.14398 | SF Space Heat | 500 | 11.53 | 10 | 32.52 | 22.52 | 5765 | 1726 | 5000 | 11260 | 16260 |  | 17986 |  | 16638.2979 | 0 | 2.5768 | 14855.2097 | 0.89283 | 6726 | 6222.0167 | 2.3425 | 13504.7361 | 2.1705
| E201 | Windows-Single to Double - MF | 30 | 0.54071 | MF Space Heat | 1000 | 21.65 | 16.2 | 32.52 | 16.32 | 21650 | 5592.24 | 16200 | 16320 | 32520 |  | 38112.24 |  | 35256.4662 | 0 | 2.143 | 46396.6875 | 1.316 | 21792.24 | 20159.334 | 1.9482 | 42178.8068 | 2.0923
| E201 | Windows-Single to Double - MH | 25 | 0.45453 | SF Space Heat | 1086 | 20.11 | 12 | 32.52 | 20.52 | 21839.46 | 4498.6464 | 13032 | 22284.72 | 35316.72 |  | 39815.3664 |  | 36831.9763 | 0 | 2.3211 | 50691.4743 | 1.3763 | 17530.6464 | 16217.0642 | 2.1101 | 46083.1584 | 2.8416
| E201 | Windows-Single to Double - SF | 30 | 0.52048 | SF Space Heat | 1000 | 20.84 | 13 | 32.52 | 19.52 | 20840 | 4487.6 | 13000 | 19520 | 32520 |  | 37007.6 |  | 34234.5976 | 0 | 2.5768 | 53700.3589 | 1.5686 | 17487.6 | 16177.2433 | 2.3425 | 48818.5081 | 3.0177
| E201 | Windows-Single to Triple - MF | 30 | 0.0070669 | MF Space Heat | 12 | 23.58 | 18 | 35 | 17 | 282.96 | 74.5632 | 216 | 204 | 420 |  | 494.5632 |  | 457.5053 | 0 | 2.143 | 606.3929 | 1.3254 | 290.5632 | 268.7911 | 1.9482 | 551.2663 | 2.0509
| E201 | Windows-Single to Triple - SF | 30 | 0.0068122 | SF Space Heat | 12 | 22.73 | 18 | 35 | 17 | 272.76 | 74.5632 | 216 | 204 | 420 |  | 494.5632 |  | 457.5053 | 0 | 2.5768 | 702.846 | 1.5363 | 290.5632 | 268.7911 | 2.3425 | 638.9509 | 2.3771
| E201 | Windows-Double to Triple - MF | 30 | 0.0041568 | MF Space Heat | 12 | 13.87 | 8 | 35 | 27 | 166.44 | 33.1392 | 96 | 324 | 420 |  | 453.1392 |  | 419.1852 | 0 | 2.143 | 356.6866 | 0.8509 | 129.1392 | 119.4627 | 1.9482 | 324.2605 | 2.7143
| E201 | Windows-Double to Triple - SF | 30 | 0.004019 | SF Space Heat | 12 | 13.41 | 8 | 35 | 27 | 160.92 | 33.1392 | 96 | 324 | 420 |  | 453.1392 |  | 419.1852 | 0 | 2.5768 | 414.6575 | 0.9892 | 129.1392 | 119.4627 | 2.3425 | 376.9613 | 3.1555
| E201 | EnergyStar Whole House Ventilation - MF | 15 | 0.15984 | MF Space Heat | 100 | 128 | 50 | 50 | 0 | 12800 | 2101 | 5000 | 0 | 5000 |  | 7101 |  | 6568.9177 | 0 | 1.5113 | 19345.0496 | 2.9449 | 7101 | 6568.9177 | 1.3739 | 17586.4087 | 2.6772
| E201 | EnergyStar Whole House Ventilation - SF | 15 | 0.07992 | SF Space Heat | 50 | 128 | 50 | 50 | 0 | 6400 | 1050.5 | 2500 | 0 | 2500 |  | 3550.5 |  | 3284.4588 | 0 | 1.7423 | 11150.6037 | 3.395 | 3550.5 | 3284.4588 | 1.5839 | 10136.9125 | 3.0863
| E201 | EnergyStar Whole House Ventilation - MH | 15 | 0.11828 | SF Space Heat | 74 | 128 | 50 | 50 | 0 | 9472 | 1554.74 | 3700 | 0 | 3700 |  | 5254.74 |  | 4860.9991 | 0 | 1.7423 | 16502.8935 | 3.395 | 5254.74 | 4860.9991 | 1.5839 | 15002.6304 | 3.0863
| E201 | Smart Strips - MF | 4 | 0.003996 | Plug Load | 12 | 100 | 25 | 25 | 0 | 1200 | 103.56 | 300 | 0 | 300 |  | 403.56 |  | 373.321 | 0 | 0.36462 | 437.5469 | 1.172 | 403.56 | 373.321 | 0.33147 | 397.7699 | 1.0655
| E201 | Smart Strips - SF | 4 | 0.003996 | Plug Load | 12 | 100 | 25 | 25 | 0 | 1200 | 103.56 | 300 | 0 | 300 |  | 403.56 |  | 373.321 | 0 | 0.36462 | 437.5469 | 1.172 | 403.56 | 373.321 | 0.33147 | 397.7699 | 1.0655
| E201 | Smart Strips - MH | 4 | 0.003996 | Plug Load | 12 | 100 | 25 | 25 | 0 | 1200 | 103.56 | 300 | 0 | 300 |  | 403.56 |  | 373.321 | 0 | 0.36462 | 437.5469 | 1.172 | 403.56 | 373.321 | 0.33147 | 397.7699 | 1.0655
| E201 | LED Lamp (Incandescent) - MF | 30 | 0.01019 | Res Lighting | 12 | 34 | 40 | 40 | 0 | 408 | 165.696 | 480 | 0 | 480 |  | 645.696 |  | 597.3136 | 0 | 1.5146 | 617.9676 | 1.0346 | 645.696 | 597.3136 | 1.3769 | 561.7888 | 0.94053
| E201 | LED Lamp (Incandescent) - SF | 30 | 0.01019 | Res Lighting | 12 | 34 | 40 | 40 | 0 | 408 | 165.696 | 480 | 0 | 480 |  | 645.696 |  | 597.3136 | 0 | 1.5146 | 617.9676 | 1.0346 | 645.696 | 597.3136 | 1.3769 | 561.7888 | 0.94053
| E201 | LED Lamp (Incandescent) - MH | 30 | 0.01019 | Res Lighting | 12 | 34 | 40 | 40 | 0 | 408 | 165.696 | 480 | 0 | 480 |  | 645.696 |  | 597.3136 | 0 | 1.5146 | 617.9676 | 1.0346 | 645.696 | 597.3136 | 1.3769 | 561.7888 | 0.94053
| E201 | LED fixtures-MF | 18 | 0.010969 | Res Lighting | 12 | 61 | 60 | 60 | 0 | 732 | 248.544 | 720 | 0 | 720 |  | 968.544 |  | 895.9704 | 0 | 1.1728 | 858.4683 | 0.95814 | 968.544 | 895.9704 | 1.0662 | 780.4257 | 0.87104
| E201 | LED fixtures -SF | 18 | 0.010969 | Res Lighting | 12 | 61 | 60 | 60 | 0 | 732 | 248.544 | 720 | 0 | 720 |  | 968.544 |  | 895.9704 | 0 | 1.1728 | 858.4683 | 0.95814 | 968.544 | 895.9704 | 1.0662 | 780.4257 | 0.87104
| E201 | LED fixtures - MH | 18 | 0.010969 | Res Lighting | 12 | 61 | 60 | 60 | 0 | 732 | 248.544 | 720 | 0 | 720 |  | 968.544 |  | 895.9704 | 0 | 1.1728 | 858.4683 | 0.95814 | 968.544 | 895.9704 | 1.0662 | 780.4257 | 0.87104
| E201 | Repairs | 1 | 0 | SF Space Heat | 1 | 0 | 352751 | 352751 | 0 | 0 | 121769.6452 | 352751 | 0 | 352751 |  | 474520.6452 | 419676 | 438964.5191 | 388229.4172 | 0 | 0 | 0.88442 | 474520.6452 | 438964.5191 | 0 | 0 | 0
| E201 | NEBs Participant | 1 | 0 | SF Space Heat | 1 | 0 | 0 | 0 | 0 | 0 | 0 | 0 | 0 | 0 |  | 0 | 0 | 0 | 0 | 0 | 0 | #DIV/0! | 0 | 0 | 0 | 0 | 0
| E201 | NEBs Economic | 1 | 0 | SF Space Heat | 1 | 0 | 0 | 0 | 0 | 0 | 0 | 0 | 0 | 0 |  | 0 | 0 | 0 | 0 | 0 | 0 | #DIV/0! | 0 | 0 | 0 | 0 | 0
| E201 | Shareholder | 1 | 0 | SF Space Heat | 1 | 0 |  |  | 0 | 0 | 0 | 0 | 0 | 0 | 150000 | 150000 | 150000 | 138760.407 | 138760.407 | 0 | 0 | 1 | 0 | 0 | 0 | 0 | 0
|  |  |  | 24.026 | [6 empty] | 1201202.52 | 687097.6174 | 1738365.44 | 141105.28 | 1879470.72 | 150000 | 2716568.3374 | 569676 | 2513014.1881 | 526989.8242 |  | 2590909.2952 | 1.2407 | 2425463.0574 | 2243721.6072 |  | 2355372.0865 | 1.0498

## E214 Res. Lighting
Rtn to Summary | E214 Residential Single Family Existing-Lighting: 2013 Program Savings, Budget, and Benefit-Cost Analysis
| Discount Rate: | 8.1%
| Sch. No. | Measure Name | Measure Life | Weighted Life | Electric End-Use Type | Number of units offered | kWh per unit | Incentives Per Unit | Incremental Measure Cost per Unit | Agency or Customer Cost per Unit | Total kWh Savings | Unit Overhead | Program Overhead Cost | Total Incentive | Total Customer Cost | Total Incremental Measure Cost | Other Contribution Costs | Total Resource Cost | Non-Energy Benefits | Total Resource Costs in Time Zero | Non-Energy Benefits in Time Zero | Present Value of One kWh in time Zero | Present Value Electric Savings In time Zero | TRC B/C Ratio | Total Utility Program Costs | Utility Program Cost Time Zero | PV one kWh UC | PV Total Electric Savings Time Zero UC | UC B/C Ratio
| E214 | Engagement CFL | 5 | 0.020186 | Res Lighting | 16800 | 20 | 1.7 | 3 | 1.3 | 336000 | 0.8 | 13440 | 28560 | 21840 | 50400 | 0 | 63840 | 0 | 59056.4292 | 0 | 0.44575 | 149771.7999 | 2.5361 | 42000 | 38852.914 | 0.40523 | 136156.1817 | 3.5044
| E214 |  |  | 0 | [5 empty] | 0 | 0 |  | 0 | 0 | 0 | 0 | 0 | 0 | 0 | 0 | 0 | 0 | 0 | #DIV/0! | 0 | 0 | 0 | 0 | #DIV/0!
| E214 | ENERGY STAR Spiral CFL Bulbs | 5 | 2.2637 | Res Lighting | 2355000 | 16 | 1.17 | 3 | 1.83 | 37680000 | 0.64053 | 1508457.57 | 2755350 | 4309650 | 7065000 | 0 | 8573457.57 | 0 | 7931043.0805 | 0 | 0.44575 | 16795837.5623 | 2.1177 | 4263807.57 | 3944317.8261 | 0.40523 | 15268943.2385 | 3.8711
| E214 | ENERGY STAR Specialty CFL Bulbs | 7 | 2.4451 | Res Lighting | 1530000 | 19 | 2.45 | 2 | 0 | 29070000 | 0.761 | 1164330 | 3748500 | 0 | 3748500 | 0 | 4912830 | 0 | 4544708.6031 | 0 | 0.596 | 17325680.8998 | 3.8123 | 4912830 | 4544708.6031 | 0.54182 | 15750618.9998 | 3.4657
| E214 | ENERGY STAR Indoor CFL Fixtures | 15 | 0.27125 | Res Lighting | 35000 | 43 | 10 | 20 | 10 | 1505000 | 1.72 | 60200 | 350000 | 350000 | 700000 | 0 | 760200 | 0 | 703237.7428 | 0 | 1.0499 | 1580075.0645 | 2.2469 | 410200 | 379463.4598 | 0.95444 | 1436431.8768 | 3.7854
| E214 | ENERGY STAR Outdoor CFL Fixtures | 15 | 0.10814 | Res Lighting | 5000 | 120 | 10 | 15 | 5 | 600000 | 4.8 | 24000 | 50000 | 25000 | 75000 | 0 | 99000 | 0 | 91581.8686 | 0 | 1.0499 | 629930.2583 | 6.8783 | 74000 | 68455.1341 | 0.95444 | 572663.8711 | 8.3655
| E214 | A-Lamp LED | 30 | 2.617 | Res Lighting | 220000 | 33 | 7 | 26.94 | 19.94 | 7260000 | 1.32 | 290400 | 1540000 | 4386800 | 5926800 | 0 | 6217200 | 0 | 5751341.3506 | 0 | 1.5146 | 10996188.9591 | 1.9119 | 1830400 | 1693246.9935 | 1.3769 | 9996535.4173 | 5.9038
| E214 | Reflector LED | 30 | 0.96822 | Res Lighting | 79000 | 34 | 7.5 | 39.28 | 31.78 | 2686000 | 1.32 | 104280 | 592500 | 2510620 | 3103120 | 0 | 3207400 | 0 | 2967067.5301 | 0 | 1.5146 | 4068286.9895 | 1.3711 | 696780 | 644569.8427 | 1.3769 | 3698442.7178 | 5.7378
| E214 | MR-16 LED | 30 | 0.079303 | Res Lighting | 10000 | 22 | 10 | 15.82 | 5.82 | 220000 | 0.88 | 8800 | 100000 | 58200 | 158200 | 0 | 167000 | 0 | 154486.5865 | 0 | 1.5146 | 333217.8472 | 2.1569 | 108800 | 100647.5486 | 1.3769 | 302925.3157 | 3.0098
| E214 | Indoor LED Fixtures | 18 | 0.41093 | Res Lighting | 38000 | 50 | 12 | 24.51 | 12.51 | 1900000 | 1.99 | 75620 | 456000 | 475380 | 931380 | 0 | 1007000 | 0 | 931544.8659 | 0 | 1.1728 | 2228264.7193 | 2.392 | 531620 | 491785.3839 | 1.0662 | 2025695.1994 | 4.1191
| E214 | Outdoor LED Fixtures | 18 | 0.37114 | Res Lighting | 12000 | 143 | 12 | 24.99 | 12.99 | 1716000 | 5.71 | 68520 | 144000 | 155880 | 299880 | 0 | 368400 | 0 | 340795.5597 | 0 | 1.1728 | 2012474.8728 | 5.9052 | 212520 | 196595.7447 | 1.0662 | 1829522.6117 | 9.306
| E214 | Occupancy Sensors | 25 |  | Res Lighting | 3000 | 84 | 10 | 19.97 | 9.97 | 252000 | 3.36 | 10080 | 30000 | 29910 | 59910 | 0 | 69990 | 0 | 64745.6059 | 0 | 1.4005 | 352931.0366 | 5.451 | 40080 | 37076.7808 | 1.2732 | 320846.3969 | 8.6536
|  | Program Totals |  | 9.555 | [6 empty] | 83225000 |  | 3328127.57 | 9794910 | 12323280 | 22118190 | 0 | 25446317.57 | 0 | 23539609.2229 | 0 |  | 56472660.0094 | 2.399 | 13123037.57 | 12139720.2313 |  | 51338781.8268 | 4.229

## E214 SpaceHeat
Rtn to Summary | E214 Residential Single Family Existing-Space Heat: 2013 Program Savings, Budget, and Benefit-Cost Analysis
| Discount Rate: | 8.1%
Program and Measure Costs
| Sch. No. | Measure Name | Measure Life | Weighted Life | Electric End-Use Type | Number of units offered | kWh per unit | Incentives Per Unit | Incremental Measure Cost per Unit | Agency or Customer Cost per Unit | Total kWh Savings | Percent overhead | Program Overhead Cost | Total Incentive | Total Customer Cost | Total Incremental Measure Cost | Other Contribution Costs | Total Resource Cost | Non-Energy Benefits | Total Resource Costs in Time Zero | Non-Energy Benefits in Time Zero | Present Value of One kWh in time Zero | Present Value Electric Savings In time Zero | TRC B/C Ratio | Total Utility Program Costs | Utility Program Cost Time Zero | PV one kWh UC | PV Total Electric Savings Time Zero UC | UC B/C Ratio
| E214 | Energy Star Geothermal Heat Pump | 30 | 0.67085 | SF Heat Pump | 34 | 4037 | 1500 | 3889 | 2389 | 137258 | 5% | 42301.25 | 51000 | 81226 | 132226 | 0 | 174527.25 | 0 | 161449.815 | 0 | 2.3238 | 318965.8886 | 1.9756 | 93301.25 | 86310.1295 | 2.1126 | 289968.9897 | 3.3596
| E214 | Ductless Heat Pump | 20 | 4.6187 | SF Heat Pump | 405 | 3500 | 1200 | 3407 | 2207 | 1417500 | 15% | 126903.75 | 486000 | 893835 | 1379835 | 0 | 1506738.75 | 0 | 1393837.8816 | 0 | 1.9342 | 2741754.518 | 1.9671 | 612903.75 | 566978.4921 | 1.7584 | 2492504.1073 | 4.3961
| E214 | Energy Star Heat Pump - Tier 1 = 8.5 HSPF, 14 SEER | 20 | 0.59291 | SF Heat Pump | 446 | 408 | 200 | 742 | 542 | 181968 | 11% | 93062.75 | 89200 | 241732 | 330932 | 0 | 423994.75 | 0 | 392224.5606 | 0 | 1.9342 | 351965.8456 | 0.89736 | 182262.75 | 168605.6892 | 1.7584 | 319968.9505 | 1.8977
| E214 | Energy Star Heat Pump - Tier 2 = 9.0 HSPF, 14 SEER | 20 | 1.9513 | SF Heat Pump | 1081 | 554 | 350 | 844 | 494 | 598874 | 34% | 287648.5 | 378350 | 534014 | 912364 | 0 | 1200012.5 | 0 | 1110094.8196 | 0 | 1.9342 | 1158353.0831 | 1.0435 | 665998.5 | 616094.8196 | 1.7584 | 1053048.2573 | 1.7092
| E214 | Forced-air-furnace to Heat Pump Conversion (greater than or equal to 8.5 HSPF, 14 SEER) | 20 | 9.6468 | SF Heat Pump | 572 | 5176 | 1500 | 5663 | 4163 | 2960672 | 15% | 126903.75 | 858000 | 2381236 | 3239236 | 0 | 3366139.75 | 0 | 3113912.8122 | 0 | 1.9342 | 5726586.1252 | 1.839 | 984903.75 | 911104.3016 | 1.7584 | 5205987.3865 | 5.7139
| E214 | Heat Pump Sizing & Lock out Controls | 20 | 2.1311 | SF Heat Pump | 452 | 1447 | 300 | 350 | 50 | 654044 | 17% | 143824.25 | 135600 | 22600 | 158200 | 0 | 302024.25 | 0 | 279393.3858 | 0 | 1.9342 | 1265063.9097 | 4.5279 | 279424.25 | 258486.8178 | 1.7584 | 1150058.0997 | 4.4492
| E214 | NEW Energy Star Heat Pump - Tier 3 = 10.0 HSPF, 16 SEER | 20 | 0.61191 | SF Heat Pump | 200 | 939 | 800 | 1688 | 888 | 187800 | 3% | 25380.75 | 160000 | 177600 | 337600 | 0 | 362980.75 | 0 | 335782.3774 | 0 | 1.9342 | 363246.207 | 1.0818 | 185380.75 | 171490.0555 | 1.7584 | 330223.8246 | 1.9256
|  |  |  | 20.2236 | [6 empty] | 6138116 | 100% | 846025 | 2158150 | 4332243 | 6490393 | 0 | 7336418 | 0 | 6786695.6522 | 0 |  | 11925935.5773 | 1.7573 | 3004175 | 2779070.3053 |  | 10841759.6157 | 3.9012

## E214 Water Heat
Rtn to Summary | E214 Residential Single Family Existing-Water Heat : 2013 Program Savings, Budget, and Benefit-Cost Analysis
| Discount Rate: | 8.1%
| Sch. No. | Measure Name | Measure Life | Weighted Life | Electric End-Use Type | Number of units offered | kWh per unit | Incentives Per Unit | Incremental Measure Cost per Unit | Agency or Customer Cost per Unit | Total kWh Savings | Percent overhead | Program Overhead Cost | Total Incentive | Total Customer Cost | Total Incremental Measure Cost | Other Contribution Costs | Total Resource Cost | Non-Energy Benefits | Total Resource Costs in Time Zero | Non-Energy Benefits in Time Zero | Present Value of One kWh in time Zero | Present Value Electric Savings In time Zero | TRC B/C Ratio | Total Utility Program Costs | Utility Program Cost Time Zero | PV one kWh UC | PV Total Electric Savings Time Zero UC | UC B/C Ratio
| E214 | NEEA Northern Climate Specs Heat Pump Water Heater - Tier 1 | 15 | 1.5404 | Res Water Heat | 100 | 881 | 500 | 900 | 400 | 88100 | 0.10269 | 28502.2483 | 50000 | 40000 | 90000 | 0 | 118502.2483 |  | 109622.8014 | 0 | 1.0251 | 90307.039 | 0.8238 | 78502.2483 | 72620.0262 | 0.93187 | 82097.3082 | 1.1305
| E214 | High Efficiency Electric Water Heater (=> .94 EF) | 15 | 0.29112 | Res Water Heat | 150 | 111 | 50 | 56 | 6 | 16650 | 0.019408 | 5386.6338 | 7500 | 900 | 8400 | 0 | 13786.6338 |  | 12753.5927 | 0 | 1.0251 | 17067.1078 | 1.3382 | 12886.6338 | 11921.0303 | 0.93187 | 15515.5526 | 1.3015
| E214 | Waste Water Heat Recovery (models with an efficiency of 42% or greater) | 30 | 0.26087 | Res Water Heat | 20 | 373 | 250 | 537 | 287 | 7460 | 0.0086958 | 2413.4707 | 5000 | 5740 | 10740 | 0 | 13153.4707 |  | 12167.873 | 0 | 1.4811 | 11048.9777 | 0.90805 | 7413.4707 | 6857.9748 | 1.3465 | 10044.5252 | 1.4646
| E214 | New: Direct Install Showerhead 1.5gpm or less EWH | 10 | 2.8628 | Res Water Heat | 800 | 307 | 31 | 31 | 0 | 245600 | 0.28628 | 79456.892 | 24800 | 0 | 24800 | 0 | 104256.892 | 156632 | 96444.8584 | 144895.4672 | 0.77248 | 189721.0621 | 3.4695 | 104256.892 | 96444.8584 | 0.70225 | 172473.6928 | 1.7883
| E214 | NEEA Northern Climate Specs Heat Pump Water Heater - Tier 2 | 15 | 8.7438 | Res Water Heat | 280 | 1786 | 800 | 1369 | 569 | 500080 | 0.58292 | 161786.6552 | 224000 | 159320 | 383320 | 0 | 545106.6552 |  | 504261.4757 | 0 | 1.0251 | 512607.7647 | 1.0166 | 385786.6552 | 356879.4221 | 0.93187 | 466007.0588 | 1.3058
|  | Program Total | 13.699 | [6 empty] | 1262 | 857890 |  | 277545.9 | 311300 | 205960 | 517260 | 0 | 794805.9 | 156632 | 735250.6013 | 144895.4672 |  | 820751.9513 | 1.3134 | 588845.9 | 544723.3117 |  | 746138.1375 | 1.3698

## E214 HomePrint
Rtn to Summary | E214 Residential Single Family Existing- HomePrint : 2013 Program Savings, Budget, and Benefit-Cost Analysis
| Discount Rate: | 8.1%
| Sch. No. | Measure Name | Measure Life | Weighted Life | Electric End-Use Type | Number of units offered | kWh per unit | Incentives Per Unit | Incremental Measure Cost per Unit | Agency or Customer Cost per Unit | Total kWh Savings | Percent overhead | Program Overhead Cost | Total Incentive | Total Customer Cost | Total Incremental Measure Cost | Other Contribution Costs | Total Resource Cost | Non-Energy Benefits | Total Resource Costs in Time Zero | Non-Energy Benefits in Time Zero | Present Value of One kWh in time Zero | Present Value Electric Savings In time Zero | TRC B/C Ratio | Total Utility Program Costs | Utility Program Cost Time Zero | PV one kWh UC | PV Total Electric Savings Time Zero UC | UC B/C Ratio
| 214 | CFL Direct Install | 5 | 3.5506 | Res Lighting | 126000 | 23 | 3 | 3 | 0 | 2898000 | 71% | 433270.755 | 378000 | 0 | 378000 | 0 | 811270.755 | 0 | 750481.7345 | 0 | 0.44575 | 1291781.7743 | 1.7213 | 811270.755 | 750481.7345 | 0.40523 | 1174347.0675 | 1.5648
| 214 | Showerhead 1.5gpm EWH - leave behind | 10 | 2.8988 | Res Water Heat | 4550 | 260 | 10 | 10 | 0 | 1183000 | 29% | 176969.745 | 45500 | 0 | 45500 | 0 | 222469.745 | 754435.5 | 205799.9491 | 697905.1804 | 0.77248 | 913843.7151 | 7.8316 | 222469.745 | 205799.9491 | 0.70225 | 830767.0138 | 4.0368
| 214 | Homeprint Assessement | 1 | 0 | Plug Load | 7000 | 0 | 115 | 115 | 0 | 0 | 0% | 0 | 805000 | 0 | 805000 | 0 | 805000 | 0 | 744680.8511 | 0 | 0 | 0 | 0 | 805000 | 744680.8511 | 0 | 0 | 0
|  |  |  | 6.4494 | [6 empty] | 4081000 | 100% | 610240.5 | 1228500 | 0 | 1228500 | 0 | 1838740.5 | 754435.5 | 1700962.5347 | 697905.1804 |  | 2205625.4894 | 1.707 | 1838740.5 | 1700962.5347 |  | 2005114.0813 | 1.1788

## E214 Appliances
Rtn to Summary | E214 Residential Single Family Existing-Appliences: 2013 Program Savings, Budget, and Benefit-Cost Analysis
| Discount Rate: | 8.1%
| Sch. No. | Measure Name | Measure Life | Weighted Life | Electric End-Use Type | Number of units offered | kWh per unit | Incentives Per Unit | Incremental Measure Cost per Unit | Agency or Customer Cost per Unit | Total kWh Savings | Unit overhead | Program Overhead Cost | Total Incentive | Total Customer Cost | Total Incremental Measure Cost | Other Contribution Costs | Total Resource Cost | Non-Energy Benefits | Total Resource Costs in Time Zero | Non-Energy Benefits in Time Zero | Present Value of One kWh in time Zero | Present Value Electric Savings In time Zero | TRC B/C Ratio | Total Utility Program Costs | Utility Program Cost Time Zero | PV one kWh UC | PV Total Electric Savings Time Zero UC | UC B/C Ratio
| E214 | Refrigerator CEE 1 | 20 | 0.05965 | Res Refrigerator | 1000 | 37 | 25 | 15 | 0 | 37000 | 14.3336 | 14333.59 | 25000 | 0 | 25000 | 0 | 39333.59 |  | 36386.2997 | 0 | 1.0659 | 39436.9693 | 1.0838 | 39333.59 | 36386.2997 | 0.96897 | 35851.7902 | 0.98531
| E214 | Refrigerator CEE 2 | 20 | 0.10479 | Res Refrigerator | 1000 | 65 | 50 | 38 | 0 | 65000 | 14.3336 | 14333.59 | 50000 | 0 | 50000 | 0 | 64333.59 |  | 59513.0342 | 0 | 1.0659 | 69281.1622 | 1.1641 | 64333.59 | 59513.0342 | 0.96897 | 62982.8747 | 1.0583
| E214 | Refrigerator CEE 3 | 20 | 0.27729 | Res Refrigerator | 2000 | 86 | 50 | 77 | 27 | 172000 | 14.3336 | 28667.19 | 100000 | 54000 | 154000 | 0 | 182667.19 |  | 168979.8242 | 0 | 1.0659 | 183328.6139 | 1.0849 | 128667.19 | 119026.0777 | 0.96897 | 166662.3762 | 1.4002
| E214 | Freezer Energy Star | 20 | 0.067711 | Res Refrigerator | 1000 | 42 | 25 | 4 | 0 | 42000 | 14.3336 | 14333.6 | 25000 | 0 | 25000 | 0 | 39333.6 |  | 36386.309 | 0 | 1.0659 | 44766.2894 | 1.2303 | 39333.6 | 36386.309 | 0.96897 | 40696.6268 | 1.1185
| E214 | Clothes Washer MEF 2.4 -3.09 Electric WH / Electric Dryer | 14 | 0.54931 | Res Water Heat | 5936 | 82 | 50 | 73 | 23 | 486752 | 14.3336 | 85084.309 | 296800 | 136528 | 433328 | 0 | 518412.309 | 631946.56 | 479567.3533 | 584594.4126 | 0.98086 | 477433.6493 | 2.2146 | 381884.309 | 353269.481 | 0.89169 | 434030.5903 | 1.2286
| E214 | Clothes Washer MEF 3.1+ Electric WH / Electric Dryer | 14 | 0.13335 | Res Water Heat | 844 | 140 | 50 | 206 | 156 | 118160 | 14.3336 | 12097.5668 | 42200 | 131664 | 173864 | 0 | 185961.5668 | 133081.92 | 172027.3514 | 123110.0093 | 0.98086 | 115897.9521 | 1.3894 | 54297.5668 | 50229.0165 | 0.89169 | 105361.7747 | 2.0976
| E214 | Clothes Washer MEF 2.4 -3.09 Electric WH / Gas Dryer | 14 | 0.0039882 | Res Water Heat | 114 | 31 | 50 | 73 | 23 | 3534 | 14.3336 | 1634.0315 | 5700 | 2622 | 8322 | 0 | 9956.0315 | 12136.44 | 9210.0199 | 11227.049 | 0.98086 | 3466.3453 | 1.5954 | 7334.0315 | 6784.488 | 0.89169 | 3151.223 | 0.46447
| E214 | Clothes Washer MEF 3.1+ Electric WH / Gas Dryer | 14 | 0.0011511 | Res Water Heat | 20 | 51 | 50 | 206 | 156 | 1020 | 14.3336 | 286.6722 | 1000 | 3120 | 4120 | 0 | 4406.6722 | 3153.6 | 4076.4775 | 2917.2988 | 0.98086 | 1000.4732 | 0.96107 | 1286.6722 | 1190.2611 | 0.89169 | 909.5211 | 0.76414
| E214 | Clothes Washer MEF 2.4 -3.09 Gas WH / Electric Dryer | 14 | 0.37413 | Res Water Heat | 5619 | 59 | 50 | 73 | 23 | 331521 | 14.3336 | 80540.5546 | 280950 | 129237 | 410187 | 0 | 490727.5546 | 598198.74 | 453957.0348 | 553375.3377 | 0.98086 | 325174.3821 | 1.9353 | 361490.5546 | 334403.8433 | 0.89169 | 295613.0747 | 0.884
| E214 | Clothes Washer MEF 3.1+ Gas / Electric Dryer | 14 | 0.10558 | Res Water Heat | 891 | 105 | 50 | 206 | 156 | 93555 | 14.3336 | 12771.2465 | 44550 | 138996 | 183546 | 0 | 196317.2465 | 140492.88 | 181607.0736 | 129965.6614 | 0.98086 | 91763.9888 | 1.2209 | 57321.2465 | 53026.13 | 0.89169 | 83421.808 | 1.5732
| E214 | Clothes Washer MEF 2.4 -3.09 Gas WH / Gas Dryer | 14 | 0.013955 | Res Water Heat | 1374 | 9 | 50 | 73 | 23 | 12366 | 14.3336 | 19694.3801 | 68700 | 31602 | 100302 | 0 | 119996.3801 | 146276.04 | 111004.977 | 135315.4857 | 0.98086 | 12129.266 | 1.3283 | 88394.3801 | 81770.9344 | 0.89169 | 11026.6055 | 0.13485
| E214 | Clothes Washer MEF 3.1+ Gas WH / Gas Dryer | 14 | 0.0036474 | Res Water Heat | 202 | 16 | 50 | 206 | 156 | 3232 | 14.3336 | 2895.3892 | 10100 | 31512 | 41612 | 0 | 44507.3892 | 31851.36 | 41172.423 | 29464.7179 | 0.98086 | 3170.1268 | 0.79264 | 12995.3892 | 12021.6367 | 0.89169 | 2881.9334 | 0.23973
| E214 | Refrigerator Replacement | 15 | 5.4773 | Res Refrigerator | 6000 | 755 | 535 | 535 | 0 | 4530000 | 49.52 | 297120 | 3210000 | 0 | 3210000 | 0 | 3507120 |  | 3244329.3247 | 0 | 0.8959 | 4058419.3681 | 1.2509 | 3507120 | 3244329.3247 | 0.81445 | 3689472.1528 | 1.1372
| E214 | Clothes Washer Replacement Electric WH / Electric Dryer | 14 | 0.59134 | Res Water Heat | 1000 | 524 | 560 | 560 | 0 | 524000 | 49.52 | 49520 | 560000 | 0 | 560000 | 0 | 609520 | 106460 | 563848.2886 | 98482.8862 | 0.98086 | 513968.5759 | 1.0862 | 609520 | 563848.2886 | 0.89169 | 467244.1599 | 0.82867
| E214 | Refrigerator Decomm | 9 | 1.049 | Res Refrigerator | 3000 | 482 | 78.5 | 78.5 | 0 | 1446000 | 104.5 | 313500 | 235500 | 0 | 235500 | 0 | 549000 |  | 507863.0897 | 0 | 0.62207 | 899510.9113 | 1.7712 | 549000 | 507863.0897 | 0.56552 | 817737.1921 | 1.6102
| E214 | Refrigerator Decomm 20yrs | 9 | 2.203 | Res Refrigerator | 6300 | 482 | 108.5 | 108.5 | 0 | 3036600 | 104.5 | 658350 | 683550 | 0 | 683550 | 0 | 1341900 |  | 1241350.6013 | 0 | 0.62207 | 1888972.9137 | 1.5217 | 1341900 | 1241350.6013 | 0.56552 | 1717248.1033 | 1.3834
| E214 | Retail Refrigerator Decomm | 9 | 0.24478 | Res Refrigerator | 700 | 482 | 72.5 | 72.5 | 0 | 337400 | 104.5 | 73150 | 50750 | 0 | 50750 | 0 | 123900 |  | 114616.0962 | 0 | 0.62207 | 209885.8793 | 1.8312 | 123900 | 114616.0962 | 0.56552 | 190805.3448 | 1.6647
| E214 | Freezer Decomm | 6 | 0.53685 | Res Refrigerator | 2000 | 555 | 78.5 | 78.5 | 0 | 1110000 | 104.5 | 209000 | 157000 | 0 | 157000 | 0 | 366000 |  | 338575.3932 | 0 | 0.44483 | 493762.0398 | 1.4584 | 366000 | 338575.3932 | 0.40439 | 448874.5816 | 1.3258
| E214 | Retail Freezer Decomm | 6 | 0.026843 | Res Refrigerator | 100 | 555 | 72.5 | 72.5 | 0 | 55500 | 104.5 | 10450 | 7250 | 0 | 7250 | 0 | 17700 |  | 16373.728 | 0 | 0.44483 | 24688.102 | 1.5078 | 17700 | 16373.728 | 0.40439 | 22443.7291 | 1.3707
|  | Program Total |  | 11.8237 | [6 empty] | 12405640 |  | 1897762.12 | 5854050 | 659281 | 6513331 | 0 | 8411093.12 | 1803597.54 | 7780844.6994 | 1668452.8585 |  | 9456057.0084 | 1.4297 | 7751812.12 | 7170964.0333 |  | 8596415.4622 | 1.1988

## E214 Showerheads
Rtn to Summary | E214 Residential Single Family Existing-Showerheads: 2013 Program Savings, Budget, and Benefit-Cost Analysis
| Discount Rate: | 8.1%
| Sch. No. | Measure Name | Measure Life | Electric End-Use Type | Units Offered | kWh per unit | Incentives Per Unit | Incremental Measure Cost per Unit | Agency or Customer Cost per Unit | Total kWh Savings | Unit Overhead | Program Overhead Cost | Total Incentive | Total Customer Cost | Total Incremental Measure Cost | Other Contribution Costs | Total Resource Cost | Non-Energy Benefits | Total Resource Costs in Time Zero | Non-Energy Benefits in Time Zero | Present Value of One kWh in time Zero | Present Value Electric Savings In time Zero | TRC B/C Ratio | Total Utility Program Costs | Utility Program Cost Time Zero | PV one kWh UC | PV Total Electric Savings Time Zero UC | UC B/C Ratio
| E214 | 2.0 - 1.76 gpm Showerheads - Mail-in | 10 | Res Water Heat | 265 | 117 | 10 | 24 | 14 | 31005 | 3.383 | 896.495 | 2650 | 3710 | 6360 | 0 | 7256.495 | 20617 | 6712.7613 | 19072.1554 | 0.77248 | 23950.7391 | 6.4091 | 3546.495 | 3280.7539 | 0.70225 | 21773.3992 | 6.6367
| E214 | 1.75 - 1.51 gpm Showerheads - Mail-in | 10 | Res Water Heat | 5 | 188 | 10 | 24 | 14 | 940 | 3.383 | 16.915 | 50 | 70 | 120 | 0 | 136.915 | 608.1 | 126.6559 | 562.5347 | 0.77248 | 726.1311 | 10.1745 | 66.915 | 61.901 | 0.70225 | 660.1192 | 10.6641
| E214 | 1.50 and less Showerheads - Mail-in | 10 | Res Water Heat | 230 | 261 | 7.5 | 24 | 16.5 | 60030 | 3.383 | 778.09 | 1725 | 3795 | 5520 | 0 | 6298.09 | 38030.5 | 5826.1702 | 35180.8511 | 0.77248 | 46371.9681 | 13.9977 | 2503.09 | 2315.5319 | 0.70225 | 42156.3346 | 18.2059
| E214 | 2.0 - 1.76 gpm Showerheads - Retail_Electric WH_Any Shower | 10 | Res Water Heat | 195.57 | 123 | 10 | 24 | 14 | 24055.11 | 3.383 | 661.6133 | 1955.7 | 2737.98 | 4693.68 | 0 | 5355.2933 | 16019.1387 | 4954.0179 | 14818.8147 | 0.77248 | 18582.0888 | 6.7422 | 2617.3133 | 2421.1964 | 0.70225 | 16892.808 | 6.977
| E214 | 1.75 - 1.51 gpm Showerheads - Retail_Electric WH_Any Shower | 10 | Res Water Heat | 1173.42 | 158 | 10 | 24 | 14 | 185400.36 | 3.383 | 3969.6799 | 11734.2 | 16427.88 | 28162.08 | 0 | 32131.7599 | 140822.1342 | 29724.1072 | 130270.2444 | 0.77248 | 143218.0505 | 9.2009 | 15703.8799 | 14527.1784 | 0.70225 | 130198.2277 | 8.9624
| E214 | 1.50 and less Showerheads - Retail_Electric WH_Any Shower | 10 | Res Water Heat | 10169.64 | 196 | 7.5 | 24 | 16.5 | 1993249.44 | 3.3825 | 34398.8073 | 76272.3 | 167799.06 | 244071.36 | 0 | 278470.1673 | 1548836.172 | 257604.2251 | 1432780.9177 | 0.77248 | 1539745.117 | 11.5391 | 110671.1073 | 102378.4526 | 0.70225 | 1399768.2882 | 13.6725
| E214 | 2.0 - 1.76 gpm Showerheads - Retail Any WH_Any Shower | 10 | Res Water Heat | 195.57 | 81 | 10 | 24 | 14 | 15841.17 | 3.383 | 661.6133 | 1955.7 | 2737.98 | 4693.68 | 0 | 5355.2933 | 16019.1387 | 4954.0179 | 14818.8147 | 0.77248 | 12236.9853 | 5.4614 | 2617.3133 | 2421.1964 | 0.70225 | 11124.5321 | 4.5946
| E214 | 1.75 - 1.51 gpm Showerheads - Retail Any WH_Any Shower | 10 | Res Water Heat | 1173.42 | 121 | 10 | 24 | 14 | 141983.82 | 3.383 | 3969.6799 | 11734.2 | 16427.88 | 28162.08 | 0 | 32131.7599 | 140822.1342 | 29724.1072 | 130270.2444 | 0.77248 | 109679.6463 | 8.0726 | 15703.8799 | 14527.1784 | 0.70225 | 99708.7694 | 6.8636
| E214 | 1.50 and less Showerheads - Retail Any WH_Any Shower | 10 | Res Water Heat | 6649.38 | 157 | 7.5 | 24 | 16.5 | 1043952.66 | 3.383 | 22494.8525 | 49870.35 | 109714.77 | 159585.12 | 0 | 182079.9725 | 1012700.574 | 168436.6073 | 936818.2923 | 0.77248 | 806432.4406 | 10.3496 | 72365.2025 | 66942.8331 | 0.70225 | 733120.4006 | 10.9514
|  |  | 10 | [6 empty] | 3496457.56 |  | 67847.7462 | 157947.45 | 323420.55 | 481368 | 0 | 549215.7462 | 2934474.8918 | 508062.6699 | 2714592.8694 |  | 2700943.1669 | 10.6592 | 225795.1962 | 208876.2222 |  | 2455402.879 | 11.7553

## E214 Weatherization
Rtn to Summary | E214 Residential Single Family Existing- Weatherization : 2013 Program Savings, Budget, and Benefit-Cost Analysis
| Discount Rate: | 8.1%
| Sch. No. | Measure Name | Measure Life | Weighted Life | Electric End-Use Type | Number of units offered | kWh per unit | Incentives Per Unit | Incremental Measure Cost per Unit | Agency or Customer Cost per Unit | Total kWh Savings | Percent overhead | Program Overhead Cost | Total Incentive | Total Customer Cost | Total Incremental Measure Cost | Other Contribution Costs | Total Resource Cost | Non-Energy Benefits | Total Resource Costs in Time Zero | Non-Energy Benefits in Time Zero | Present Value of One kWh in time Zero | Present Value Electric Savings In time Zero | TRC B/C Ratio | Total Utility Program Costs | Utility Program Cost Time Zero | PV one kWh UC | PV Total Electric Savings Time Zero UC | UC B/C Ratio
| 1 | Windows- Single Pane to U.30- Average | 30 | 16.583 | SF Space Heat | 168480 | 20.84 | 4.16 | 20.61 | 16.45 | 3511123.2 | 0.55277 | 404034.9116 | 700876.8 | 2771496 | 3472372.8 | 0 | 3876407.7116 | 0 | 3585946.0792 | 0 | 2.5768 | 9047436.4727 | 2.523 | 1104911.7116 | 1022119.9923 | 2.3425 | 8224942.2479 | 8.0469
| 2 | Windows- Double Pane to U.30- Average | 30 | 3.0779 | SF Space Heat | 56520 | 11.53 | 4.16 | 20.61 | 16.45 | 651675.6 | 0.1026 | 74990.1608 | 235123.2 | 929754 | 1164877.2 | 0 | 1239867.3608 | 0 | 1146963.331 | 0 | 2.5768 | 1679232.8996 | 1.4641 | 310113.3608 | 286876.3745 | 2.3425 | 1526575.3632 | 5.3214
| 3 | Home Performance with Energy Star | 30 | 0 | SF Space Heat | 40 | 0 | 400 | 600 | 200 | 0 | 0 | 0 | 16000 | 8000 | 24000 | 0 | 24000 | 0 | 22201.6651 | 0 | 0 | 0 | 0 | 16000 | 14801.1101 | 0 | 0 | 0
| 4 | Prescriptive Duct Sealing and Insulation - Electric | 20 | 2.1072 | SF Space Heat | 360 | 1859 | 500 | 1000 | 500 | 669240 | 0.10536 | 77011.3462 | 180000 | 180000 | 360000 | 0 | 437011.3462 | 0 | 404265.8152 | 0 | 2.0524 | 1373524.5992 | 3.3976 | 257011.3462 | 237753.3267 | 1.8658 | 1248658.7265 | 5.2519
| 5 | Attic Insulation R-0 to R-49 Zonal | 30 | 1.4374 | SF Space Heat | 142211.5385 | 2.14 | 0.22 | 1.08 | 0.86 | 304332.6923 | 0.047912 | 35020.4266 | 31286.5385 | 122301.9231 | 153588.4615 | 0 | 188608.8882 | 0 | 174476.3073 | 0 | 2.5768 | 784202.2462 | 4.4946 | 66306.9651 | 61338.5431 | 2.3425 | 712911.1329 | 11.6226
| 6 | Attic Insulation R-0 to R-49 FAF | 30 | 0.99221 | SF Space Heat | 88269.2308 | 2.38 | 0.22 | 1.08 | 0.86 | 210080.7692 | 0.033074 | 24174.5904 | 19419.2308 | 75911.5385 | 95330.7692 | 0 | 119505.3596 | 0 | 110550.7489 | 0 | 2.5768 | 541334.5831 | 4.8967 | 43593.8211 | 40327.3091 | 2.3425 | 492122.3483 | 12.2032
| 7 | Attic Insulation R-0 to R-49 HP | 30 | 0.12044 | SF Space Heat | 24519.2308 | 1.04 | 0.22 | 1.08 | 0.86 | 25500 | 0.0040145 | 2934.3574 | 5394.2308 | 21086.5385 | 26480.7692 | 0 | 29415.1266 | 0 | 27211.0329 | 0 | 2.5768 | 65708.2127 | 2.4148 | 8328.5881 | 7704.5219 | 2.3425 | 59734.7388 | 7.7532
| 8 | Attic Insulation R-19 to R-49 Zonal | 30 | 0.12353 | SF Space Heat | 39038.4615 | 0.67 | 0.11 | 0.66 | 0.55 | 26155.7692 | 0.0041178 | 3009.8186 | 4294.2308 | 21471.1538 | 25765.3846 | 0 | 28775.2032 | 0 | 26619.0594 | 0 | 2.5768 | 67397.994 | 2.5319 | 7304.0494 | 6756.7524 | 2.3425 | 61270.9037 | 9.0681
| 9 | Attic Insulation R-19 to R-49 FAF | 30 | 0.085831 | SF Space Heat | 24230.7692 | 0.75 | 0.11 | 0.66 | 0.55 | 18173.0769 | 0.002861 | 2091.2275 | 2665.3846 | 13326.9231 | 15992.3077 | 0 | 18083.5352 | 0 | 16728.5247 | 0 | 2.5768 | 46828.2511 | 2.7993 | 4756.6122 | 4400.1963 | 2.3425 | 42571.1374 | 9.6748
| 10 | Attic Insulation R-19 to R-49 HP | 30 | 0.010173 | SF Space Heat | 6730.7692 | 0.32 | 0.11 | 0.66 | 0.55 | 2153.8462 | 0.00033909 | 247.8492 | 740.3846 | 3701.9231 | 4442.3077 | 0 | 4690.1569 | 0 | 4338.7205 | 0 | 2.5768 | 5550.0149 | 1.2792 | 988.2338 | 914.1848 | 2.3425 | 5045.4681 | 5.5191
| 11 | Wall Insulation R-0 to R-13 Zonal | 30 | 0.20208 | SF Space Heat | 28909.4891 | 1.48 | 0.22 | 0.97 | 0.75 | 42786.0438 | 0.0067359 | 4923.5115 | 6360.0876 | 21682.1168 | 28042.2044 | 0 | 32965.7159 | 0 | 30495.5743 | 0 | 2.5768 | 110250.7634 | 3.6153 | 11283.5991 | 10438.112 | 2.3425 | 100227.9667 | 9.6021
| 12 | Wall Insulation R-0 to R-13 FAF | 30 | 0.086203 | SF Space Heat | 10929.1971 | 1.67 | 0.22 | 0.97 | 0.75 | 18251.7591 | 0.0028734 | 2100.2817 | 2404.4234 | 8196.8978 | 10601.3212 | 0 | 12701.6029 | 0 | 11749.8639 | 0 | 2.5768 | 47030.9989 | 4.0027 | 4504.7051 | 4167.1647 | 2.3425 | 42755.4535 | 10.2601
| 13 | Wall Insulation R-0 to R-13 HP | 30 | 0.028773 | SF Space Heat | 8461.3139 | 0.72 | 0.22 | 0.97 | 0.75 | 6092.146 | 0.00095911 | 701.0405 | 1861.4891 | 6345.9854 | 8207.4745 | 0 | 8908.515 | 0 | 8240.9944 | 0 | 2.5768 | 15698.197 | 1.9049 | 2562.5296 | 2370.5177 | 2.3425 | 14271.0882 | 6.0202
| 14 | Floor Insulation R-0 to R-30 Zonal | 30 | 1.2545 | SF Space Heat | 192481.2734 | 1.38 | 0.22 | 1.37 | 1.15 | 265624.1573 | 0.041818 | 30566.1257 | 42345.8801 | 221353.4644 | 263699.3446 | 0 | 294265.4702 | 0 | 272215.9762 | 0 | 2.5768 | 684458.3775 | 2.5144 | 72912.0058 | 67448.664 | 2.3425 | 622234.8887 | 9.2253
| 15 | Floor Insulation R-0 to R-30 FAF | 30 | 0.631 | SF Space Heat | 91507.4906 | 1.46 | 0.22 | 1.37 | 1.15 | 133600.9363 | 0.021033 | 15373.8389 | 20131.6479 | 105233.6142 | 125365.2622 | 0 | 140739.1011 | 0 | 130193.433 | 0 | 2.5768 | 344261.9114 | 2.6442 | 35505.4869 | 32845.0387 | 2.3425 | 312965.374 | 9.5285
| 16 | Floor Insulation R-0 to R-30 HP | 30 | 0.14271 | SF Space Heat | 53011.236 | 0.57 | 0.22 | 1.37 | 1.15 | 30216.4045 | 0.0047571 | 3477.0874 | 11662.4719 | 60962.9213 | 72625.3933 | 0 | 76102.4807 | 0 | 70400.0746 | 0 | 2.5768 | 77861.4092 | 1.106 | 15139.5593 | 14005.1428 | 2.3425 | 70783.0992 | 5.0541
| 17 | Air Sealing CFM50 - Zonal | 30 | 0.4516 | SF Space Heat | 52827.1645 | 1.81 | 0.6 | 0.67 | 0.07 | 95617.1677 | 0.015053 | 11002.9389 | 31696.2987 | 3697.9015 | 35394.2002 | 0 | 46397.1391 | 0 | 42920.5727 | 0 | 2.5768 | 246385.6154 | 5.7405 | 42699.2375 | 39499.7572 | 2.3425 | 223986.9231 | 5.6706
| 18 | Air Sealing CFM50 - FAF | 30 | 0.25449 | SF Space Heat | 26413.5822 | 2.04 | 0.6 | 0.67 | 0.07 | 53883.7078 | 0.0084831 | 6200.5512 | 15848.1493 | 1848.9508 | 17697.1001 | 0 | 23897.6513 | 0 | 22106.9855 | 0 | 2.5768 | 138847.1424 | 6.2807 | 22048.7005 | 20396.5777 | 2.3425 | 126224.6749 | 6.1885
| 19 | Air Sealing CFM50 - HP | 30 | 0.057816 | SF Space Heat | 12751.3845 | 0.96 | 0.6 | 0.67 | 0.07 | 12241.3291 | 0.0019272 | 1408.6445 | 7650.8307 | 892.5969 | 8543.4276 | 0 | 9952.0721 | 0 | 9206.3572 | 0 | 2.5768 | 31543.367 | 3.4263 | 9059.4752 | 8380.6431 | 2.3425 | 28675.7882 | 3.4217
| 20 | PTCS Duct Sealing - FAF | 20 | 0.53606 | SF Space Heat | 125 | 1362 | 300 | 538 | 238 | 170250 | 0.026803 | 19591.1507 | 37500 | 29750 | 67250 | 0 | 86841.1507 | 0 | 80334.0894 | 0 | 2.0524 | 349415.1022 | 4.3495 | 57091.1507 | 52813.2754 | 1.8658 | 317650.0929 | 6.0146
| 21 | PTCS Duct Sealing - HP | 20 | 0.33029 | SF Space Heat | 100 | 1049 | 300 | 538 | 238 | 104900 | 0.016515 | 12071.1407 | 30000 | 23800 | 53800 | 0 | 65871.1407 | 0 | 60935.3753 | 0 | 2.0524 | 215293.0645 | 3.5331 | 42071.1407 | 38918.7241 | 1.8658 | 195720.9677 | 5.029
|  |  |  | 28.5132 | [6 empty] | 6351898.6055 | 100% | 730931 | 1403261.2787 | 4630814.4492 | 6034075.7279 | 0 | 6765006.7279 | 0 | 6258100.5809 | 0 |  | 15872261.2226 | 2.5363 | 2134192.2787 | 1974275.9285 |  | 14429328.3841 | 7.3087

## E214 ARRA Weatherization
Rtn to Summary | E214 Residential Single Family Existing-AARA Weatherization : 2013 Program Savings, Budget, and Benefit-Cost Analysis
| Discount Rate: | 8.1%
| Sch. No. | Measure Name | Measure Life | Weighted Life | Electric End-Use Type | Number of units offered | kWh per unit | Incentives Per Unit | Incremental Measure Cost per Unit | Agency or Customer Cost per Unit | Total kWh Savings | Percent overhead | Program Overhead Cost | Total Incentive | Total Customer Cost | Total Incremental Measure Cost | Other Contribution Costs | Total Resource Cost | Non-Energy Benefits | Total Resource Costs in Time Zero | Non-Energy Benefits in Time Zero | Present Value of One kWh in time Zero | Present Value Electric Savings In time Zero | TRC B/C Ratio | Total Utility Program Costs | Utility Program Cost Time Zero | PV one kWh UC | PV Total Electric Savings Time Zero UC | UC B/C Ratio
| E214 | Elec - Manufactured Home Duct Sealing- Level 1 | 20 | 3.536 | SF Space Heat | 838.42 | 600 | 222.79 | 222.79 | 0 | 503052 | 17.68% | 4.6976 | 186791.5918 | 0 | 186791.5918 | 151131.3592 | 337927.6486 |  | 312606.5204 | 0 | 2.0524 | 1032446.2027 | 3.3027 | 186796.2894 | 172799.5276 | 1.8658 | 938587.457 | 5.4317
| E214 | Elec - Manufactured Home Duct Sealing- Level 2 | 20 | 4.0775 | SF Space Heat | 725.12 | 800 | 222.79 | 222.79 | 0 | 580096 | 20.39% | 5.417 | 161549.4848 | 0 | 161549.4848 | 131931.4656 | 293486.3674 |  | 271495.252 | 0 | 2.0524 | 1190568.5941 | 4.3852 | 161554.9018 | 149449.4929 | 1.8658 | 1082335.0855 | 7.2421
| E214 | Elec - Manufactured Home Duct Sealing- Level 3 | 20 | 4.9377 | SF Space Heat | 702.46 | 1000 | 222.79 | 222.79 | 0 | 702460 | 24.69% | 6.5597 | 156501.0634 | 0 | 156501.0634 | 128993.6433 | 285501.2664 |  | 264108.4795 | 0 | 2.0524 | 1441704.1569 | 5.4588 | 156507.6231 | 144780.4099 | 1.8658 | 1310640.1426 | 9.0526
| E214 | Elec - MHDS Showerhead 1.5gpm or less EWH - Leave Behind | 10 | 1.7476 | Res Water Heat | 1912.504 | 260 | 35.75 | 35.75 | 0 | 497251.04 | 17.48% | 4.6434 | 68372.018 | 0 | 68372.018 | 49770.5686 | 118147.23 | 316314.55 | 109294.3848 | 292612.9047 | 0.77248 | 384116.4309 | 6.1918 | 68376.6614 | 63253.1558 | 0.70225 | 349196.7554 | 5.5206
| E214 | Elec - MHDS Direct Install CFL | 5 | 0.82427 | Res Lighting | 20394 | 23 | 3.16 | 3.16 | 0 | 469062 | 16.49% | 4.3802 | 64445.04 | 0 | 64445.04 | 46949.0872 | 111398.5074 |  | 103051.3482 | 0 | 0.44575 | 209084.1072 | 2.0289 | 64449.4202 | 59620.1852 | 0.40523 | 190076.4611 | 3.1881
| E214 | Elec - Furnace Filter | 1 | 0 | SF Space Heat | 4532 | 0 | 20 | 20 | 0 | 0 | 0% | 0 | 90640 | 0 | 90640 |  | 90640 | 90640 | 83848.2886 | 83848.2886 | 0 | 0 | 1 | 90640 | 83848.2886 | 0 | 0 | 0
| E214 | Elec - MHDS Showerhead 1.5gpm or less EWH ONLY - Leave Behind | 10 | 0.18276 | Res Water Heat | 200 | 260 | 35.746 | 35.746 | 0 | 52000 | 1.828% | 0.48558 | 7149.2094 | 0 | 7149.2094 | 5783.3686 | 12933.0636 | 33070 | 11963.9811 | 30592.0444 | 0.77248 | 40168.9545 | 5.9145 | 7149.695 | 6613.9639 | 0.70225 | 36517.2314 | 5.5212
| E214 | Elec - MHDS Direct Install CFL ONLY | 5 | 0.072751 | Res Lighting | 1800 | 23 | 3.1622 | 3.1622 | 0 | 41400 | 1.455% | 0.3866 | 5691.8706 | 0 | 5691.8706 | 4604.4511 | 10296.7083 |  | 9525.1696 | 0 | 0.44575 | 18454.0253 | 1.9374 | 5692.2572 | 5265.7328 | 0.40523 | 16776.3867 | 3.186
|  | Program Total |  | 15.3786 | [6 empty] | 2845321.04 | 100% | 26.57 | 741140.278 | 0 | 741140.278 | 519163.9435 | 1260330.7916 | 440024.55 | 1165893.4242 | 407053.2377 |  | 4316542.4715 | 4.0515 | 741166.848 | 685630.7567 |  | 3924129.5195 | 5.7234

## E214 Mobile Home Duct Seal
Rtn to Summary | E214 Residential Single Family Existing- Mobile Home Duct Seal : 2013 Program Savings, Budget, and Benefit-Cost Analysis
| Discount Rate: | 8.1%
| Sch. No. | Measure Name | Measure Life | Weighted Life | Electric End-Use Type | Number of units offered | kWh per unit | Incentives Per Unit | Incremental Measure Cost per Unit | Agency or Customer Cost per Unit | Total kWh Savings | Percent overhead | Program Overhead Cost | Total Incentive | Total Customer Cost | Total Incremental Measure Cost | Other Contribution Costs | Total Resource Cost | Non-Energy Benefits | Total Resource Costs in Time Zero | Non-Energy Benefits in Time Zero | Present Value of One kWh in time Zero | Present Value Electric Savings In time Zero | TRC B/C Ratio | Total Utility Program Costs | Utility Program Cost Time Zero | PV one kWh UC | PV Total Electric Savings Time Zero UC | UC B/C Ratio
| E214 | Elec - Manufactured Home Duct Sealing- Level 1 (In Park) | 20 | 1.6864 | SF Space Heat | 147 | 600 | 250 | 250 | 0 | 88200 | 10% | 18720.692 | 36750 | 0 | 36750 | 0 | 55470.692 |  | 51314.2387 | 0 | 2.0524 | 181018.5728 | 3.5276 | 55470.692 | 51314.2387 | 1.8658 | 164562.3389 | 3.207
| E214 | Elec - Manufactured Home Duct Sealing- Level 2 (In Park) | 20 | 2.5697 | SF Space Heat | 168 | 800 | 350 | 350 | 0 | 134400 | 13% | 24336.8996 | 58800 | 0 | 58800 | 0 | 83136.8996 |  | 76907.4002 | 0 | 2.0524 | 275837.8252 | 3.5866 | 83136.8996 | 76907.4002 | 1.8658 | 250761.6593 | 3.2606
| E214 | Elec - Manufactured Home Duct Sealing- Level 3 (In Park) | 20 | 1.2428 | SF Space Heat | 65 | 1000 | 390 | 390 | 0 | 65000 | 7% | 13104.4844 | 25350 | 0 | 25350 | 0 | 38454.4844 |  | 35573.066 | 0 | 2.0524 | 133403.7101 | 3.7501 | 38454.4844 | 35573.066 | 1.8658 | 121276.1001 | 3.4092
| E214 | Elec - Manufactured Home Duct Sealing- Level 1 (Out of Park) | 20 | 1.5028 | SF Space Heat | 131 | 600 | 290 | 290 | 0 | 78600 | 3% | 5616.2076 | 37990 | 0 | 37990 | 0 | 43606.2076 |  | 40338.7674 | 0 | 2.0524 | 161315.871 | 3.999 | 43606.2076 | 40338.7674 | 1.8658 | 146650.7918 | 3.6355
| E214 | Elec - Manufactured Home Duct Sealing- Level 2 (Out of Park) | 20 | 2.7379 | SF Space Heat | 179 | 800 | 400 | 400 | 0 | 143200 | 14% | 26208.9688 | 71600 | 0 | 71600 | 0 | 97808.9688 |  | 90480.0821 | 0 | 2.0524 | 293898.6352 | 3.2482 | 97808.9688 | 90480.0821 | 1.8658 | 267180.5774 | 2.9529
| E214 | Elec - Manufactured Home Duct Sealing- Level 3 (Out of Park) | 20 | 1.8929 | SF Space Heat | 99 | 1000 | 440 | 440 | 0 | 99000 | 10% | 18720.692 | 43560 | 0 | 43560 | 0 | 62280.692 |  | 57613.9611 | 0 | 2.0524 | 203184.1123 | 3.5266 | 62280.692 | 57613.9611 | 1.8658 | 184712.8294 | 3.206
| E214 | Elec - MHDS Showerhead 1.5gpm or less - Direct Install #1 | 10 | 1.579 | Res Water Heat | 538 | 307 | 35 | 35 | 0 | 165166 | 19% | 35569.3148 | 18830 | 0 | 18830 | 0 | 54399.3148 | 105269.5963 | 50323.1404 | 97381.6802 | 0.77248 | 127587.4142 | 4.4705 | 54399.3148 | 50323.1404 | 0.70225 | 115988.5584 | 2.3049
| E214 | Elec - MHDS Showerhead 1.5 gpm or less- Direct Install #2 | 10 | 0.74839 | Res Water Heat | 255 | 307 | 15 | 15 | 0 | 78285 | 16% | 29953.1072 | 3825 | 0 | 3825 | 0 | 33778.1072 | 49911.2165 | 31247.0927 | 46171.3382 | 0.77248 | 60473.5885 | 3.413 | 33778.1072 | 31247.0927 | 0.70225 | 54975.9896 | 1.7594
| E214 | Elec - MHDS Direct Install CFL | 5 | 0.92821 | Res Lighting | 8443 | 23 | 4.9 | 4.9 | 0 | 194189 | 7% | 13104.4844 | 41370.7 | 0 | 41370.7 | 0 | 54475.1844 |  | 50393.3251 | 0 | 0.44575 | 86559.6311 | 1.7177 | 54475.1844 | 50393.3251 | 0.40523 | 78690.5737 | 1.5615
| E214 | Elec - Furnace Filter | 1 | 0 | SF Space Heat | 1580 | 0 | 20 | 20 | 0 | 0 | 1% | 1872.0692 | 31600 | 0 | 31600 | 0 | 33472.0692 | 31600 | 30963.9863 | 29232.1924 | 0 | 0 | 0.94407 | 33472.0692 | 30963.9863 | 0 | 0 | 0
|  | Program Totals |  | 14.888 | [5 empty] | 0 | 1046040 | 100% | 187206.92 | 369675.7 | 0 | 369675.7 | 0 | 556882.62 | 186780.8129 | 515155.0601 | 172785.2108 |  | 1523279.3604 | 3.2923 | 556882.62 | 515155.0601 |  | 1384799.4186 | 2.6881

## E214 Home Energy Reports
Rtn to Summary | E214 Home Energy Reports: 2013 Program Savings, Budget, and Benefit-Cost Analysis
| Discount Rate: | 8.1%
| Sch. No. | Measure Name | Measure Life | Electric End-Use Type | Number of units offered | kWh per unit | Incentives Per Unit | Incremental Measure Cost per Unit | Agency or Customer Cost per Unit | Total kWh Savings | Unit Overhead | Program Overhead Cost | Total Incentive | Total Customer Cost | Total Incremental Measure Cost | Other Contribution Costs | Total Resource Cost | Non-Energy Benefits | Total Resource Costs in Time Zero | Non-Energy Benefits in Time Zero | Present Value of One kWh in time Zero | Present Value Electric Savings In time Zero | TRC B/C Ratio | Total Utility Program Costs | Utility Program Cost Time Zero | PV one kWh UC | PV Total Electric Savings Time Zero UC | UC B/C Ratio
| 1 | Home Energy Reports-Opower | 1 | Res Lighting | 24766 | 222 | 3.5 | 3.5 | 0 | 5498052 | 5.305 | 131383.63 | 86681 | 0 | 86681 | 0 | 218064.63 | 0 | 201724.9121 | 0 | 0.099132 | 545035.1599 | 2.7019 | 218064.63 | 201724.9121 | 0.09012 | 495486.509
[10 empty] | 5498052 | 5.305 | 131383.63 | 86681 | 0 | 86681 | 0 | 218064.63 | 0 | 201724.9121 | 0 |  | 545035.1599 | 2.7019 | 218064.63 | 201724.9121 |  | 495486.509 | 2.4562

## E215 Res. Manufactured Homes
Rtn to Summary | E215 Residential Manufactured Homes: 2013 Program Savings, Budget, and Benefit-Cost Analysis
| Discount Rate: | 8.1%
| Sch. No. | Measure Name | Measure Life | Weighted Life | Electric End-Use Type | Number of units offered | kWh per unit | Incentives Per Unit | Incremental Measure Cost per Unit | Agency or Customer Cost per Unit | Total kWh Savings | Unit overhead | Program Overhead Cost | Total Incentive | Total Customer Cost | Total Incremental Measure Cost | Other Contribution Costs | Total Resource Cost | Non-Energy Benefits | Total Resource Costs in Time Zero | Non-Energy Benefits in Time Zero | Present Value of One kWh in time Zero | Present Value Electric Savings In time Zero | TRC B/C Ratio | Total Utility Program Costs | Utility Program Cost Time Zero | PV one kWh UC | PV Total Electric Savings Time Zero UC | UC B/C Ratio
| E215 | Heating Zone 1 / cooling zone n/a - FAF | 18 | 9.3265 | SF Space Heat | 40 | 5420 | 300 | 1377 | 1077 | 216800 | 377.4 | 15096 | 12000 | 43080 | 55080 | 0 | 70176 | 0 | 64917.6688 | 0 | 1.9371 | 419971.7226 | 6.4693 | 27096 | 25065.6799 | 1.761 | 381792.4751 | 15.2317
| E215 | Heating Zone 2 / cooling zone 2 - HP | 18 | 3.7771 | SF Space Heat | 20 | 4390 | 300 | 1377 | 1077 | 87800 | 331.05 | 6621 | 6000 | 21540 | 27540 | 0 | 34161 | 0 | 31601.2951 | 0 | 1.9371 | 170080.7991 | 5.3821 | 12621 | 11675.3006 | 1.761 | 154618.9083 | 13.2432
| E215 | Heating Zone 1 / cooling zone n/a - FAF | 18 | 4.8964 | SF Space Heat | 20 | 5691 | 300 | 1377 | 1077 | 113820 | 238.35 | 4767 | 6000 | 21540 | 27540 | 0 | 32307 | 0 | 29886.2165 | 0 | 1.9371 | 220485.1543 | 7.3775 | 10767 | 9960.222 | 1.761 | 200441.0494 | 20.1242
|  | Program Totals |  | 18 | [6 empty] | 418420 |  | 26484 | 24000 | 86160 | 110160 | 0 | 136644 | 0 | 126405.1804 | 0 |  | 810537.676 | 6.4122 | 50484 | 46701.2026 |  | 736852.4327 | 15.778

## E215 SF New Construction
Rtn to Summary | E215 Residential Single Family New Construction: 2013 Program Savings, Budget, and Benefit-Cost Analysis
| Discount Rate: | 8.1%
| Sch. No. | Measure Name | Measure Life | Weighted Life | Electric End-Use Type | Number of units offered | kWh per unit | Incentives Per Unit | Incremental Measure Cost per Unit | Agency or Customer Cost per Unit | Total kWh Savings | Unit Overhead | Program Overhead Cost | Total Incentive | Total Customer Cost | Total Incremental Measure Cost | Other Contribution Costs | Total Resource Cost | Non-Energy Benefits | Total Resource Costs in Time Zero | Non-Energy Benefits in Time Zero | Present Value of One kWh in time Zero | Present Value Electric Savings In time Zero | TRC B/C Ratio | Total Utility Program Costs | Utility Program Cost Time Zero | PV one kWh UC | PV Total Electric Savings Time Zero UC | UC B/C Ratio
| E215 | ENERGY STAR CFL Fixture- Indoor | 15 | 8.5733 | Res Lighting | 14790 | 43 | 20 | 18.03 | 0 | 635970 | 33.0341 | 488574.1126 | 295800 | 0 | 295800 | 0 | 784374.1126 |  | 725600.4742 | 0 | 1.0499 | 667694.5772 | 0.9202 | 784374.1126 | 725600.4742 | 0.95444 | 606995.0702 | 0.83654
| E215 |  |  | 0 | [5 empty] | 0 | 0 |  | 0 | 0 | 0 | 0 | 0 | 0 | 0 | 0 | 0 | 0 | 0 | #DIV/0! | 0 | 0 | 0 | 0 | #DIV/0!
| E215 | Clothes Washers Tier 1 (GWH/dryer 2.46-3.09) | 14 | 0.13362 | Res Water Heat | 180 | 59 | 50 | 73 | 23 | 10620 | 76.4592 | 13762.6511 | 9000 | 4140 | 13140 | 0 | 26902.6511 | 28382.4 | 24886.8187 | 26255.6892 | 0.98086 | 10416.6914 | 1.4736 | 22762.6511 | 21057.0315 | 0.89169 | 9469.7194 | 0.44972
| E215 | Clothes Washers Tier 2 (GWH/Edryer 3.1+) | 14 | 0.21138 | Res Water Heat | 120 | 140 | 100 | 206 | 106 | 16800 | 114.6888 | 13762.6511 | 12000 | 12720 | 24720 | 0 | 38482.6511 | 0 | 35599.1222 | 0 | 0.98086 | 16478.3818 | 0.46289 | 25762.6511 | 23832.2396 | 0.89169 | 14980.3471 | 0.62857
| E215 | ENERGY STAR Refrigerator (CEE Tier 3) | 20 | 0.15458 | Res Refrigerator | 100 | 86 | 35 | 77 | 42 | 8600 | 137.6265 | 13762.6511 | 3500 | 4200 | 7700 | 0 | 21462.6511 |  | 19854.4413 | 0 | 1.0659 | 9166.4307 | 0.46168 | 17262.6511 | 15969.1499 | 0.96897 | 8333.1188 | 0.52183
| E215 | ENERGY STAR Refrigerator (CEE Tier 2 ) | 20 | 0.3505 | Res Refrigerator | 300 | 65 | 35 | 38 | 3 | 19500 | 45.8755 | 13762.6511 | 10500 | 900 | 11400 | 0 | 25162.6511 |  | 23277.198 | 0 | 1.0659 | 20784.3487 | 0.89291 | 24262.6511 | 22444.6356 | 0.96897 | 18894.8624 | 0.84184
| E215 | ENERGY STAR Whole House Ventilation | 15 | 0.49205 | Plug Load | 500 | 73 | 40 | 18.03 | 0 | 36500 | 68.8133 | 34406.6276 | 20000 | 0 | 20000 | 0 | 54406.6276 |  | 50329.9053 | 0 | 1.0455 | 38161.796 | 0.75823 | 54406.6276 | 50329.9053 | 0.95048 | 34692.5418 | 0.6893
| E215 | Air-Source Heat Pump Tier #2 | 12 | 0.23899 | SF Heat Pump | 40 | 554 | 350 | 650 | 300 | 22160 | 172.0331 | 6881.3255 | 14000 | 12000 | 26000 | 0 | 32881.3255 |  | 30417.5074 | 0 | 1.4219 | 31509.0852 | 1.0359 | 20881.3255 | 19316.6749 | 1.2926 | 28644.6229 | 1.4829
| E215 | Ductless Mini-Split Heat Pump | 30 | 7.0774 | SF Heat Pump | 75 | 3500 | 800 | 3407 | 2607 | 262500 | 734.0081 | 55050.6042 | 60000 | 195525 | 255525 | 0 | 310575.6042 |  | 287303.9817 | 0 | 2.3238 | 610008.4932 | 2.1232 | 115050.6042 | 106429.7912 | 2.1126 | 554553.1757 | 5.2105
| E215 | ENERGY STAR Heat Pump Water Heater | 15 | 1.3487 | Res Water Heat | 50 | 2001 | 250 | 701 | 451 | 100050 | 963.3856 | 48169.2787 | 12500 | 22550 | 35050 | 0 | 83219.2787 |  | 76983.6066 | 0 | 1.0251 | 102556.4047 | 1.3322 | 60669.2787 | 56123.2921 | 0.93187 | 93233.0952 | 1.6612
| E215 | ENERGY STAR LED Lamp (Pilot) | 30 | 0 | Res Lighting | 0 | 35 | 5 | 40 | 35 | 0 |  | 0 | 0 | 0 | 0 | 0 | 0 |  | 0 | 0 | 0 | 0 | #DIV/0! | 0 | 0 | 0 | 0 | #DIV/0!
| E215 | ENERGY STAR LED Fixture (Pilot) | 30 | 0 | Res Lighting | 0 | 61 | 20 | 40 | 20 | 0 | 0 | 0 | 0 | 0 | 0 | 0 | 0 |  | 0 | 0 | 0 | 0 | #DIV/0! | 0 | 0 | 0 | 0 | #DIV/0!
| E215 | ENERGY STAR Homes Bonus (Electric) | 1 |  | Plug Load | 500 | 0 | 50 | 41 | 0 | 0 | 0 | 0 | 25000 | 0 | 25000 | 0 | 25000 |  | 23126.7345 | 0 | 0 | 0 | 0 | 25000 | 23126.7345 | 0 | 0 | 0
| E215 | ENERGY STAR Homes Verifier Bonus | 1 | 0 | Plug Load | 250 | 0 | 15 | 0 | 0 | 0 | 0 | 0 | 3750 | 0 | 3750 | 0 | 3750 |  | 3469.0102 | 0 | 0 | 0 | 0 | 3750 | 3469.0102 | 0 | 0 | 0
| E215 | CFL Fixture SPIF | 1 | 0 | Res Lighting | 14790 | 0 | 3 | 0 | 0 | 0 | 0 | 0 | 44370 | 0 | 44370 | 0 | 44370 |  | 41045.3284 | 0 | 0 | 0 | 0 | 44370 | 41045.3284 | 0 | 0 | 0
| E215 | LED Fixture SPIF | 1 | 0 | Res Lighting | 0 | 0 | 3 | 0 | 0 | 0 | 0 | 0 | 0 | 0 | 0 | 0 | 0 |  | 0 | 0 | 0 | 0 | #DIV/0! | 0 | 0 | 0 | 0 | #DIV/0!
|  | Program Totals |  | 18.5806 | [6 empty] | 1112700 |  | 688132.553 | 510420 | 252035 | 762455 | 0 | 1450587.553 | 28382.4 | 1341894.1286 | 26255.6892 |  | 1506776.2089 | 1.1424 | 1198552.553 | 1108744.2673 |  | 1369796.5535 | 1.2354

## E216 Fuel Conversion
Rtn to Summary | E216 Residential Single Family Fuel Conversion: 2013 Program Savings, Budget, and Benefit-Cost Analysis
| Discount Rate: | 8.1%
| Sch. No. | Measure Name | Measure Life | Electric End-Use Type | Number of units offered | Number of kwh per unit | Incentives Per Unit | Incremental Measure Cost per Unit | Agency or Customer Cost per Unit | Total kWh Savings | Percent overhead | Program Overhead Cost | Total Incentive | Total Customer Cost | Total Incremental Measure Cost | Other Contribution Costs | Total Resource Cost | Non-Energy Benefits | Total Resource Costs in Time Zero | Non-Energy Benefits in Time Zero | Present Value of One kWh in time Zero | Present Value Electric savings In time Zero | Additional Cost of Gas At time Zero | TRC B/C Ratio | Utility Program Costs | Utility Cost Time Zero | PV one kWh UC | PV Total Electric Savings Time Zero UC | Additional Cost of Gas at Time Zero | UC B/C Ratio
| E216 | E2G Fuel Conv - Space & WH - BB - 19-20K | 30 | SF Space Heat | 10 | 12000 | 3950 | 9618 | 5668 | 120000 | 4.529% | 22307.3648 | 39500 | 56680 | 96180 | 0 | 118487.3648 | 0 | 109609.0332 | 0 | 2.5768 | 309215.1186 |  | 2.8211 | 61807.3648 | 57176.1007 | 2.3425 | 281104.6533 |  | 4.9165
| E216 | E2G Fuel Conv - Space & WH - BB - 20-22.5K | 30 | SF Space Heat | 10 | 13750 | 3450 | 9618 | 6168 | 137500 | 5.189% | 25560.5222 | 34500 | 61680 | 96180 | 0 | 121740.5222 | 0 | 112618.4294 | 0 | 2.5768 | 354308.9901 |  | 3.1461 | 60060.5222 | 55560.1501 | 2.3425 | 322099.0819 |  | 5.7973
| E216 | E2G Fuel Conv - Space & WH - BB - 22.5-25K | 30 | SF Space Heat | 10 | 16250 | 2950 | 9618 | 6668 | 162500 | 6.133% | 30207.8899 | 29500 | 66680 | 96180 | 0 | 126387.8899 | 0 | 116917.567 | 0 | 2.5768 | 418728.8064 |  | 3.5814 | 59707.8899 | 55233.9407 | 2.3425 | 380662.5513 |  | 6.8918
| E216 | E2G Fuel Conv - Space & WH - BB - 25K+ | 30 | SF Space Heat | 10 | 17500 | 2450 | 9618 | 7168 | 175000 | 6.604% | 32531.5737 | 24500 | 71680 | 96180 | 0 | 128711.5737 | 0 | 119067.1357 | 0 | 2.5768 | 450938.7146 |  | 3.7873 | 57031.5737 | 52758.1626 | 2.3425 | 409944.286 |  | 7.7703
| E216 | E2G Fuel Conv - Space & WH - FA - 19-20K | 30 | SF Space Heat | 10 | 12000 | 3450 | 7733 | 4283 | 120000 | 4.529% | 22307.3648 | 34500 | 42830 | 77330 | 0 | 99637.3648 | 0 | 92171.4753 | 0 | 2.5768 | 309215.1186 |  | 3.3548 | 56807.3648 | 52550.7538 | 2.3425 | 281104.6533 |  | 5.3492
| E216 | E2G Fuel Conv - Space & WH - FA - 20-22.5K | 30 | SF Space Heat | 10 | 13750 | 2950 | 7733 | 4783 | 137500 | 5.189% | 25560.5222 | 29500 | 47830 | 77330 | 0 | 102890.5222 | 0 | 95180.8716 | 0 | 2.5768 | 354308.9901 |  | 3.7225 | 55060.5222 | 50934.8032 | 2.3425 | 322099.0819 |  | 6.3238
| E216 | E2G Fuel Conv - Space & WH - FA - 22.5-25K | 30 | SF Space Heat | 10 | 16250 | 2450 | 7733 | 5283 | 162500 | 6.133% | 30207.8899 | 24500 | 52830 | 77330 | 0 | 107537.8899 | 0 | 99480.0092 | 0 | 2.5768 | 418728.8064 |  | 4.2092 | 54707.8899 | 50608.5938 | 2.3425 | 380662.5513 |  | 7.5217
| E216 | E2G Fuel Conv - Space & WH - FA - 25K+ | 30 | SF Space Heat | 10 | 17500 | 1950 | 7733 | 5783 | 175000 | 6.604% | 32531.5737 | 19500 | 57830 | 77330 | 0 | 109861.5737 | 0 | 101629.5779 | 0 | 2.5768 | 450938.7146 |  | 4.4371 | 52031.5737 | 48132.8157 | 2.3425 | 409944.286 |  | 8.5169
| E216 | E2G Fuel Conv - Space Heat Only - BB - 20-22.5K | 30 | SF Space Heat | 1 | 10250 | 2000 | 7422 | 5422 | 10250 | 0.3868% | 1905.4207 | 2000 | 5422 | 7422 | 0 | 9327.4207 | 0 | 8628.5113 | 0 | 2.5768 | 26412.1247 |  | 3.061 | 3905.4207 | 3612.7852 | 2.3425 | 24011.0225 |  | 6.6461
| E216 | E2G Fuel Conv - Space Heat Only - BB - 25K+ | 30 | SF Space Heat | 6 | 14000 | 1000 | 7422 | 6422 | 84000 | 3.17% | 15615.1554 | 6000 | 38532 | 44532 | 0 | 60147.1554 | 0 | 55640.2918 | 0 | 2.5768 | 216450.583 |  | 3.8902 | 21615.1554 | 19995.5184 | 2.3425 | 196773.2573 |  | 9.8409
| E216 | E2G Fuel Conv - Space Heat Only - FA - 20-22.5K | 30 | SF Space Heat | 5 | 10250 | 1000 | 5537 | 4537 | 51250 | 1.934% | 9527.1037 | 5000 | 22685 | 27685 | 0 | 37212.1037 | 0 | 34423.7777 | 0 | 2.5768 | 132060.6236 |  | 3.8363 | 14527.1037 | 13438.5788 | 2.3425 | 120055.1123 |  | 8.9336
| E216 | E2G Fuel Conv - Space Heat Only - FA - 22.5-25K | 30 | SF Space Heat | 1 | 12750 | 500 | 5537 | 5037 | 12750 | 0.4812% | 2370.1575 | 500 | 5037 | 5537 | 0 | 7907.1575 | 0 | 7314.6693 | 0 | 2.5768 | 32854.1064 |  | 4.4915 | 2870.1575 | 2655.0948 | 2.3425 | 29867.3694 |  | 11.2491
| E216 | E2G Fuel Conv - WH Only - Storage | 30 | Res Water Heat | 100 | 3500 | 950 | 2196 | 1246 | 350000 | 13.21% | 65063.1475 | 95000 | 124600 | 219600 | 0 | 284663.1475 | 0 | 263333.1614 | 0 | 1.4811 | 518383.6727 |  | 1.9685 | 160063.1475 | 148069.5166 | 1.3465 | 471257.8843 |  | 3.1827
| E216 | E2G Fuel Conv - WH Only - Tankless | 30 | Res Water Heat | 200 | 3500 | 950 | 3489 | 2539 | 700000 | 26.42% | 130126.2949 | 190000 | 507800 | 697800 | 0 | 827926.2949 | 0 | 765889.2645 | 0 | 1.4811 | 1036767.3454 |  | 1.3537 | 320126.2949 | 296139.0332 | 1.3465 | 942515.7685 |  | 3.1827
| E216 | E2G Fuel Conv - Space Heat Only - BB - 19-20K | 30 | SF Space Heat | 1 | 8500 | 2500 | 7422 | 4922 | 8500 | 0.3208% | 1580.105 | 2500 | 4922 | 7422 | 0 | 9002.105 | 0 | 8327.5717 | 0 | 2.5768 | 21902.7376 |  | 2.6301 | 4080.105 | 3774.3802 | 2.3425 | 19911.5796 |  | 5.2755
| E216 | E2G Fuel Conv - Space Heat Only - BB - 22.5-25K | 30 | SF Space Heat | 1 | 12750 | 2000 | 7422 | 5422 | 12750 | 0.4812% | 2370.1575 | 2000 | 5422 | 7422 | 0 | 9792.1575 | 0 | 9058.4251 | 0 | 2.5768 | 32854.1064 |  | 3.6269 | 4370.1575 | 4042.6989 | 2.3425 | 29867.3694 |  | 7.388
| E216 | E2G Fuel Conv - Space Heat Only - FA - 19-20K | 30 | SF Space Heat | 3 | 8500 | 1500 | 5537 | 4037 | 25500 | 0.9624% | 4740.315 | 4500 | 12111 | 16611 | 0 | 21351.315 | 0 | 19751.4478 | 0 | 2.5768 | 65708.2127 |  | 3.3268 | 9240.315 | 8547.9325 | 2.3425 | 59734.7388 |  | 6.9882
| E216 | E2G Fuel Conv - Space Heat Only - FA - 25K+ | 30 | SF Space Heat | 4 | 14000 | 2000 | 5537 | 3537 | 56000 | 2.113% | 10410.1036 | 8000 | 14148 | 22148 | 0 | 32558.1036 | 0 | 30118.5047 | 0 | 2.5768 | 144300.3887 |  | 4.7911 | 18410.1036 | 17030.6231 | 2.3425 | 131182.1715 |  | 7.7027
| E216 | E2G Fuel Conv - Boilers | 30 | SF Space Heat | 10 | 14875 | 3950 | 9618 | 5668 | 148750 | 5.614% | 27651.8377 | 39500 | 56680 | 96180 | 0 | 123831.8377 | 0 | 114553.0413 | 0 | 2.5768 | 383297.9074 |  | 3.346 | 67151.8377 | 62120.1089 | 2.3425 | 348452.6431 |  | 5.6093
|  | Program Totals | 30 | [5 empty] | 94593 | 2649750 | 100% | 492574.5 | 591000 | 1255399 | 1846399 | 0 | 2338973.5 | 0 | 2163712.766 | 0 |  | 5677375.068 | 1358751.822 | 1.6118 | 1083574.5 | 1002381.5911 |  | 5161250.0618 | 1358751.822 | 2.1859
Additional Cost Of Gas
|  | Measure | Water Therm | Space Therm | Total Therm | PV One Therm Gas WH (over 30 years) | PV One Therm Gas SH (over 30 years) | PV Gas Costs Per House | PV Gas Costs Total |  | Number Units | Total Therms | PV Rate
|  | E2G Fuel Conv - Space & WH - BB - 19-20K | 197 | 602 | 799 | 7.8191 | 11.2424 | 8308.2922 | 83082.9216 |  | 10 | 7990
|  | E2G Fuel Conv - Space & WH - BB - 20-22.5K | 197 | 602 | 799 | 7.8191 | 11.2424 | 8308.2922 | 83082.9216 |  | 10 | 7990
|  | E2G Fuel Conv - Space & WH - BB - 22.5-25K | 197 | 602 | 799 | 7.8191 | 11.2424 | 8308.2922 | 83082.9216 |  | 10 | 7990
|  | E2G Fuel Conv - Space & WH - BB - 25K+ | 197 | 602 | 799 | 7.8191 | 11.2424 | 8308.2922 | 83082.9216 |  | 10 | 7990
|  | E2G Fuel Conv - Space & WH - FA - 19-20K | 197 | 602 | 799 | 7.8191 | 11.2424 | 8308.2922 | 83082.9216 |  | 10 | 7990
|  | E2G Fuel Conv - Space & WH - FA - 20-22.5K | 197 | 602 | 799 | 7.8191 | 11.2424 | 8308.2922 | 83082.9216 |  | 10 | 7990
|  | E2G Fuel Conv - Space & WH - FA - 22.5-25K | 197 | 602 | 799 | 7.8191 | 11.2424 | 8308.2922 | 83082.9216 |  | 10 | 7990
|  | E2G Fuel Conv - Space & WH - FA - 25K+ | 197 | 602 | 799 | 7.8191 | 11.2424 | 8308.2922 | 83082.9216 |  | 10 | 7990
|  | E2G Fuel Conv - Space Heat Only - BB - 20-22.5K |  | 602 | 602 | 7.8191 | 11.2424 | 6767.9213 | 6767.9213 |  | 1 | 602
|  | E2G Fuel Conv - Space Heat Only - BB - 25K+ |  | 602 | 602 | 7.8191 | 11.2424 | 6767.9213 | 40607.5278 |  | 6 | 3612
|  | E2G Fuel Conv - Space Heat Only - FA - 20-22.5K |  | 602 | 602 | 7.8191 | 11.2424 | 6767.9213 | 33839.6065 |  | 5 | 3010
|  | E2G Fuel Conv - Space Heat Only - FA - 22.5-25K |  | 602 | 602 | 7.8191 | 11.2424 | 6767.9213 | 6767.9213 |  | 1 | 602
|  | E2G Fuel Conv - WH Only - Storage | 197 |  | 197 | 7.8191 | 11.2424 | 1540.3709 | 154037.0862 |  | 100 | 19700
|  | E2G Fuel Conv - WH Only - Tankless | 197 |  | 197 | 7.8191 | 11.2424 | 1540.3709 | 308074.1725 |  | 200 | 39400
|  | E2G Fuel Conv - Space Heat Only - BB - 19-20K |  | 602 | 602 | 7.8191 | 11.2424 | 6767.9213 | 6767.9213 |  | 1 | 602
|  | E2G Fuel Conv - Space Heat Only - BB - 22.5-25K |  | 602 | 602 | 7.8191 | 11.2424 | 6767.9213 | 6767.9213 |  | 1 | 602
|  | E2G Fuel Conv - Space Heat Only - FA - 19-20K |  | 602 | 602 | 7.8191 | 11.2424 | 6767.9213 | 20303.7639 |  | 3 | 1806
|  | E2G Fuel Conv - Space Heat Only - FA - 25K+ |  | 602 | 602 | 7.8191 | 11.2424 | 6767.9213 | 27071.6852 |  | 4 | 2408
|  | E2G Fuel Conv - Boilers | 197 | 602 | 799 | 7.8191 | 11.2424 | 8308.2922 | 83082.9216 |  | 10 | 7990
[12 empty] | 144254 | #REF! | #REF!
[8 empty] | total | 1358751.822

## E217 MFRetrofit
Rtn to Summary | E217 Residential Multifamily Retofit: 2013 Program Savings, Budget, and Benefit-Cost Analysis
| Discount Rate: | 8.1%
| Sch. No. | Measure Name | Measure Life | Weighted Life | Electric End-Use Type | Number of units offered | kWh per unit | Incentives Per Unit | Incremental Measure Cost per Unit | Agency or Customer Cost per Unit | Total kWh Savings | Unit Overhead | Program Overhead Cost | Total Incentive | Total Customer Cost | Total Incremental Measure Cost | Other Contribution Costs | Total Resource Cost | Non-Energy Benefits | Total Resource Costs in Time Zero | Non-Energy Benefits in Time Zero | Present Value of One kWh in time Zero | Present Value Electric Savings In time Zero | TRC B/C Ratio | Total Utility Program Costs | Utility Program Cost Time Zero | PV one kWh UC | PV Total Electric Savings Time Zero UC | UC B/C Ratio
| E217 | Showerhead - Max 1.5 gpm EWH Direct Install | 10 | 1.5857 | Res Water Heat | 8650 | 307 | 17.3 | 17.3 | 0 | 2655550 | 4.7533 | 41116.1082 | 149645 | 0 | 149645 | 0 | 190761.1082 | 1693626.4447 | 176467.2602 | 1566721.9655 | 0.77248 | 2051358.9837 | 20.5028 | 190761.1082 | 176467.2602 | 0.70225 | 1864871.8034 | 10.5678
| E217 | Solar Pool Heater (Calculated) | 12 | 0.038694 | Res Water Heat | 2 | 27000 | 8000 | 12665 | 4665 | 54000 | 2198.0612 | 4396.1224 | 16000 | 9330 | 25330 | 0 | 29726.1224 |  | 27498.7256 | 0 | 0.886 | 47844.1027 | 1.7399 | 20396.1224 | 18867.8283 | 0.80546 | 43494.6388 | 2.3052
| E217 | Water Heater Pipewrap | 15 | 0.073446 | Res Water Heat | 4100 | 20 | 4.2 | 4.2 | 0 | 82000 | 1.154 | 4731.3267 | 17220 | 0 | 17220 | 0 | 21951.3267 |  | 20306.5002 | 0 | 1.0251 | 84054.2247 | 4.1393 | 21951.3267 | 20306.5002 | 0.93187 | 76412.9316 | 3.763
| E217 | Attic Insulation R-0 to R-38 MF | 30 | 0.047253 | MF Space Heat | 12100 | 2.18 | 0.75 | 1.06 | 0.31 | 26378 | 0.20607 | 2493.4257 | 9075 | 3751 | 12826 | 0 | 15319.4257 |  | 14171.5316 | 0 | 2.143 | 56528.9526 | 3.9889 | 11568.4257 | 10701.5964 | 1.9482 | 51389.9569 | 4.8021
| E217 | Attic Insulation R-11 to R-38 MF | 30 | 2.49 | MF Space Heat | 1000000 | 1.39 | 0.75 | 0.95 | 0.2 | 1390000 | 0.20607 | 206068.236 | 750000 | 200000 | 950000 | 0 | 1156068.236 |  | 1069443.3265 | 0 | 2.143 | 2978817.3502 | 2.7854 | 956068.236 | 884429.4505 | 1.9482 | 2708015.7729 | 3.0619
| E217 | Attic Insulation R-19 to R-38 MF | 30 | 0 | MF Space Heat | 0 | 0.58 | 0.75 | 0.53 | 0 | 0 | 0.20607 | 0 | 0 | 0 | 0 | 0 | 0 |  | 0 | 0 | 0 | 0 | #DIV/0! | 0 | 0 | 0 | 0 | #DIV/0!
| E217 | Floor Insulation R-0 to R-30 MF | 30 | 0.24219 | MF Space Heat | 104000 | 1.3 | 0.75 | 1.59 | 0.84 | 135200 | 0.20607 | 21431.0965 | 78000 | 87360 | 165360 | 0 | 186791.0965 |  | 172794.7239 | 0 | 2.143 | 289738.2056 | 1.6768 | 99431.0965 | 91980.6629 | 1.9482 | 263398.3687 | 2.8636
| E217 | Showerhead CWA- Max 1.5 gpm EWH | 10 | 0.79743 | Res Water Heat | 4350 | 307 | 16.51 | 16.51 | 0 | 1335450 | 4.5362 | 19732.6821 | 71818.5 | 0 | 71818.5 | 0 | 91551.1821 | 851708.0965 | 84691.1953 | 787889.0809 | 0.77248 | 1031608.275 | 21.4839 | 91551.1821 | 84691.1953 | 0.70225 | 937825.7046 | 11.0735
| E217 | Floor Insulation R-11 to R-30 MF | 30 | 0 | MF Space Heat | 0 | 0.76 | 0.75 | 1.27 | 0.52 | 0 | 0.20607 | 0 | 0 | 0 | 0 | 0 | 0 |  | 0 | 0 | 0 | 0 | #DIV/0! | 0 | 0 | 0 | 0 | #DIV/0!
| E217 | Wall Insulation R-0 to R-11 MF | 30 | 0.012808 | MF Space Heat | 5500 | 1.3 | 0.75 | 0.76 | 0.01 | 7150 | 0.20607 | 1133.3753 | 4125 | 55 | 4180 | 0 | 5313.3753 |  | 4915.2408 | 0 | 2.143 | 15322.6936 | 3.1174 | 5258.3753 | 4864.362 | 1.9482 | 13929.7214 | 2.8636
| E217 | Windows (single to double paned) U= 1.2 to 0.30 | 30 | 1.6657 | MF Space Heat | 42948 | 21.65 | 6 | 20.61 | 14.61 | 929824.2 | 1.6485 | 70801.7488 | 257688 | 627470.28 | 885158.28 | 0 | 955960.0288 |  | 884329.3513 | 0 | 2.143 | 1992644.9349 | 2.2533 | 328489.7488 | 303875.8083 | 1.9482 | 1811495.3954 | 5.9613
| E217 | Windows (single to triple paned) U= 1.2 to 0.22 | 30 | 0.12672 | MF Space Heat | 3000 | 23.58 | 8 | 21.97 | 13.97 | 70740 | 2.1981 | 6594.1836 | 24000 | 41910 | 65910 | 0 | 72504.1836 |  | 67071.4001 | 0 | 2.143 | 151598.2297 | 2.2603 | 30594.1836 | 28301.7424 | 1.9482 | 137816.5725 | 4.8695
| E217 | Windows (double to double paned) U= 0.6 to 0.30 | 30 | 2.5239 | MF Space Heat | 118000 | 11.94 | 6 | 20.61 | 14.61 | 1408920 | 1.6485 | 194528.4148 | 708000 | 1723980 | 2431980 | 0 | 2626508.4148 |  | 2429702.5114 | 0 | 2.143 | 3019363.5547 | 1.2427 | 902528.4148 | 834901.4013 | 1.9482 | 2744875.9588 | 3.2877
| E217 | Windows (double to triple paned) U= 0.6 to 0.22 | 30 | 0.037269 | MF Space Heat | 1500 | 13.87 | 8 | 21.97 | 13.97 | 20805 | 2.1981 | 3297.0918 | 12000 | 20955 | 32955 | 0 | 36252.0918 |  | 33535.7001 | 0 | 2.143 | 44585.8237 | 1.3295 | 15297.0918 | 14150.8712 | 1.9482 | 40532.567 | 2.8643
| E217 | Common Area Lighting (Calculated) | 15 | 2.4244 | Res Lighting | 50 | 54135 | 8000 | 16055 | 8055 | 2706750 | 2198.0612 | 109903.0592 | 400000 | 402750 | 802750 | 0 | 912653.0592 |  | 844267.3998 | 0 | 1.0499 | 2841772.8776 | 3.366 | 509903.0592 | 471695.7069 | 0.95444 | 2583429.8887 | 5.4769
| E217 | Clothes Washer Tier 1 MEF 2.2-2.45 (EWH/Edryer) | 14 | 0 | Res Water Heat | 0 | 149 | 50 | 107 | 57 | 0 | 13.7379 | 0 | 0 | 0 | 0 | 0 | 0 |  | 0 | 0 | 0 | 0 | #DIV/0! | 0 | 0 | 0 | 0 | #DIV/0!
| E217 | Clothes Washer Tier 2 MEF 2.46 or Higher (EWH/Edryer) | 14 | 0.007691 | Res Water Heat | 100 | 92 | 100 | 102 | 2 | 9200 | 27.4758 | 2747.5765 | 10000 | 200 | 10200 | 0 | 12947.5765 | 10646 | 11977.4065 | 9848.2886 | 0.98086 | 9023.8758 | 1.5756 | 12747.5765 | 11792.3927 | 0.89169 | 8203.5234 | 0.69566
| E217 | Energy Star CF Fixture - Tenant Controlled | 15 | 0.13167 | Res Lighting | 3000 | 49 | 20 | 25 | 5 | 147000 | 5.4952 | 16485.4589 | 60000 | 15000 | 75000 | 0 | 91485.4589 |  | 84630.3967 | 0 | 1.0499 | 154332.9133 | 1.8236 | 76485.4589 | 70754.356 | 0.95444 | 140302.6484 | 1.983
| E217 | Energy Star CFL - Direct Install | 5 | 0.9442 | Res Lighting | 137500 | 23 | 8.93 | 8.93 | 0 | 3162500 | 2.4536 | 337368.047 | 1227875 | 0 | 1227875 | 0 | 1565243.047 |  | 1447958.4154 | 0 | 0.44575 | 1409682.4918 | 0.97357 | 1565243.047 | 1447958.4154 | 0.40523 | 1281529.538 | 0.88506
| E217 | Water Heater (0.95) | 15 | 0.0023467 | Res Water Heat | 20 | 131 | 50 | 67 | 17 | 2620 | 13.7379 | 274.7576 | 1000 | 340 | 1340 | 0 | 1614.7576 |  | 1493.7629 | 0 | 1.0251 | 2685.635 | 1.7979 | 1274.7576 | 1179.2393 | 0.93187 | 2441.4864 | 2.0704
| E217 | Energy Star Refrigerator Upgrade | 20 | 0.0026273 | Res Refrigerator | 50 | 44 | 20 | 19 | 0 | 2200 | 5.4952 | 274.7576 | 1000 | 0 | 1000 | 0 | 1274.7576 |  | 1179.2393 | 0 | 1.0659 | 2344.9009 | 1.9885 | 1274.7576 | 1179.2393 | 0.96897 | 2131.7281 | 1.8077
| E217 | Refrigerator Replacement | 20 | 1.8033 | MF Space Heat | 2000 | 755 | 471.7 | 471.7 | 0 | 1510000 | 129.6032 | 259206.3651 | 943400 | 0 | 943400 | 0 | 1202606.3651 |  | 1112494.3248 | 0 | 1.7822 | 2691161.5783 | 2.419 | 1202606.3651 | 1112494.3248 | 1.6202 | 2446510.5257 | 2.1991
| E217 | Energy Star LED - Direct Install | 30 | 0.76133 | Res Lighting | 12500 | 34 | 14 | 14 | 0 | 425000 | 3.8466 | 48082.5884 | 175000 | 0 | 175000 | 0 | 223082.5884 |  | 206366.8718 | 0 | 1.5146 | 643716.2958 | 3.1193 | 223082.5884 | 206366.8718 | 1.3769 | 585196.6326 | 2.8357
| E217 | LED Fixtures | 18 | 0.013113 | Res Lighting | 200 | 61 | 30 | 50 | 20 | 12200 | 8.2427 | 1648.5459 | 6000 | 4000 | 10000 | 0 | 11648.5459 |  | 10775.7131 | 0 | 1.1728 | 14307.805 | 1.3278 | 7648.5459 | 7075.4356 | 1.0662 | 13007.0955 | 1.8383
| E217 | Smart Strips | 4 | 0 | Plug Load | 0 | 100 | 21 | 21 | 0 | 0 | 5.7699 | 0 | 0 | 0 | 0 | 0 | 0 |  | 0 | 0 | 0 | 0 | #DIV/0! | 0 | 0 | 0 | 0 | #DIV/0!
| E217 | LED Lamps | 22.8 | 0 | Res Lighting | 0 | 34.1 | 20 | 40 | 20 | 0 | 5.4952 | 0 | 0 | 0 | 0 | 0 | 0 |  | 0 | 0 | 0 | 0 | #DIV/0! | 0 | 0 | 0 | 0 | #DIV/0!
| E217 | Energy Star Whole House Ventilation | 10 | 0.00038216 | Plug Load | 5 | 128 | 40 | 40 | 0 | 640 | 10.9903 | 54.9515 | 200 | 0 | 200 | 0 | 254.9515 |  | 235.8479 | 0 | 0.78902 | 504.9722 | 2.1411 | 254.9515 | 235.8479 | 0.71729 | 459.0656 | 1.9464
| E217 | Parking Garage CO Sensors | 15 | 0 | Plug Load | 0 | 10095 | 3028 | 9376 | 6348 | 0 | 831.9662 | 0 | 0 | 0 | 0 | 0 | 0 |  | 0 | 0 | 0 | 0 | #DIV/0! | 0 | 0 | 0 | 0 | #DIV/0!
| E217 | Structure Air Sealing (Attic & Floor Stand-Alone) | 30 | 0 | MF Space Heat | 0 | 1.1 | 1.13 | 1.13 | 0 | 0 | 0.31048 | 0 | 0 | 0 | 0 | 0 | 0 |  | 0 | 0 | 0 | 0 | #DIV/0! | 0 | 0 | 0 | 0 | #DIV/0!
| E217 | Structure Air Sealing (Wall Blow) | 30 | 0 | MF Space Heat | 0 | 2 | 1.68 | 1.68 | 0 | 0 | 0.46159 | 0 | 0 | 0 | 0 | 0 | 0 |  | 0 | 0 | 0 | 0 | #DIV/0! | 0 | 0 | 0 | 0 | #DIV/0!
| E217 | Structure Air Sealing (Attic & Floor Blended Insulation) | 30 | 0 | MF Space Heat | 0 | 2.1 | 3.75 | 3.75 | 0 | 0 | 1.0303 | 0 | 0 | 0 | 0 | 0 | 0 |  | 0 | 0 | 0 | 0 | #DIV/0! | 0 | 0 | 0 | 0 | #DIV/0!
| E217 | Air Tightening - Ceiling reduce by 15% | 30 | 0 | MF Space Heat | 0 | 0.86 | 0.9 | 0.9 | 0 | 0 | 0.24728 | 0 | 0 | 0 | 0 | 0 | 0 |  | 0 | 0 | 0 | 0 | #DIV/0! | 0 | 0 | 0 | 0 | #DIV/0!
| E217 | Air Tightening - Floor reduce by 10% | 30 | 0 | MF Space Heat | 0 | 0.57 | 0.9 | 0.9 | 0 | 0 | 0.24728 | 0 | 0 | 0 | 0 | 0 | 0 |  | 0 | 0 | 0 | 0 | #DIV/0! | 0 | 0 | 0 | 0 | #DIV/0!
| E217 | Air Tightening - Ceiling and Floor reduce by 25% | 30 | 0 | MF Space Heat | 0 | 0.68 | 0.9 | 0.9 | 0 | 0 | 0.24728 | 0 | 0 | 0 | 0 | 0 | 0 |  | 0 | 0 | 0 | 0 | #DIV/0! | 0 | 0 | 0 | 0 | #DIV/0!
| E217 | Air Tightening - Ceiling, Wall insulation to R13 reduce by 50% | 30 | 0 | MF Space Heat | 0 | 2.21 | 1.43 | 1.43 | 0 | 0 | 0.3929 | 0 | 0 | 0 | 0 | 0 | 0 |  | 0 | 0 | 0 | 0 | #DIV/0! | 0 | 0 | 0 | 0 | #DIV/0!
| E217 | Air Tightening - Floor, Wall insulation to R13 reduce by 45% | 30 |  | MF Space Heat | 0 | 2.08 | 1.43 | 1.43 | 0 | 0 | 0.3929 | 0 | 0 | 0 | 0 | 0 | 0 |  | 0 | 0 | 0 | 0 | #DIV/0! | 0 | 0 | 0 | 0 | #DIV/0!
| E217 | Air Tightening - Ceiling, Floor, Wall insulation to R13 reduce by 60% | 30 |  | MF Space Heat | 385170 | 1.63 | 1.16 | 1.16 | 0 | 627827.1 | 0.31872 | 122760.9478 | 446797.2 | 0 | 446797.2 | 0 | 569558.1478 |  | 526880.8028 | 0 | 2.143 | 1345454.8621 | 2.5536 | 569558.1478 | 526880.8028 | 1.9482 | 1223140.7838 | 2.3215
| E217 | Wall Insulation to R13 and Air Tightening by 35% | 30 |  | MF Space Heat | 0 | 3.43 | 1.68 | 1.68 | 0 | 0 | 0.46159 | 0 | 0 | 0 | 0 | 0 | 0 |  | 0 | 0 | 0 | 0 | #DIV/0! | 0 | 0 | 0 | 0 | #DIV/0!
| E217 | Floor Insulation to R30 and Air Tightening by 10% | 30 |  | MF Space Heat | 0 | 2.98 | 4.42 | 4.42 | 0 | 0 | 1.2144 | 0 | 0 | 0 | 0 | 0 | 0 |  | 0 | 0 | 0 | 0 | #DIV/0! | 0 | 0 | 0 | 0 | #DIV/0!
| E217 | Ceiling Insulation to R38 and Air Tightening by 15% | 30 |  | MF Space Heat | 0 | 2.13 | 4.42 | 4.42 | 0 | 0 | 1.2144 | 0 | 0 | 0 | 0 | 0 | 0 |  | 0 | 0 | 0 | 0 | #DIV/0! | 0 | 0 | 0 | 0 | #DIV/0!
| E217 | Floor Insulation to R30, Wall Insulation to R13 and Air Tightening by 45% | 30 |  | MF Space Heat | 0 | 3.06 | 3.06 | 3.06 | 0 | 0 | 0.84076 | 0 | 0 | 0 | 0 | 0 | 0 |  | 0 | 0 | 0 | 0 | #DIV/0! | 0 | 0 | 0 | 0 | #DIV/0!
| E217 | Ceiling Insulation to R38 and Floor to R30 and Air Tightening by 25% | 30 |  | MF Space Heat | 0 | 2.43 | 4.42 | 4.42 | 0 | 0 | 1.2144 | 0 | 0 | 0 | 0 | 0 | 0 |  | 0 | 0 | 0 | 0 | #DIV/0! | 0 | 0 | 0 | 0 | #DIV/0!
| E217 | Ceiling Insulation to R38 and Wall Insulation to R13 and Air Tightening by 50% | 30 |  | MF Space Heat | 0 | 2.76 | 3.06 | 3.06 | 0 | 0 | 0.84076 | 0 | 0 | 0 | 0 | 0 | 0 |  | 0 | 0 | 0 | 0 | #DIV/0! | 0 | 0 | 0 | 0 | #DIV/0!
| E217 | Ceiling Insulation to R38, Floor Insulation to R30, Wall Insulation to R13 and Air Tightening by 60% | 30 |  | MF Space Heat | 0 | 2.49 | 3.52 | 3.52 | 0 | 0 | 0.96715 | 0 | 0 | 0 | 0 | 0 | 0 |  | 0 | 0 | 0 | 0 | #DIV/0! | 0 | 0 | 0 | 0 | #DIV/0!
| E217 | Energy Star LED Candelbra - Direct Install | 30 |  | Res Lighting | 1000 | 25 | 14 | 14 | 0 | 25000 | 3.8466 | 3846.6071 | 14000 | 0 | 14000 | 0 | 17846.6071 |  | 16509.3497 | 0 | 1.5146 | 37865.6645 | 2.2936 | 17846.6071 | 16509.3497 | 1.3769 | 34423.3313 | 2.0851
|  |  |  | 15.7321 | [6 empty] | 16746954.3 |  | 1478977.4746 | 5382843.7 | 3137101.28 | 8519944.98 | 0 | 9998922.4546 | 2555980.5411 | 9249696.9977 | 2364459.335 |  | 20916319.2033 | 2.5169 | 6861821.1746 | 6347660.661 |  | 19014835.6394 | 2.9956

## E218MFNC
Rtn to Summary | E218 Residential Multifamily New Construction: 2013 Program Savings, Budget, and Benefit-Cost Analysis
| Discount Rate: | 8.1%
| Sch. No. | Measure Name | Measure Life | Weighted Life | Electric End-Use Type | Number of units offered | kWh per unit | Incentives Per Unit | Incremental Measure Cost per Unit | Agency or Customer Cost per Unit | Total kWh Savings | Unit Overhead | Program Overhead Cost | Total Incentive | Total Customer Cost | Total Incremental Measure Cost | Other Contribution Costs | Total Resource Cost | Non-Energy Benefits | Total Resource Costs in Time Zero | Non-Energy Benefits in Time Zero | Present Value of One kWh in time Zero | Present Value Electric Savings In time Zero | TRC B/C Ratio | Total Utility Program Costs | Utility Program Cost Time Zero | PV one kWh UC | PV Total Electric Savings Time Zero UC | UC B/C Ratio
| E218 | Clothes washer MEF 2.2+ WF 4.0- | 14 | 0 | Comm Water Heat | 0 | 112 | 50 | 107 | 57 | 0 | 25 | 0 | 0 | 0 | 0 | 0 | 0 | 0 | 0 | 0 | 0 | 0 | #DIV/0! | 0 | 0 | 0 | 0 | #DIV/0!
| E218 | Clothes washer MEF 2.46+ WF 4.5- | 14 | 0 | Comm Water Heat | 0 | 167 | 100 | 246 | 146 | 0 | 25 | 0 | 0 | 0 | 0 | 0 | 0 | 0 | 0 | 0 | 0 | 0 | #DIV/0! | 0 | 0 | 0 | 0 | #DIV/0!
| E218 | Energy Star Refrigerator | 22 | 0.6225 | Flat | 614 | 44 | 50 | 50 | 0 | 27016 | 5 | 3070 | 30700 | 0 | 30700 | 0 | 33770 | 0 | 31239.593 | 0 | 1.2121 | 32746.0665 | 1.0482 | 33770 | 31239.593 | 1.1019 | 29769.1513 | 0.95293
| E218 | Windows U 0.30 or better metal frame | 30 | 1.5846 | Comm Space Heat | 28687 | 1.758 | 1 | 1.55 | 0.55 | 50431.746 | 4.25 | 121919.75 | 28687 | 15777.85 | 44464.85 | 0 | 166384.6 | 0 | 153917.2988 | 0 | 3.1297 | 157834.7687 | 1.0255 | 150606.75 | 139321.6929 | 2.8452 | 143486.1534 | 1.0299
| E218 | Heat recovery - elec resist no cool - High rise | 15 | 0.020706 | Comm Space Heat | 1000 | 1.318 | 0.33 | 0.33 | 0 | 1318 | 1.7 | 1700 | 330 | 0 | 330 | 0 | 2030 | 0 | 1877.8908 | 0 | 2.2351 | 2945.8608 | 1.5687 | 2030 | 1877.8908 | 2.0319 | 2678.0553 | 1.4261
| E218 | Heat recovery - elec resist no cool - Low rise | 15 | 0.013479 | Comm Space Heat | 1000 | 0.858 | 0.1 | 0.33 | 0.23 | 858 | 1.7 | 1700 | 100 | 230 | 330 | 0 | 2030 | 0 | 1877.8908 | 0 | 2.2351 | 1917.7152 | 1.0212 | 1800 | 1665.1249 | 2.0319 | 1743.3774 | 1.047
| E218 | Air-to-air heat pump 2011 | 15 | 0.86218 | Comm Space Heat | 40000 | 1.372 | 0.42 | 1.55 | 1.13 | 54880 | 1.7 | 68000 | 16800 | 45200 | 62000 | 0 | 130000 | 0 | 120259.0194 | 0 | 2.2351 | 122662.2483 | 1.02 | 84800 | 78445.8834 | 2.0319 | 111511.1348 | 1.4215
| E218 | PTHP low rise | 15 | 0.93012 | Comm Space Heat | 100 | 592.043 | 300 | 402 | 102 | 59204.3 | 25 | 2500 | 30000 | 10200 | 40200 | 0 | 42700 | 0 | 39500.4625 | 0 | 2.2351 | 132327.4881 | 3.35 | 32500 | 30064.7549 | 2.0319 | 120297.7165 | 4.0013
| E218 | PTHP high rise | 15 | 0.37987 | Comm Space Heat | 20 | 1209 | 400 | 402 | 2 | 24180 | 25 | 500 | 8000 | 40 | 8040 | 0 | 8540 | 0 | 7900.0925 | 0 | 2.2351 | 54044.7005 | 6.841 | 8500 | 7863.0897 | 2.0319 | 49131.5459 | 6.2484
| E218 | Energy Star CFL fixture TCt69 | 15 | 3.0792 | Comm Lighting | 4000 | 49 | 10 | 20 | 10 | 196000 | 25 | 100000 | 40000 | 40000 | 80000 | 0 | 180000 | 0 | 166512.4884 | 0 | 1.0382 | 203488.5112 | 1.2221 | 140000 | 129509.7132 | 0.94382 | 184989.5557 | 1.4284
| E218 | Corridor Lighting Reduction | 12 | 1.7947 | Comm Lighting | 2037580 | 0.07008 | 0.015 | 0.015 | 0 | 142793.6064 | 0.020252 | 41266.0889 | 30563.7 | 0 | 30563.7 | 0 | 71829.7889 | 0 | 66447.5383 | 0 | 0.89825 | 128264.938 | 1.9303 | 71829.7889 | 66447.5383 | 0.81659 | 116604.489 | 1.7548
| E218 | Stairwell bi-level 10+ floors | 12 | 0.1429 | Comm Lighting | 30 | 379 | 70 | 70 | 0 | 11370 | 25 | 750 | 2100 | 0 | 2100 | 0 | 2850 | 0 | 2636.4477 | 0 | 0.89825 | 10213.1488 | 3.8738 | 2850 | 2636.4477 | 0.81659 | 9284.6807 | 3.5217
| E218 | Stairwell bi-level 3-9 floors | 12 | 0.25003 | Comm Lighting | 98 | 203 | 70 | 70 | 0 | 19894 | 25 | 2450 | 6860 | 0 | 6860 | 0 | 9310 | 0 | 8612.3959 | 0 | 0.89825 | 17869.8664 | 2.0749 | 9310 | 8612.3959 | 0.81659 | 16245.3331 | 1.8863
| E218 | Garage lighting reduction 2011 | 12 | 1.9005 | Comm Lighting | 8631000 | 0.01752 | 0.003 | 0.015 | 0.012 | 151215.12 | 0.001 | 8631 | 25893 | 103572 | 129465 | 0 | 138096 | 0 | 127748.3811 | 0 | 0.89825 | 135829.5968 | 1.0633 | 34524 | 31937.0953 | 0.81659 | 123481.4516 | 3.8664
| E218 | Drain water heat recovery | 30 | 1.172 | Comm Water Heat | 100 | 373 | 183 | 458 | 275 | 37300 | 25 | 2500 | 18300 | 27500 | 45800 | 0 | 48300 | 0 | 44680.8511 | 0 | 1.3981 | 52149.9567 | 1.1672 | 20800 | 19241.4431 | 1.271 | 47409.0516 | 2.4639
| E218 | Showerhead max 2.0 gpm EWH | 6 | 0 | Comm Water Heat | 0 | 114 | 5 | 31 | 26 | 0 | 25 | 0 | 0 | 0 | 0 | 0 | 0 | 0 | 0 | 0 | 0 | 0 | #DIV/0! | 0 | 0 | 0 | 0 | #DIV/0!
| E218 | Showerhead max 1.75 gpm EWH | 6 | 0.25111 | Comm Water Heat | 180 | 222 | 15 | 31 | 16 | 39960 | 25 | 4500 | 2700 | 2880 | 5580 | 0 | 10080 | 25920 | 9324.6994 | 23977.7983 | 0.48027 | 19191.7035 | 4.6296 | 7200 | 6660.4995 | 0.43661 | 17447.0031 | 2.6195
| E218 | Showerhead max 1.5 gpm EWH | 6 | 0.34919 | Comm Water Heat | 181 | 307 | 25 | 31 | 6 | 55567 | 25 | 4525 | 4525 | 1086 | 5611 | 0 | 10136 | 35437.99 | 9376.5032 | 32782.5994 | 0.48027 | 26687.322 | 6.3424 | 9050 | 8371.8779 | 0.43661 | 24261.2018 | 2.8979
| E218 | LED lamp/bulb | 30 | 0.43989 | Comm Lighting | 400 | 35 | 14 | 40 | 26 | 14000 | 15 | 6000 | 5600 | 10400 | 16000 | 0 | 22000 | 0 | 20351.5264 | 0 | 1.4992 | 20989.2778 | 1.0313 | 11600 | 10730.8048 | 1.3629 | 19081.1616 | 1.7782
| E218 | LED Fixture | 30 | 1.15 | Comm Lighting | 600 | 61 | 30 | 50 | 20 | 36600 | 15 | 9000 | 18000 | 12000 | 30000 | 0 | 39000 | 0 | 36077.7058 | 0 | 1.4992 | 54871.9691 | 1.5209 | 27000 | 24976.8733 | 1.3629 | 49883.6083 | 1.9972
| E218 | Clotheswasher Energy Star MEF 2.46+ | 14 | 0.47215 | Comm Water Heat | 350 | 92 | 50 | 102 | 52 | 32200 | 25 | 8750 | 17500 | 18200 | 35700 | 0 | 44450 | 37261 | 41119.334 | 34469.0102 | 0.92457 | 29770.9972 | 1.5623 | 26250 | 24283.0712 | 0.84051 | 27064.5429 | 1.1145
|  |  |  | 15.4151 | [6 empty] | 954787.7724 |  | 387761.839 | 286658.7 | 287085.85 | 573744.55 | 0 | 961506.3889 | 98618.99 | 889460.1193 | 91229.408 |  | 1203806.1356 | 1.456 | 674420.5389 | 623885.79 |  | 1094369.2142 | 1.7541

## NEEA
Rtn to Summary | NEEA: 2013 Program Savings, Budget, and Benefit-Cost Analysis
| Discount Rate: | 8.1%
| Sch. No. | Measure Name | Measure Life | Weighted Life | Electric End-Use Type | Number of units offered | kWh per unit | Incentives Per Unit | Incremental Measure Cost per Unit | Agency or Customer Cost per Unit | Total kWh Savings | Unit Overhead | Program Overhead Cost | Total Incentive | Total Customer Cost | Total Incremental Measure Cost | Other Contribution Costs | Total Resource Cost | Non-Energy Benefits | Total Resource Costs in Time Zero | Non-Energy Benefits in Time Zero | Present Value of One kWh in time Zero | Present Value Electric Savings In time Zero | TRC B/C Ratio | Total Utility Program Costs | Utility Program Cost Time Zero | PV one kWh UC | PV Total Electric Savings Time Zero UC | UC B/C Ratio
| E254 | NEEA | 5 | 5 | Res Lighting | 1 | 19414500 | 0 | 0 | 0 | 19414500 | 5260640 | 5260640 | 0 | 0 | 0 | 0 | 5260640 | 0 | 4866456.9843 | 0 | 0.44575 | 8654001.8141 | 1.7783 | 5260640 | 4866456.9843 | 0.40523 | 7867274.3764 | 1.6166
|  | Program Totals |  | 5 | [6 empty] | 19414500 |  | 5260640 | 0 | 0 | 0 | 0 | 5260640 | 0 | 4866456.9843 | 0 |  | 8654001.8141 | 1.7783 | 5260640 | 4866456.9843 |  | 7867274.3764 | 1.6166

## E250 CI Retrofit
Rtn to Summary | E250 Commercial Retrofit: 2013 Program Savings, Budget, and Benefit-Cost Analysis
| Discount Rate: | 8.1%
| Sch. No. | Program Name | Measure Life | Weighted Life | Electric End-Use Type | Units offered | Number of kwh per unit | Incentives Per Unit | Incremental Measure Cost per Unit | Agency or Customer Cost per Unit | Total kWh Savings | Unit overhead | Program Overhead Cost | Total Incentive | Total Customer Cost | Total Incremental Measure Cost | Other Contribution Costs | Total Resource Cost | Non-Energy Benefits | Total Resource Costs in Time Zero | Non-Energy Benefits in Time Zero | Present Value of One kWh in time Zero | Present Value Electric savings In time Zero | TRC B/C Ratio | Total Utility Program Costs | Utility Program Cost Time Zero | PV one kWh UC | PV Total Electric Savings Time Zero UC | UC B/C Ratio
| E250 | E250 C/I Retrofit Lighting | 10 | 3.6427 | Comm Lighting | 1 | 26000000 | 5980000 | 11700000 | 5720000 | 26000000 | 1868051.784 | 1868051.784 | 5980000 | 5720000 | 11700000 | 0 | 13568051.784 |  | 12551389.2544 | 0 | 0.78227 | 20339145.7257 | 1.6205 | 7848051.784 | 7259992.3997 | 0.71116 | 18490132.4779 | 2.5469
| E250 | E250 C/I Industrial | 15 | 0.84063 | Flat | 1 | 4000000 | 920000 | 2080000 | 1160000 | 4000000 | 333580.6757 | 333580.6757 | 920000 | 1160000 | 2080000 | 0 | 2413580.6757 |  | 2232729.5798 | 0 | 0.96735 | 3869405.9656 | 1.733 | 1253580.6757 | 1159649.0987 | 0.87941 | 3517641.7869 | 3.0334
| E250 | E250 C/I CBTU (BEOP) | 5 | 0.37828 | Flat | 1 | 5400000 | 486000 | 864000 | 378000 | 5400000 | 360267.1298 | 360267.1298 | 486000 | 378000 | 864000 | 0 | 1224267.1298 |  | 1132532.0349 | 0 | 0.40986 | 2213260.9432 | 1.9543 | 846267.1298 | 782855.8092 | 0.3726 | 2012055.4029 | 2.5701
| E250 | E250 C/I Retrofit Other | 15 | 2.8161 | Flat | 1 | 13400000 | 3216000 | 7236000 | 4020000 | 13400000 | 893996.2109 | 893996.2109 | 3216000 | 4020000 | 7236000 | 0 | 8129996.2109 |  | 7520810.5559 | 0 | 0.96735 | 12962509.9847 | 1.7236 | 4109996.2109 | 3802031.6475 | 0.87941 | 11784099.9861 | 3.0994
| E250 | E250 C/I ESG | 15 | 2.1436 | Comm Refrigeration | 1 | 10200000 | 2040000 | 2040000 | 0 | 10200000 | 680504.5785 | 680504.5785 | 2040000 | 0 | 2040000 | 0 | 2720504.5785 |  | 2516655.4842 | 0 | 0.95612 | 9752449.0082 | 3.8752 | 2720504.5785 | 2516655.4842 | 0.8692 | 8865862.7347 | 3.5229
| E250 | E250 C/I Building Tune-Up and Tracking | 5 | 0.11734 | Flat | 1 | 1675000 | 67000 | 103125 | 36125 | 1675000 | 111749.5264 | 111749.5264 | 67000 | 36125 | 103125 | 0 | 214874.5264 |  | 198773.8449 | 0 | 0.40986 | 686520.7555 | 3.4538 | 178749.5264 | 165355.7136 | 0.3726 | 624109.7778 | 3.7743
| E250 | E250 C/I ISOP | 15 | 1.5131 | Flat | 1 | 7200000 | 360000 | 1800000 | 1440000 | 7200000 | 800593.6217 | 800593.6217 | 360000 | 1440000 | 1800000 | 0 | 2600593.6217 |  | 2405729.5298 | 0 | 0.96735 | 6964930.738 | 2.8951 | 1160593.6217 | 1073629.6223 | 0.87941 | 6331755.2164 | 5.8975
| E250 | E250 DCEEP | 15 | 0.73555 | Flat | 1 | 3500000 | 634515 | 906450 | 271935 | 3500000 | 233506.473 | 233506.473 | 634515 | 271935 | 906450 | 0 | 1139956.473 |  | 1054538.8279 | 0 | 0.96735 | 3385730.2199 | 3.2106 | 868021.473 | 802980.086 | 0.87941 | 3077936.5635 | 3.8331
|  | Program Total |  | 12.1874 | [6 empty] | 71375000 |  | 5282250 | 13703515 | 13026060 | 26729575 | 0 | 32011825 | 0 | 29613159.1119 | 0 |  | 60173953.3409 | 2.032 | 18985765 | 17563149.8612 |  | 54703593.9462 | 3.1147

## E251 CI New Construction
Rtn to Summary | E251 Commercial Retrofit: 2013 Program Savings, Budget, and Benefit-Cost Analysis
| Discount Rate: | 8.1%
| Sch. No. | Program Name | Measure Life | Weighted Life | Electric End-Use Type | Units offered | Number of kwh per unit | Incentives Per Unit | Incremental Measure Cost per Unit | Agency or Customer Cost per Unit | Total kWh Savings | Unit overhead | Program Overhead Cost | Total Incentive | Total Customer Cost | Total Incremental Measure Cost | Other Contribution Costs | Total Resource Cost | Non-Energy Benefits | Total Resource Costs in Time Zero | Non-Energy Benefits in Time Zero | Present Value of One kWh in time Zero | Present Value Electric savings In time Zero | TRC B/C Ratio | Total Utility Program Costs | Utility Program Cost Time Zero | PV one kWh UC | PV Total Electric Savings Time Zero UC | UC B/C Ratio
| E251 | NC Space Heating | 24 | 0.017143 | Comm Space Heat | 1 | 2500 | 7100 | 7100 | 0 | 2500 | 29398.125 | 29398.125 | 7100 | 0 | 7100 | 0 | 36498.125 |  | 33763.2979 | 0 | 2.8654 | 7163.6044 | 0.21217 | 36498.125 | 33763.2979 | 2.6049 | 6512.3677 | 0.19288
| E251 | NC Misc | 10 | 4.2857 | Flat | 1 | 1500000 | 390000 | 452000 | 62000 | 1500000 | 146990.625 | 146990.625 | 390000 | 62000 | 452000 | 0 | 598990.625 |  | 554107.8862 | 0 | 0.72895 | 1093423.9034 | 1.9733 | 536990.625 | 496753.5846 | 0.66268 | 994021.7304 | 2.001
| E251 | NC Lighting | 12 | 1.2 | Comm Lighting | 1 | 350000 | 185000 | 202000 | 17000 | 350000 | 146990.625 | 146990.625 | 185000 | 17000 | 202000 | 0 | 348990.625 |  | 322840.5412 | 0 | 0.89825 | 314388.9241 | 0.97382 | 331990.625 | 307114.3617 | 0.81659 | 285808.1128 | 0.93062
| E251 | NC Process | 10 | 4.7071 | Flat | 1 | 1647500 | 417900 | 417900 | 0 | 1647500 | 146990.625 | 146990.625 | 417900 | 0 | 417900 | 0 | 564890.625 |  | 522563.0204 | 0 | 0.72895 | 1200943.9206 | 2.2982 | 564890.625 | 522563.0204 | 0.66268 | 1091767.2006 | 2.0893
|  | Program Total |  | 10.21 | [6 empty] | 3500000 |  | 470370 | 1000000 | 79000 | 1079000 | 0 | 1549370 | 0 | 1433274.7456 | 0 |  | 2615920.3526 | 1.8251 | 1470370 | 1360194.2646 |  | 2378109.4114 | 1.7484

## E253 CI RCM
Rtn to Summary | E253 Commercial RCM: 2013 Program Savings, Budget, and Benefit-Cost Analysis
| Discount Rate: | 8.1%
| Sch. No. | Program Name | Measure Life | Weighted Life | Electric End-Use Type | Units offered | Number of kwh per unit | Incentives Per Unit | Incremental Measure Cost per Unit | Agency or Customer Cost per Unit | Total kWh Savings | Unit overhead | Program Overhead Cost | Total Incentive | Total Customer Cost | Total Incremental Measure Cost | Other Contribution Costs | Total Resource Cost | Non-Energy Benefits | Total Resource Costs in Time Zero | Non-Energy Benefits in Time Zero | Present Value of One kWh in time Zero | Present Value Electric savings In time Zero | TRC B/C Ratio | Total Utility Program Costs | Utility Program Cost Time Zero | PV one kWh UC | PV Total Electric Savings Time Zero UC | UC B/C Ratio
| E253 | RCM Program | 3 | 3 | Flat | 1 | 18750000 | 400000 | 2603954.9569 | 2203954.9569 | 18750000 | 1157700 | 1157700 | 400000 | 2203954.9569 | 2603954.9569 | 0 | 3761654.9569 | 452177 | 3479791.8195 | 418295.0971 | 0.25887 | 4853788.8355 | 1.5151 | 1557700 | 1440980.5735 | 0.23534 | 4412535.305 | 3.0622
|  | Program Total |  | 3 | [6 empty] | 18750000 |  | 1157700 | 400000 | 2203954.9569 | 2603954.9569 | 0 | 3761654.9569 | 452177 | 3479791.8195 | 418295.0971 |  | 4853788.8355 | 1.5151 | 1557700 | 1440980.5735 |  | 4412535.305 | 3.0622

## E255 CI SmallBusLighting
Rtn to Summary | E255 Commercial Small Business Lighting: 2013 Program Savings, Budget, and Benefit-Cost Analysis
| Discount Rate: | 8.1%
| Sch. No. | Program Name | Measure Life | Weighted Life | Electric End-Use Type | Units offered | Number of kwh per unit | Incentives Per Unit | Incremental Measure Cost per Unit | Agency or Customer Cost per Unit | Total kWh Savings | Unit overhead | Program Overhead Cost | Total Incentive | Total Customer Cost | Total Incremental Measure Cost | Other Contribution Costs | Total Resource Cost | Non-Energy Benefits | Total Resource Costs in Time Zero | Non-Energy Benefits in Time Zero | Present Value of One kWh in time Zero | Present Value Electric savings In time Zero | TRC B/C Ratio | Total Utility Program Costs | Utility Program Cost Time Zero | PV one kWh UC | PV Total Electric Savings Time Zero UC | UC B/C Ratio
| E255 | Small Business Lighting | 12 | 12 | Comm Lighting | 1 | 16040000 | 4411000 | 5960810.8108 | 1549810.8108 | 16040000 | 1229130 | 1229130 | 4411000 | 1549810.8108 | 5960810.8108 | 0 | 7189940.8108 |  | 6651194.0896 | 0 | 0.89825 | 14407995.264 | 2.1662 | 5640130 | 5217511.5634 | 0.81659 | 13098177.5127 | 2.5104
|  | Program Total |  | 12 | [6 empty] | 16040000 |  | 1229130 | 4411000 | 1549810.8108 | 5960810.8108 | 0 | 7189940.8108 | 0 | 6651194.0896 | 0 |  | 14407995.264 | 2.1662 | 5640130 | 5217511.5634 |  | 13098177.5127 | 2.5104

## E258 CI High Voltage
Rtn to Summary | E258 Commercial Self Directed: 2013 Program Savings, Budget, and Benefit-Cost Analysis
| Discount Rate: | 8.1%
| Sch. No. | Program Name | Measure Life | Weighted Life | Electric End-Use Type | Units offered | Number of kwh per unit | Incentives Per Unit | Incremental Measure Cost per Unit | Agency or Customer Cost per Unit | Total kWh Savings | Unit overhead | Program Overhead Cost | Total Incentive | Total Customer Cost | Total Incremental Measure Cost | Other Contribution Costs | Total Resource Cost | Non-Energy Benefits | Total Resource Costs in Time Zero | Non-Energy Benefits in Time Zero | Present Value of One kWh in time Zero | Present Value Electric savings In time Zero | TRC B/C Ratio | Total Utility Program Costs | Utility Program Cost Time Zero | PV one kWh UC | PV Total Electric Savings Time Zero UC | UC B/C Ratio
| E258 | Self Directed- High Voltage | 15 | 15 | Flat | 1 | 13000000 | 3640000 | 4550000 | 910000 | 13000000 | 548550 | 548550 | 3640000 | 910000 | 4550000 | 0 | 5098550 |  | 4716512.4884 | 0 | 0.96735 | 12575569.3881 | 2.6663 | 4188550 | 3874699.3525 | 0.87941 | 11432335.8074 | 2.9505
|  | Program Total |  | 15 | [6 empty] | 13000000 |  | 548550 | 3640000 | 910000 | 4550000 | 0 | 5098550 | 0 | 4716512.4884 | 0 |  | 12575569.3881 | 2.6663 | 4188550 | 3874699.3525 |  | 11432335.8074 | 2.9505

## E262 CI Rebates
Rtn to Summary | E262 Commercial Rebates: 2013 Program Savings, Budget, and Benefit-Cost Analysis
| Discount Rate: | 8.1%
| Sch. No. | Program Name | Measure Life | Weighted Life | Electric End-Use Type | Units offered | Number of kwh per unit | Incentives Per Unit | Incremental Measure Cost per Unit | Agency or Customer Cost per Unit | Total kWh Savings | Unit overhead | Program Overhead Cost | Total Incentive | Total Customer Cost | Total Incremental Measure Cost | Other Contribution Costs | Total Resource Cost | Non-Energy Benefits | Total Resource Costs in Time Zero | Non-Energy Benefits in Time Zero | Present Value of One kWh in time Zero | Present Value Electric savings In time Zero | TRC B/C Ratio | Total Utility Program Costs | Utility Program Cost Time Zero | PV one kWh UC | PV Total Electric Savings Time Zero UC | UC B/C Ratio
| E262 | Commercial Lighting Rebate | 12 | 2.7979 | Comm Lighting | 1 | 8000000 | 1840110 | 2421197.3684 | 581087.3684 | 8000000 | 664532.0165 | 664532.0165 | 1840110 | 581087.3684 | 2421197.3684 | 0 | 3085729.3849 |  | 2854513.7696 | 0 | 0.89825 | 7186032.5506 | 2.5174 | 2504642.0165 | 2316967.6378 | 0.81659 | 6532756.8642 | 2.8195
| E262 | Commercial Lighting Markdown | 12 | 2.9298 | Comm Lighting | 1 | 8377140 | 837714 | 997278.5714 | 159564.5714 | 8377140 | 328991.9662 | 328991.9662 | 837714 | 159564.5714 | 997278.5714 | 0 | 1326270.5376 |  | 1226892.2642 | 0 | 0.89825 | 7524800.0901 | 6.1332 | 1166705.9662 | 1079283.965 | 0.81659 | 6840727.3547 | 6.3382
| E262 | Commercial washer rebate | 8 | 0.0016321 | Comm Water Heat | 1 | 7000 | 650 | 2571.2967 | 1921.2967 | 7000 | 4031.4701 | 4031.4701 | 650 | 1921.2967 | 2571.2967 | 0 | 6602.7669 |  | 6108.0175 | 0 | 0.61212 | 4284.8715 | 0.70152 | 4681.4701 | 4330.6847 | 0.55648 | 3895.3377 | 0.89947
| E262 | Commercial Kitchen Rebates | 12 | 0.24482 | Comm Cooking | 1 | 700000 | 118990 | 253259.01 | 134269.01 | 700000 | 4349.1004 | 4349.1004 | 118990 | 134269.01 | 253259.01 | 0 | 257608.1104 |  | 238305.375 | 0 | 0.83322 | 583255.6272 | 2.4475 | 123339.1004 | 114097.2252 | 0.75747 | 530232.3884 | 4.6472
| E262 | Pre-Rinse Spray Heads | 5 | 1.0124 | Comm Water Heat | 1 | 6947360 | 23617.5503 | 23617.5503 | 0 | 6947360 | 64249.6468 | 64249.6468 | 23617.5503 | 0 | 23617.5503 | 0 | 87867.1971 |  | 81283.2536 | 0 | 0.40935 | 2843876.5017 | 34.9872 | 87867.1971 | 81283.2536 | 0.37213 | 2585342.2743 | 31.8066
| E262 | Cooler Misers | 10 | 0 | Comm Refrigeration | 1 | 0 | 0 | 0 | 0 | 0 | 1.0589e-06 | 1.0589e-06 | 0 | 0 | 0 | 0 | 1.0589e-06 |  | 9.7953e-07 | 0 | 0 | 0 | 0 | 1.0589e-06 | 9.7953e-07 | 0 | 0 | 0
| E262 | Hospitality Rebates | 12.5 | 0.36431 | Comm Space Heat | 1 | 1000000 | 310000 | 954169.5422 | 644169.5422 | 1000000 | 2394.4412 | 2394.4412 | 310000 | 644169.5422 | 954169.5422 | 0 | 956563.9833 |  | 884888.0512 | 0 | 1.9437 | 1943665.6825 | 2.1965 | 312394.4412 | 288986.5321 | 1.767 | 1766968.8023 | 6.1144
| E262 | PC Power Management | 4 | 0.10306 | Flat | 1 | 884000 | 61880 | 123760 | 61880 | 884000 | 86322.2137 | 86322.2137 | 61880 | 61880 | 123760 | 0 | 210082.2137 |  | 194340.6232 | 0 | 0.33591 | 296943.6395 | 1.528 | 148202.2137 | 137097.33 | 0.30537 | 269948.7631 | 1.969
| E262 | Premium HVAC Service | 5 | 0.43717 | Comm Cooling | 1 | 3000000 | 750000 | 765000 | 15000 | 3000000 | 13953.4428 | 13953.4428 | 750000 | 15000 | 765000 | 0 | 778953.4428 |  | 720585.9786 | 0 | 0.26772 | 803151.8175 | 1.1146 | 763953.4428 | 706709.9378 | 0.24338 | 730138.0159 | 1.0332
| E262 | HE Heat Pump & Air Conditioner | 15 | 0.21859 | Comm Space Heat | 1 | 500000 | 162413.2 | 972150 | 809736.8 | 500000 | 37671.3509 | 37671.3509 | 162413.2 | 809736.8 | 972150 | 0 | 1009821.3509 |  | 934154.8112 | 0 | 2.2351 | 1117549.6383 | 1.1963 | 200084.5509 | 185092.0915 | 2.0319 | 1015954.2166 | 5.4889
| E262 | Portable Classroom Controls | 10 | 0.014572 | Comm Space Heat | 1 | 50000 | 3500 | 5425.5919 | 1925.5919 | 50000 | 2736.5102 | 2736.5102 | 3500 | 1925.5919 | 5425.5919 | 0 | 8162.1021 |  | 7550.5108 | 0 | 1.7066 | 85331.2581 | 11.3014 | 6236.5102 | 5769.2047 | 1.5515 | 77573.871 | 13.4462
| E262 | ECM Motors | 15 | 0.021859 | Flat | 1 | 50000 | 10000 | 20833.3333 | 10833.3333 | 50000 | 635.2606 | 635.2606 | 10000 | 10833.3333 | 20833.3333 | 0 | 21468.5939 |  | 19859.9388 | 0 | 0.96735 | 48367.5746 | 2.4354 | 10635.2606 | 9838.3539 | 0.87941 | 43970.5223 | 4.4693
| E262 | Variable Speed Drives | 15 | 0.65576 | Flat | 1 | 1500000 | 180000 | 394932.0148 | 214932.0148 | 1500000 | 119648.9961 | 119648.9961 | 180000 | 214932.0148 | 394932.0148 | 0 | 514581.011 |  | 476023.1369 | 0 | 0.96735 | 1451027.2371 | 3.0482 | 299648.9961 | 277196.1111 | 0.87941 | 1319115.6701 | 4.7588
| E262 | LED Traffic Signals | 12 | 0.038471 | Flat | 1 | 110000 | 4400 | 36762 | 32362 | 110000 | 2394.4412 | 2394.4412 | 4400 | 32362 | 36762 | 0 | 39156.4412 |  | 36222.4248 | 0 | 0.83642 | 92005.9428 | 2.54 | 6794.4412 | 6285.3295 | 0.76038 | 83641.7661 | 13.3075
| E262 | Small Business Direct Install | 10.3 | 0.951 | Comm Lighting | 1 | 3168000 | 820310 | 820310 | 0 | 3168000 | 189498.1141 | 189498.1141 | 820310 | 0 | 820310 | 0 | 1009808.1141 |  | 934142.5662 | 0 | 0.78227 | 2478246.6792 | 2.653 | 1009808.1141 | 934142.5662 | 0.71116 | 2252951.5265 | 2.4118
| E262 | Green Motor Rewind | 10 | 0.0052461 | Flat | 1 | 18000 | 2955 | 2955 | 0 | 18000 | 171.0292 | 171.0292 | 2955 | 0 | 2955 | 0 | 3126.0292 | 0 | 2891.7939 | 0 | 0.72895 | 13121.0868 | 4.5374 | 3126.0292 | 2891.7939 | 0.66268 | 11928.2608 | 4.1249
|  |  |  | 8.1242 | [6 empty] | 34311500 |  | 1521580 | 5126539.7503 | 2667681.5288 | 7794221.2791 | 0 | 9315801.2791 | 0 | 8617762.5154 | 0 |  | 26471660.1975 | 3.0718 | 6648119.7503 | 6149972.0169 |  | 24065145.6341 | 3.913

## T&D-Generation
Rtn to Summary | T&D Generation
| Sch. No. | Program Name | Measure Life | Weighted Life | Electric End-Use Type | Units offered | Number of kwh per unit | Incentives Per Unit | Incremental Measure Cost per Unit | Agency or Customer Cost per Unit | Total kWh Savings | Unit overhead | Program Overhead Cost | Total Incentive | Total Customer Cost | Total Incremental Measure Cost | Other Contribution Costs | Total Resource Cost | Non-Energy Benefits | Total Resource Costs in Time Zero | Non-Energy Benefits in Time Zero | Present Value of One kWh in time Zero | Present Value Electric savings In time Zero | TRC B/C Ratio | Total Utility Program Costs | Utility Program Cost Time Zero | PV one kWh UC | PV Total Electric Savings Time Zero UC | UC B/C Ratio
|  | T&D | 12 | 12 | Flat | 1 | 8078500 | 0 |  | 0 | 8078500 | 1e-09 | 1e-09 | 0 | 0 | 0 | 0 | 1e-09 |  | 9.2507e-10 | 0 | 0.83642 | 6757000.0779 | 0 | 1e-09 | 9.2507e-10 | 0.76038 | 6142727.3436 | 0
|  | Program Total |  | 12 | [6 empty] | 8078500 | 0 | 1e-09 | 0 | 0 | 0 | 0 | 1e-09 | 0 | 9.2507e-10 | 0 |  | 6757000.0779 | 0 | 1e-09 | 9.2507e-10 |  | 6142727.3436 | 0

## G201 LIW
Rtn to Summary | G201 Residential Low Income WX: 2013 Program Savings, Budget, and Benefit-Cost Analysis
| Discount Rate: | 7.8%
| Sch. No. | Measure Name | Measure Life | Weighted Measure Life | End-Use Type | Number of units offered | Therm Savings per unit | Incentives Per Unit | Incremental Cost per Unit | Customer Cost per Unit | Total Therm Savings | Total Utility Program Overhead Cost | Total Incentive | Total Customer Cost | Total Incremental Measure Cost | Other Contribution Costs | Total Resource Cost | Total Utility Costs | Non-Energy Benefits | Utility Program Costs Time Zero | Total Resource Costs in Time Zero | Non-Energy Benefits in Time Zero | Present Value of One Therm in Time zero | Total Present Value of Therm Savings in Time Zero | TRC B/C Ratio | UBC Ratio
| E201 | Furnace Replacement (90% AFUE) - MF | 18 | 0.056095 | SF Space Heat | 1 | 66 | 600 | 600 | 0 | 66 | 163.5 | 600 | 0 | 600 | 0 | 763.5 | 763.5 | 0 | 708.256 | 708.256 | 0 | 8.2739 | 546.077 | 0.77102 | 0.77102
| E201 | Furnace Replacement (90% AFUE) - MH | 18 | 0.22693 | SF Space Heat | 3 | 89 | 692 | 692 | 0 | 267 | 565.71 | 2076 | 0 | 2076 | 0 | 2641.71 | 2641.71 | 0 | 2450.5659 | 2450.5659 | 0 | 8.2739 | 2209.1296 | 0.90148 | 0.90148
| E201 | Furnace Replacement (90% AFUE) - SF | 18 | 0.22693 | SF Space Heat | 3 | 89 | 692 | 692 | 0 | 267 | 565.71 | 2076 | 0 | 2076 | 0 | 2641.71 | 2641.71 | 0 | 2450.5659 | 2450.5659 | 0 | 8.2739 | 2209.1296 | 0.90148 | 0.90148
| E201 | Tankless Water Heater (.90 EF) - MF | 20 | 0 | SF Water Heat | 0.1 | 0 | 923 | 923 | 0 | 0 | 25.1517 | 92.3 | 0 | 92.3 | 0 | 117.4518 | 117.4518 | 0 | 108.9534 | 108.9534 | 0 | 0 | 0 | 0 | 0
| E201 | Tankless Water Heater (.90 EF) - MH | 20 | 0 | SF Water Heat | 0.1 | 0 | 923 | 923 | 0 | 0 | 25.1517 | 92.3 | 0 | 92.3 | 0 | 117.4518 | 117.4518 | 0 | 108.9534 | 108.9534 | 0 | 0 | 0 | 0 | 0
| E201 | Tankless Water Heater (.90 EF) - SF | 20 | 0 | SF Water Heat | 0.1 | 0 | 923 | 923 | 0 | 0 | 25.1517 | 92.3 | 0 | 92.3 | 0 | 117.4518 | 117.4518 | 0 | 108.9534 | 108.9534 | 0 | 0 | 0 | 0 | 0
| E201 | Water Heater (.67 EF) - MF | 13 | 0 | SF Water Heat | 0.1 | 0 | 158 | 158 | 0 | 0 | 4.3055 | 15.8 | 0 | 15.8 | 0 | 20.1055 | 20.1055 | 0 | 18.6507 | 18.6507 | 0 | 0 | 0 | 0 | 0
| E201 | Water Heater (.67 EF) - MH | 13 | 0 | SF Water Heat | 0.1 | 0 | 158 | 158 | 0 | 0 | 4.3055 | 15.8 | 0 | 15.8 | 0 | 20.1055 | 20.1055 | 0 | 18.6507 | 18.6507 | 0 | 0 | 0 | 0 | 0
| E201 | Water Heater (.67 EF) - SF | 13 | 0 | SF Water Heat | 0.1 | 0 | 158 | 158 | 0 | 0 | 4.3055 | 15.8 | 0 | 15.8 | 0 | 20.1055 | 20.1055 | 0 | 18.6507 | 18.6507 | 0 | 0 | 0 | 0 | 0
| E201 | Insulation-Attic R0 to R38 - MF | 30 | 0.063744 | SF Space Heat | 500 | 0.09 | 0.95 | 0.95 | 0 | 45 | 129.4375 | 475 | 0 | 475 | 0 | 604.4375 | 604.4375 | 0 | 560.7027 | 560.7027 | 0 | 11.2424 | 505.9077 | 0.90227 | 0.90227
| E201 | Insulation-Attic R0 to R38 - SF | 30 | 3.6245 | SF Space Heat | 28430 | 0.09 | 0.95 | 0.95 | 0 | 2558.7 | 7359.8162 | 27008.5 | 0 | 27008.5 | 0 | 34368.3163 | 34368.3163 | 0 | 31881.555 | 31881.555 | 0 | 11.2424 | 28765.914 | 0.90227 | 0.90227
| E201 | Insulation-Attic R11 to R38 - MF | 30 | 0.042496 | SF Space Heat | 500 | 0.06 | 0.7 | 0.7 | 0 | 30 | 95.375 | 350 | 0 | 350 | 0 | 445.375 | 445.375 | 0 | 413.1494 | 413.1494 | 0 | 11.2424 | 337.2718 | 0.81634 | 0.81634
| E201 | Insulation-Attic R11 to R38 - SF | 30 | 4.2496 | SF Space Heat | 50000 | 0.06 | 0.7 | 0.7 | 0 | 3000 | 9537.5 | 35000 | 0 | 35000 | 0 | 44537.5 | 44537.5 | 0 | 41314.9351 | 41314.9351 | 0 | 11.2424 | 33727.1826 | 0.81634 | 0.81634
| E201 | Insulation-Attic R0 to R30 - MH | 25 | 0.23609 | SF Space Heat | 5000 | 0.04 | 0.7 | 0.7 | 0 | 200 | 953.75 | 3500 | 0 | 3500 | 0 | 4453.75 | 4453.75 | 0 | 4131.4935 | 4131.4935 | 0 | 10.2273 | 2045.4553 | 0.49509 | 0.49509
| E201 | Insulation-Duct R0 to R11 - MF | 30 | 0.016998 | SF Space Heat | 60 | 0.2 | 2.5 | 2.5 | 0 | 12 | 40.875 | 150 | 0 | 150 | 0 | 190.875 | 190.875 | 0 | 177.064 | 177.064 | 0 | 11.2424 | 134.9087 | 0.76192 | 0.76192
| E201 | Insulation-Duct R0 to R11 - SF | 30 | 2.8331 | SF Space Heat | 10000 | 0.2 | 2.5 | 2.5 | 0 | 2000 | 6812.5 | 25000 | 0 | 25000 | 0 | 31812.5 | 31812.5 | 0 | 29510.6679 | 29510.6679 | 0 | 11.2424 | 22484.7884 | 0.76192 | 0.76192
| E201 | Insulation-Floor R0 to R30 - MF | 30 | 0.042496 | SF Space Heat | 500 | 0.06 | 0.85 | 0.85 | 0 | 30 | 115.8125 | 425 | 0 | 425 | 0 | 540.8125 | 540.8125 | 0 | 501.6814 | 501.6814 | 0 | 11.2424 | 337.2718 | 0.67228 | 0.67228
| E201 | Insulation-Floor R0 to R30 - MH | 25 | 0.035413 | SF Space Heat | 500 | 0.06 | 0.8 | 0.8 | 0 | 30 | 109 | 400 | 0 | 400 | 0 | 509 | 509 | 0 | 472.1707 | 472.1707 | 0 | 10.2273 | 306.8183 | 0.6498 | 0.6498
| E201 | Insulation-Floor R0 to R30 - SF | 30 | 1.2749 | SF Space Heat | 15000 | 0.06 | 0.85 | 0.85 | 0 | 900 | 3474.375 | 12750 | 0 | 12750 | 0 | 16224.375 | 16224.375 | 0 | 15050.4406 | 15050.4406 | 0 | 11.2424 | 10118.1548 | 0.67228 | 0.67228
| E201 | Insulation-Floor R0 to R22 - MH | 25 | 0.047218 | SF Space Heat | 1000 | 0.04 | 0.7 | 0.7 | 0 | 40 | 190.75 | 700 | 0 | 700 | 0 | 890.75 | 890.75 | 0 | 826.2987 | 826.2987 | 0 | 10.2273 | 409.0911 | 0.49509 | 0.49509
| E201 | Insulation-Wall R0 to R11 - MF | 30 | 0.042496 | SF Space Heat | 500 | 0.06 | 0.85 | 0.85 | 0 | 30 | 115.8125 | 425 | 0 | 425 | 0 | 540.8125 | 540.8125 | 0 | 501.6814 | 501.6814 | 0 | 11.2424 | 337.2718 | 0.67228 | 0.67228
| E201 | Insulation-Wall R0 to R11 - MH | 25 | 0.047218 | SF Space Heat | 500 | 0.08 | 0.8 | 0.8 | 0 | 40 | 109 | 400 | 0 | 400 | 0 | 509 | 509 | 0 | 472.1707 | 472.1707 | 0 | 10.2273 | 409.0911 | 0.86641 | 0.86641
| E201 | Insulation-Wall R0 to R11 - SF | 30 | 4.2496 | SF Space Heat | 50000 | 0.06 | 0.85 | 0.85 | 0 | 3000 | 11581.25 | 42500 | 0 | 42500 | 0 | 54081.25 | 54081.25 | 0 | 50168.1354 | 50168.1354 | 0 | 11.2424 | 33727.1826 | 0.67228 | 0.67228
| E201 | Showerhead - MF | 10 | 0.028331 | SF Water Heat | 10 | 6 | 25 | 25 | 0 | 60 | 68.125 | 250 | 0 | 250 | 0 | 318.125 | 318.125 | 0 | 295.1067 | 295.1067 | 0 | 3.4281 | 205.6838 | 0.69698 | 0.69698
| E201 | Showerhead - MH | 10 | 0.028331 | SF Water Heat | 10 | 6 | 25 | 25 | 0 | 60 | 68.125 | 250 | 0 | 250 | 0 | 318.125 | 318.125 | 0 | 295.1067 | 295.1067 | 0 | 3.4281 | 205.6838 | 0.69698 | 0.69698
| E201 | Showerhead - SF | 10 | 0.028331 | SF Water Heat | 10 | 6 | 25 | 25 | 0 | 60 | 68.125 | 250 | 0 | 250 | 0 | 318.125 | 318.125 | 0 | 295.1067 | 295.1067 | 0 | 3.4281 | 205.6838 | 0.69698 | 0.69698
| E201 | Duct Sealing - MH | 20 | 0.60911 | SF Space Heat | 15 | 43 | 400 | 400 | 0 | 645 | 1635 | 6000 | 0 | 6000 | 0 | 7635 | 7635 | 0 | 7082.5603 | 7082.5603 | 0 | 8.904 | 5743.101 | 0.81088 | 0.81088
| E201 | Duct Sealing - SF | 20 | 2.3609 | SF Space Heat | 50 | 50 | 400 | 400 | 0 | 2500 | 5450 | 20000 | 0 | 20000 | 0 | 25450 | 25450 | 0 | 23608.5343 | 23608.5343 | 0 | 8.904 | 22260.0814 | 0.94288 | 0.94288
| E201 | Structure Sealing - MH | 25 | 0.23609 | SF Space Heat | 5000 | 0.04 | 0.44 | 0.44 | 0 | 200 | 599.5 | 2200 | 0 | 2200 | 0 | 2799.5 | 2799.5 | 0 | 2596.9388 | 2596.9388 | 0 | 10.2273 | 2045.4553 | 0.78764 | 0.78764
| E201 | Structure Sealing - SF | 20 | 0.33052 | SF Space Heat | 5000 | 0.07 | 0.81 | 0.81 | 0 | 350 | 1103.625 | 4050 | 0 | 4050 | 0 | 5153.625 | 5153.625 | 0 | 4780.7282 | 4780.7282 | 0 | 8.904 | 3116.4114 | 0.65187 | 0.65187
| E201 | Water Heater Pipe Wrap - MF | 15 | 0.0012749 | SF Water Heat | 2 | 0.9 | 5.5 | 5.5 | 0 | 1.8 | 2.9975 | 11 | 0 | 11 | 0 | 13.9975 | 13.9975 | 0 | 12.9847 | 12.9847 | 0 | 4.9366 | 8.8859 | 0.68434 | 0.68434
| E201 | Water Heater Pipe Wrap - MH | 15 | 0.0063744 | SF Water Heat | 10 | 0.9 | 5.5 | 5.5 | 0 | 9 | 14.9875 | 55 | 0 | 55 | 0 | 69.9875 | 69.9875 | 0 | 64.9235 | 64.9235 | 0 | 4.9366 | 44.4296 | 0.68434 | 0.68434
| E201 | Water Heater Pipe Wrap - SF | 15 | 0.0063744 | SF Water Heat | 10 | 0.9 | 5.5 | 5.5 | 0 | 9 | 14.9875 | 55 | 0 | 55 | 0 | 69.9875 | 69.9875 | 0 | 64.9235 | 64.9235 | 0 | 4.9366 | 44.4296 | 0.68434 | 0.68434
| E201 | Windows-Single to Double - MF | 30 | 1.1757e-08 | SF Space Heat | 1e-05 | 0.83 | 0 | 0 | 0 | 8.3e-06 | 0 | 0 | 0 | 0 | 0 | 0 | 0 | 0 | 0 | 0 | 0 | 11.2424 | 9.3312e-05 | #DIV/0! | #DIV/0!
| E201 | Windows-Single to Double - SF | 30 | 1.2324e-09 | SF Space Heat | 1e-06 | 0.87 | 0 | 0 | 0 | 8.7e-07 | 0 | 0 | 0 | 0 | 0 | 0 | 0 | 0 | 0 | 0 | 0 | 11.2424 | 9.7809e-06 | #DIV/0! | #DIV/0!
| E201 | Shareholder | 1 | 0 | SF Space Heat | 1 | 0 | 0 | 0 | 0 | 0 | 0 | 0 | 0 | 0 | 150000 | 150000 | 0 | 150000 | 0 | 139146.5677 | 139146.5677 | 0 | 0 | 1 | #DIV/0!
| E201 | NEBs Economic | 1 | 0 | SF Space Heat | 0.1 | 0 | 0 | 0 | 0 | 0 | 0 | 0 | 0 | 0 | 0 | 0 | 0 | 0 | 0 | 0 | 0 | 0 | 0 | #DIV/0! | #DIV/0!
| E201 | NEBs Participant | 1 | 0 | SF Space Heat | 0.1 | 0 | 0 | 0 | 0 | 0 | 0 | 0 | 0 | 0 | 0 | 0 | 0 | 0 | 0 | 0 | 0 | 0 | 0 | #DIV/0! | #DIV/0!
| E201 | Boiler Space Heat | 24 | 1.6636 | Commercial Space Heat | 2 | 734 | 4152 | 7679 | 3527 | 1468 | 2262.84 | 8304 | 7054 | 15358 | 0 | 17620.84 | 10566.84 | 0 | 9802.2635 | 16345.8627 | 0 | 9.9798 | 14650.3596 | 0.89627 | 1.4946
| E201 | Boiler Water Heat | 15 | 7.7909e-07 | Commercial Water Heat | 1e-06 | 1100 | 6150 | 11560 | 5410 | 0.0011 | 0.0016759 | 0.00615 | 0.00541 | 0.01156 | 0 | 0.013236 | 0.0078259 | 0 | 0.0072596 | 0.012278 | 0 | 4.9714 | 0.0054685 | 0.44539 | 0.75328
| E201 | Mayor's Challenge | 28 | 4.3629 | SF Space Heat | 1 | 3300 | 41200 | 41200 | 0 | 3300 | 11227 | 41200 | 0 | 41200 | 0 | 52427 | 52427 | 0 | 48633.5807 | 48633.5807 | 0 | 10.8685 | 35866.1938 | 0.73748 | 0.73748
|  | Total LIW Gas |  | 26.9778 | [6 empty] | 21178.5011 | 64523.8597 | 236784.8061 | 7054.0054 | 243838.8116 | 150000 | 458362.6712 | 301308.6658 | 150000 | 279507.1112 | 425197.2832 | 139146.5677 |  | 223007.0508 | 0.85173 | 0.79786

## G214 ResSpaceHeat
Rtn to Summary | G214 Residential Single Family -Space Heat: 2013 Program Savings, Budget, and Benefit-Cost Analysis
| Discount Rate: | 7.8%
| Sch. No. | Measure Name | Measure Life | Weighted Measure Life | End-Use Type | Number of units offered | Therm Savings per unit | Incentives Per Unit | Incremental Cost per Unit | Customer Cost per Unit | Total Therm Savings | Unit Overhead Costs | Total Utility Program Overhead Cost | Total Incentive | Total Customer Cost | Total Incremental Measure Cost | Other Contribution Costs | Total Resource Cost | Total Utility Costs | Non-Energy Benefits | Utility Program Costs Time Zero | Total Resource Costs in Time Zero | Non-Energy Benefits in Time Zero | Present Value of One Therm in Time zero | Total Present Value of Therm Savings in Time Zero | TRC B/C Ratio | UBC Ratio
| G214 | Efficient 95% Gas Furnace (Note: Raised from 90%) | 18 | 16.3613 | SF Space Heat | 6180 | 110 | 250 | 603 | 353 | 679800 | 83% | 480456.4394 | 1545000 | 2181540 | 3726540 | 0 | 4206996.4394 | 2025456.4394 | 0 | 1878902.0774 | 3902594.0996 | 0 | 8.2739 | 5624593.0183 | 1.4412 | 2.9936
| G214 | Energy Star qualified Boilers (95% AFUE) | 20 | 0.38187 | SF Space Heat | 120 | 119 | 350 | 1393 | 1043 | 14280 | 4% | 23154.5272 | 42000 | 125160 | 167160 | 0 | 190314.5272 | 65154.5272 | 0 | 60440.1922 | 176544.0883 | 0 | 8.904 | 127149.5847 | 0.72021 | 2.1037
| G214 | High Efficiency Natural Gas Fireplace | 20 | 0.86066 | SF Space Heat | 447 | 72 | 200 | 562 | 362 | 32184 | 10% | 57886.318 | 89400 | 161814 | 251214 | 0 | 309100.318 | 147286.318 | 0 | 136629.2375 | 286734.9889 | 0 | 8.904 | 286567.3833 | 0.99942 | 2.0974
| G214 | NEW Integrated Space & Water Heating | 18 | 0.52046 | SF Space Heat | 125 | 173 | 800 | 1526 | 726 | 21625 | 3% | 17365.8954 | 100000 | 90750 | 190750 | 0 | 208115.8954 | 117365.8954 | 0 | 108873.7434 | 193057.4169 | 0 | 8.2739 | 178922.9538 | 0.92679 | 1.6434
|  | Total Space Heat |  | 18.1243 | [6 empty] | 747889 |  | 578863.18 | 1776400 | 2559264 | 4335664 | 0 | 4914527.18 | 2355263.18 | 0 | 2184845.2505 | 4558930.5937 | 0 |  | 6217232.9402 | 1.3637 | 2.8456

## G214 Appliances
Rtn to Summary | G214 Residential Single Family -Appliences: 2013 Program Savings, Budget, and Benefit-Cost Analysis
| Discount Rate: | 7.8%
| Sch. No. | Measure Name | Measure Life | Weighted Measure Life | End-Use Type | Number of units offered | Therm Savings per unit | Incentives Per Unit | Incremental Cost per Unit | Customer Cost per Unit | Total Therm Savings | Unit Overhead Costs | Total Utility Program Overhead Cost | Total Incentive | Total Customer Cost | Total Incremental Measure Cost | Other Contribution Costs | Total Resource Cost | Total Utility Costs | Non-Energy Benefits | Utility Program Costs Time Zero | Total Resource Costs in Time Zero | Non-Energy Benefits in Time Zero | Present Value of One Therm in Time zero | Total Present Value of Therm Savings in Time Zero | TRC B/C Ratio | UBC Ratio
| G214 | Clothes Washer MEF 2.4 -3.09 Electric WH / Gas Dryer | 14 | 0.13648 | SF Water Heat | 41.04 | 1.9 | 0 | 0 | 0 | 77.976 | 0 | 0 | 0 | 0 | 0 | 0 | 0 | 0 |  | 0 | 0 | 0 | 4.6612 | 363.4618 | #DIV/0! | #DIV/0!
| G214 | Clothes Washer MEF 3.1+ Electric WH / Gas Dryer | 14 | 0.059508 | SF Water Heat | 10 | 3.4 | 0 | 0 | 0 | 34 | 0 | 0 | 0 | 0 | 0 | 0 | 0 | 0 |  | 0 | 0 | 0 | 4.6612 | 158.4808 | #DIV/0! | #DIV/0!
| G214 | Clothes Washer MEF 2.4 -3.09 Gas WH / Electric Dryer | 14 | 7.1792 | SF Water Heat | 4101.87 | 1 | 0 | 0 | 0 | 4101.87 | 0 | 0 | 0 | 0 | 0 | 0 | 0 | 0 |  | 0 | 0 | 0 | 4.6612 | 19119.6411 | #DIV/0! | #DIV/0!
| G214 | Clothes Washer MEF 3.1+ Gas / Electric Dryer | 14 | 1.9711 | SF Water Heat | 703.89 | 1.6 | 0 | 0 | 0 | 1126.224 | 0 | 0 | 0 | 0 | 0 | 0 | 0 | 0 |  | 0 | 0 | 0 | 4.6612 | 5249.5566 | #DIV/0! | #DIV/0!
| G214 | Clothes Washer MEF 2.4 -3.09 Gas WH / Electric Dryer | 14 | 3.487 | SF Water Heat | 687 | 2.9 | 0 | 0 | 0 | 1992.3 | 0 | 0 | 0 | 0 | 0 | 0 | 0 | 0 |  | 0 | 0 | 0 | 4.6612 | 9286.511 | #DIV/0! | #DIV/0!
| G214 | Clothes Washer MEF 3.1+ Gas WH / Electric Dryer | 14 | 1.1667 | SF Water Heat | 133.32 | 5 | 0 | 0 | 0 | 666.6 | 0 | 0 | 0 | 0 | 0 | 0 | 0 | 0 |  | 0 | 0 | 0 | 4.6612 | 3107.1567 | #DIV/0! | #DIV/0!
|  | Program Totals |  | 14 | [6 empty] | 7998.97 | 0 | 0 | 0 | 0 | 0 | 0 | 0 | 0 | 0 | 0 | 0 | 0 |  | 37284.808 | #DIV/0! | #DIV/0!

## G214 Showerheads
Rtn to Summary | G214 Residential Single Family Showerheads: 2013 Program Savings, Budget, and Benefit-Cost Analysis
| Discount Rate: | 7.8%
| Sch. No. | Measure Name | Measure Life | Weighted Measure Life | End-Use Type | Number of units offered | Therm Savings per unit | Incentives Per Unit | Incremental Cost per Unit | Customer Cost per Unit | Total Therm Savings | Unit Overhead Costs | Total Utility Program Overhead Cost | Total Incentive | Total Customer Cost | Total Incremental Measure Cost | Other Contribution Costs | Total Resource Cost | Total Utility Costs | Non-Energy Benefits | Utility Program Costs Time Zero | Total Resource Costs in Time Zero | Non-Energy Benefits in Time Zero | Present Value of One Therm in Time zero | Total Present Value of Therm Savings in Time Zero | TRC B/C Ratio | UBC Ratio
| G214 | 2.0 - 1.76 gpm Showerheads - Mail-in | 10 | 0.1071 | SF Water Heat | 384 | 5 | 10 | 24 | 14 | 1920 | 3.102 | 1191.168 | 3840 | 5376 | 9216 | 0 | 10407.168 | 5031.168 | 29875.2 | 4667.1317 | 9654.1447 | 27713.5436 | 3.4281 | 6581.8815 | 3.5524 | 1.4103
| G214 | 1.75 - 1.51 gpm Showerheads - Mail-in | 10 | 0.0035698 | SF Water Heat | 8 | 8 | 10 | 24 | 14 | 64 | 3.102 | 24.816 | 80 | 112 | 192 | 0 | 216.816 | 104.816 | 972.96 | 97.2319 | 201.128 | 902.5603 | 3.4281 | 219.3961 | 5.5783 | 2.2564
| G214 | 1.50 and less Showerheads - Mail-in | 10 | 0.25034 | SF Water Heat | 408 | 11 | 10 | 24 | 14 | 4488 | 3.102 | 1265.616 | 4080 | 5712 | 9792 | 0 | 11057.616 | 5345.616 | 67462.8 | 4958.8275 | 10257.5288 | 62581.4471 | 3.4281 | 15385.1481 | 7.6009 | 3.1026
| G214 | 2.0 - 1.76 gpm Showerheads - Retail_Gas WH_Any Shower | 10 | 0.095203 | SF Water Heat | 341.36 | 5 | 10 | 24 | 14 | 1706.8 | 3.102 | 1058.8987 | 3413.6 | 4779.04 | 8192.64 | 0 | 9251.5387 | 4472.4987 | 27960.7976 | 4148.8856 | 8582.1324 | 25937.6601 | 3.4281 | 5851.0184 | 3.7041 | 1.4103
| G214 | 1.75 - 1.51 gpm Showerheads - Retail_Gas WH_Any Shower | 10 | 0.79971 | SF Water Heat | 2048.16 | 7 | 10 | 24 | 14 | 14337.12 | 3.102 | 6353.3923 | 20481.6 | 28674.24 | 49155.84 | 0 | 55509.2323 | 26834.9923 | 245799.6816 | 24893.3138 | 51492.7944 | 228014.5469 | 3.4281 | 49148.5548 | 5.3826 | 1.9744
| G214 | 1.50 and less Showerheads - Retail_Gas WH_Any Shower | 10 | 8.454 | SF Water Heat | 18945.48 | 8 | 10 | 24 | 14 | 151563.84 | 3.1016 | 58761.6797 | 189454.8 | 265236.72 | 454691.52 | 0 | 513453.1997 | 248216.4797 | 2885396.604 | 230256.4747 | 476301.6695 | 2676620.2263 | 3.4281 | 519570.437 | 6.7104 | 2.2565
| G214 | 1.50 gpm Showerheads - Direct Install | 10 | 0.29005 | SF Water Heat | 400 | 13 | 10 | 31 | 21 | 5200 | 6.21 | 2484 | 4000 | 8400 | 12400 | 0 | 14884 | 6484 | 78316 | 6014.8423 | 13807.0501 | 72649.3506 | 3.4281 | 17825.9291 | 6.5528 | 2.9637
|  | Program Totals |  | 10 | [6 empty] | 179279.76 |  | 71139.5707 | 225350 | 318290 | 543640 | 0 | 614779.5707 | 296489.5707 | 3335784.0432 | 275036.7075 | 570296.4478 | 3094419.3351 |  | 614582.365 | 6.5036 | 2.2345

## G214 Weatherization
Rtn to Summary | G214 Residential Weatherization Existing: 2013 Program Savings, Budget, and Benefit-Cost Analysis
| Discount Rate: | 7.8%
| Sch. No. | Measure Name | Measure Life | Weighted Measure Life | End-Use Type | Number of units offered | Therm Savings per unit | Incentives Per Unit | Incremental Cost per Unit | Customer Cost per Unit | Total Therm Savings | Unit Overhead Costs | Total Utility Program Overhead Cost | Total Incentive | Total Customer Cost | Total Incremental Measure Cost | Other Contribution Costs | Total Resource Cost | Total Utility Costs | Non-Energy Benefits | Utility Program Costs Time Zero | Total Resource Costs in Time Zero | Non-Energy Benefits in Time Zero | Present Value of One Therm in Time zero | Total Present Value of Therm Savings in Time Zero | TRC B/C Ratio | UBC Ratio
| G214 | Attic Insulation R-0 to R-49 - Gas | 30 | 11.9298 | SF Space Heat | 2000000 | 0.11 | 0.22 | 1.08 | 0.86 | 220000 | 47.3% | 275151.7389 | 440000 | 1720000 | 2160000 | 0 | 2435151.739 | 715151.7389 | 0 | 663406.0658 | 2258953.3756 | 0 | 11.2424 | 2473326.7212 | 1.0949 | 3.7282
| G214 | Floor insulation R-0 to R-30 - Gas | 30 | 3.2211 | SF Space Heat | 900000 | 0.066 | 0.22 | 1.37 | 1.15 | 59400 | 2.08% | 12099.6959 | 198000 | 1035000 | 1233000 | 0 | 1245099.6959 | 210099.6959 | 0 | 194897.6771 | 1155008.9944 | 0 | 11.2424 | 667798.2147 | 0.57818 | 3.4264
| G214 | Wall Insulation R-0 to R-13 - Gas | 30 | 2.9608 | SF Space Heat | 650000 | 0.084 | 0.22 | 0.97 | 0.75 | 54600 | 5.22% | 30365.583 | 143000 | 487500 | 630500 | 0 | 660865.583 | 173365.583 | 0 | 160821.5056 | 613047.8507 | 0 | 11.2424 | 613834.7226 | 1.0013 | 3.8169
| G214 | PTCS Duct Sealing -Gas | 20 | 2.9355 | SF Space Heat | 1400 | 58 | 300 | 538 | 238 | 81200 | 4.35% | 25304.6525 | 420000 | 333200 | 753200 | 0 | 778504.6525 | 445304.6525 | 0 | 413084.0933 | 722175.0023 | 0 | 8.904 | 723007.4425
| G214 | Air Sealing CFM50 - Gas | 30 | 3.4182 | SF Space Heat | 759460 | 0.083 | 0.6 | 0.67 | 0.07 | 63035.18 | 38.6% | 224542.4339 | 455676 | 53162.2 | 508838.2 | 0 | 733380.6339 | 680218.4339 | 0 | 631000.4025 | 680315.9869 | 0 | 11.2424 | 708666.3412
| G214 | Home Performance with Energy Star | 30 | 0 | SF Space Heat | 45 | 0 | 400 | 600 | 200 | 0 | 0% | 0 | 18000 | 9000 | 27000 | 0 | 27000 | 18000 | 0 | 16697.5881 | 25046.3822 | 0 | 0 | 0 | 0 | 0
| G214 | Prescriptive Duct Sealing and Insulation - Gas | 20 | 2.7113 | SF Space Heat | 1000 | 75 | 500 | 1000 | 500 | 75000 | 2.45% | 14252.0457 | 500000 | 500000 | 1000000 | 0 | 1014252.0457 | 514252.0457 | 0 | 477042.714 | 940864.6064 | 0 | 8.904 | 667802.4407 | 0.70978 | 1.3999
| G214 | CO Monitor | 5 | 0 | SF Space Heat | 4151 | 0 | 40 | 40 | 0 | 0 | 0% | 0 | 166040 | 0 | 166040 | 0 | 166040 | 166040 | 166040 | 154025.974 | 154025.974 | 154025.974 | 0 | 0 | 1 | 0
|  | Total SF Existing WX |  | 27.1766 | [6 empty] | 553235.18 | 100% | 581716.15 | 2340716 | 4137862.2 | 6478578.2 | 0 | 7060294.35 | 2922432.15 | 166040 | 2710976.0204 | 6549438.1725 | 154025.974 |  | 5854435.8829 | 0.9174 | 2.1595

## G214WebEnabledThermostats
Rtn to Summary | G214 Residential Single Family -Web Enabled Programmable Thermostats: 2013 Program Savings, Budget, and Benefit-Cost Analysis
| Discount Rate: | 7.8%
| Sch. No. | Measure Name | Measure Life | End-Use Type | Number of units offered | Therm Savings per unit | Incentives Per Unit | Incremental Cost per Unit | Customer Cost per Unit | Total Therm Savings | Total Utility Program Overhead Cost | Total Incentive | Total Customer Cost | Total Incremental Measure Cost | Other Contribution Costs | Total Resource Cost | Total Utility Costs | Non-Energy Benefits | Utility Program Costs Time Zero | Total Resource Costs in Time Zero | Non-Energy Benefits in Time Zero | Present Value of One Therm in Time zero | Total Present Value of Therm Savings in Time Zero | TRC B/C Ratio | UBC Ratio
| G214 | Web Enabled Thermostat | 20 | SF Space Heat | 1000 | 54 | 390 | 458 | 68 | 54000 | 65290.4 | 390000 | 68000 | 458000 | 0 | 523290.4 | 455290.4 | 0 | 422347.3098 | 485427.0872 | 0 | 8.904 | 480817.7573 | 0.9905 | 1.1384

## G214 Home Energy Reports
Rtn to Summary | G214 Home Energy Reports: 2013 Program Savings, Budget, and Benefit-Cost Analysis
| Discount Rate: | 7.8%
| Sch. No. | Measure Name | Measure Life | End-Use Type | Number of units offered | Therm Savings per unit | Incentives Per Unit | Incremental Cost per Unit | Customer Cost per Unit | Total Therm Savings | Total Utility Program Overhead Cost | Total Incentive | Total Customer Cost | Total Incremental Measure Cost | Other Contribution Costs | Total Resource Cost | Total Utility Costs | Non-Energy Benefits | Utility Program Costs Time Zero | Total Resource Costs in Time Zero | Non-Energy Benefits in Time Zero | Present Value of One Therm in Time zero | Total Present Value of Therm Savings in Time Zero | TRC B/C Ratio | UBC Ratio
| G214 | Home Energy Reports | 1 | SF Space Heat | 24766 | 14 | 1.5 | 1.5 | 0 | 346724 | 62306.3028 | 37149 | 0 | 37149 | 0 | 99455.3028 | 99455.3028 | 0 | 92259.0935 | 92259.0935 | 0 | 0.41074 | 142414.52 | 1.5436 | 1.5436

## G217 MFExisting
Rtn to Summary | G217 Residential Multifamily Existing: 2013 Program Savings, Budget, and Benefit-Cost Analysis
| Discount Rate: | 7.8%
| Sch. No. | Measure Name | Measure Life | Weighted Measure Life | End-Use Type | Number of units offered | Therm Savings per unit | Incentives Per Unit | Incremental Cost per Unit | Customer Cost per Unit | Total Therm Savings | Unit Overhead Costs | Total Utility Program Overhead Cost | Total Incentive | Total Customer Cost | Total Incremental Measure Cost | Other Contribution Costs | Total Resource Cost | Total Utility Costs | Non-Energy Benefits | Utility Program Costs Time Zero | Total Resource Costs in Time Zero | Non-Energy Benefits in Time Zero | Present Value of One Therm in Time zero | Total Present Value of Therm Savings in Time Zero | TRC B/C Ratio | UBC Ratio
| G217 | Attic Insulation R-0 to R-38 MF | 30 | 3.0447 | Commercial Space Heat | 20000 | 0.09 | 0.75 | 1.06 | 0.31 | 1800 | 0.36 | 7200 | 15000 | 6200 | 21200 | 0 | 28400 | 22200 | 0 | 20593.692 | 26345.0835 | 0 | 11.2342 | 20221.6143 | 0.76757 | 0.98193
| G217 | Showerhead - Max 1.50 gpm GWH | 10 | 16.4919 | Commercial Water Heat | 750 | 13 | 17.3 | 17.3 | 0 | 9750 | 51.22 | 38415 | 12975 | 0 | 12975 | 0 | 51390 | 51390 | 146846.2235 | 47671.6141 | 47671.6141 | 136220.9866 | 3.4523 | 33659.718 | 3.5636 | 0.70607
| G217 | Space Heating Boiler Replacement (Calculated) | 24 | 4.9662 | Commercial Space Heat | 4 | 734 | 4000 | 6000 | 2000 | 2936 | 2887 | 11548 | 16000 | 8000 | 24000 | 0 | 35548 | 27548 | 0 | 25554.731 | 32975.8813 | 0 | 9.9798 | 29300.7193 | 0.88855 | 1.1466
| G217 | Showerhead - Max 1.50 gpm GWH Direct Install | 10 | 3.6649 | Commercial Water Heat | 250 | 13 | 16.56 | 16.56 | 0 | 3250 | 51.22 | 12805 | 4140 | 0 | 4140 | 0 | 16945 | 16945 | 48948.7412 | 15718.9239 | 15718.9239 | 45406.9955 | 3.4523 | 11219.906 | 3.6025 | 0.71378
|  | Multifamily Existing |  | 28.1676 | [6 empty] | 17736 |  | 69968 | 48115 | 14200 | 62315 | 0 | 132283 | 118083 | 195794.9647 | 109538.961 | 122711.5028 | 181627.9821 |  | 94401.9576 | 2.2494 | 0.86181

## G218 MFNC
Rtn to Summary | G218 Residential Multifamily New Construction: 2013 Program Savings, Budget, and Benefit-Cost Analysis
| Discount Rate: | 7.8%
| Sch. No. | Measure Name | Measure Life | Weighted Measure Life | End-Use Type | Number of units offered | Therm Savings per unit | Incentives Per Unit | Incremental Cost per Unit | Customer Cost per Unit | Total Therm Savings | Unit Overhead Costs | Total Utility Program Overhead Cost | Total Incentive | Total Customer Cost | Total Incremental Measure Cost | Other Contribution Costs | Total Resource Cost | Total Utility Costs | Non-Energy Benefits | Utility Program Costs Time Zero | Total Resource Costs in Time Zero | Non-Energy Benefits in Time Zero | Present Value of One Therm in Time zero | Total Present Value of Therm Savings in Time Zero | TRC B/C Ratio | UBC Ratio
| 218 | Hydronic w/ Condensing Boiler w/ ext tank | 24 | 0.048809 | Commercial Space Heat | 12500 | 0.0076 | 0.05 | 0.047 | 0 | 95 | 0.2 | 2500 | 625 | 0 | 625 | 0 | 3125 | 3125 |  | 2898.8868 | 2898.8868 | 0 | 9.9798 | 948.0819 | 0.32705 | 0.32705
| 218 | Hydronic w/ Condensing Water Heater | 24 | 0.048809 | Commercial Space Heat | 12500 | 0.0076 | 0.04 | 0.038 | 0 | 95 | 0.2 | 2500 | 500 | 0 | 500 | 0 | 3000 | 3000 |  | 2782.9314 | 2782.9314 | 0 | 9.9798 | 948.0819 | 0.34068 | 0.34068
| 218 | Heat Recovery with hydronic no cooling High Rise | 15 | 0.035014 | Commercial Space Heat | 1880 | 0.058 | 0.32 | 0.328 | 0.008 | 109.04 | 0.2 | 376 | 601.6 | 15.04 | 616.64 | 0 | 992.64 | 977.6 |  | 906.8646 | 920.8163 | 0 | 7.2032 | 785.4403 | 0.85298 | 0.86611
| 218 | Heat Recovery with hydronic no cooling Low Rise | 15 | 0.049708 | Commercial Space Heat | 4300 | 0.036 | 0.18 | 0.328 | 0.148 | 154.8 | 0.2 | 860 | 774 | 636.4 | 1410.4 | 0 | 2270.4 | 1634 |  | 1515.7699 | 2106.1224 | 0 | 7.2032 | 1115.0601 | 0.52944 | 0.73564
| 218 | Condensing Boiler w ext tank EF .93 2011 | 15 | 0 | Commercial Water Heat | 0 | 0.0215 | 0.129 | 0.185 | 0.056 | 0 | 1 | 0 | 0 | 0 | 0 | 0 | 0 | 0 |  | 0 | 0 | 0 | 0 | 0 | #DIV/0! | #DIV/0!
| 218 | Condensing Water Heater EF.93 2011 | 7 | 0 | Commercial Water Heat | 0 | 0.0215 | 0.04 | 0.07 | 0.03 | 0 | 1 | 0 | 0 | 0 | 0 | 0 | 0 | 0 |  | 0 | 0 | 0 | 0 | 0 | #DIV/0! | #DIV/0!
| 218 | Showerhead - Max 2.0 gpm GWH 2010-2011 | 6 | 0 | Commercial Water Heat | 0 | 5 | 5 | 30 | 25 | 0 | 1 | 0 | 0 | 0 | 0 | 0 | 0 | 0 | 0 | 0 | 0 | 0 | 0 | 0 | #DIV/0! | #DIV/0!
| 218 | Custom Measures | 15 | 11.8166 | Commercial Water Heat | 1711580 | 0.0215 | 0.13 | 0.138 | 0.008 | 36798.97 | 0.039634 | 67835.9059 | 222505.4 | 13692.64 | 236198.04 | 0 | 304033.9459 | 290341.3059 |  | 269333.3079 | 282035.2003 | 0 | 4.9714 | 182941.9501 | 0.64865 | 0.67924
| 218 | Showerhead - Max 1.75 gpm GWH | 6 | 0.49708 | Commercial Water Heat | 430 | 9 | 15 | 30 | 15 | 3870 | 0.8 | 344 | 6450 | 6450 | 12900 | 0 | 13244 | 6794 | 61920 | 6302.4119 | 12285.7143 | 57439.7032 | 1.9912 | 7706.0178 | 5.3026 | 1.2227
| 218 | Showerhead - Max 1.5 gpm GWH | 6 | 0.718 | Commercial Water Heat | 430 | 13 | 25 | 30 | 5 | 5590 | 0.8 | 344 | 10750 | 2150 | 12900 | 0 | 13244 | 11094 | 83850 | 10291.2801 | 12285.7143 | 77782.9314 | 1.9912 | 11130.9145 | 7.2372 | 1.0816
|  | Program Totals |  | 13.214 | [6 empty] | 46712.81 |  | 74759.9059 | 242206 | 22944.08 | 265150.08 | 0 | 339909.9859 | 316965.9059 | 145770 | 294031.4526 | 315315.3858 | 135222.6345 |  | 205575.5465 | 1.0808 | 0.69916

## G250 CI Retrofit
Rtn to Summary | G205 Commercial Retrofit: 2013 Program Savings, Budget, and Benefit-Cost Analysis
| Discount Rate: | 7.8%
| Sch. No. | Measure Name | Measure Life | Weighted Measure Life | End-Use Type | Number of units offered | Therm Savings per unit | Incentives Per Unit | Incremental Cost per Unit | Customer Cost per Unit | Total Therm Savings | Unit Overhead Costs | Total Utility Program Overhead Cost | Total Incentive | Total Customer Cost | Total Incremental Measure Cost | Other Contribution Costs | Total Resource Cost | Total Utility Costs | Non-Energy Benefits | Utility Program Costs Time Zero | Total Resource Costs in Time Zero | Non-Energy Benefits in Time Zero | Present Value of One Therm in Time zero | Total Present Value of Therm Savings in Time Zero | TRC B/C Ratio | UBC Ratio
| G205 | G205 C/I Retrofit (Industrial) | 17 | 0.69801 | Flat | 1 | 20000 | 95000 | 118750 | 23750 | 20000 | 51258.1445 | 51258.1445 | 95000 | 23750 | 118750 | 0 | 170008.1445 | 146258.1445 |  | 135675.4587 | 157706.9986 | 0 | 5.4707 | 109414.0721 | 0.69378 | 0.80644
| G205 | G205 C/I Retrofit BEOP | 5 | 0.2053 | Commercial Space Heat | 1 | 20000 | 12000 | 40000 | 28000 | 20000 | 45155.9845 | 45155.9845 | 12000 | 28000 | 40000 | 0 | 85155.9845 | 57155.9845 |  | 53020.3937 | 78994.4197 | 0 | 2.3544 | 47088.3458 | 0.5961 | 0.88812
| G205 | G205 C/I Retrofit Other (SH 75%) | 17 | 9.3324 | Commercial Space Heat | 1 | 267400 | 1096340 | 1370425 | 274085 | 267400 | 628144.1525 | 628144.1525 | 1096340 | 274085 | 1370425 | 0 | 1998569.1525 | 1724484.1525 |  | 1599707.006 | 1853960.2528 | 0 | 7.9242 | 2118926.5686 | 1.1429 | 1.3246
| G205 | G205 C/I Retrofit ESG | 17 | 3.49 | Flat | 1 | 100000 | 225000 | 300000 | 75000 | 100000 | 24408.6402 | 24408.6402 | 225000 | 75000 | 300000 | 0 | 324408.6402 | 249408.6402 |  | 231362.375 | 300935.6589 | 0 | 5.4707 | 547070.3605 | 1.8179 | 2.3646
| G205 | G205 C/I Retrofit Other (Flat 25%) | 17 | 2.7816 | Flat | 1 | 79700 | 326770 | 408462.5 | 81692.5 | 79700 | 198253.0783 | 198253.0783 | 326770 | 81692.5 | 408462.5 | 0 | 606715.5783 | 525023.0783 |  | 487034.3954 | 562815.9353 | 0 | 5.4707 | 436015.0774 | 0.7747 | 0.89524
|  | Total Gas Commercial Retrofit Totals |  | 16.5073 | [6 empty] | 487100 | 947220 | 947220 | 1755110 | 482527.5 | 2237637.5 | 0 | 3184857.5 | 2702330 | 0 | 2506799.6289 | 2954413.2653 | 0 |  | 3258514.4245 | 1.1029 | 1.2999

## G251 CI NC
Rtn to Summary | G251 Commercial New Construction: 2013 Program Savings, Budget, and Benefit-Cost Analysis
| Discount Rate: | 7.8%
| Sch. No. | Measure Name | Measure Life | Weighted Measure Life | End-Use Type | Number of units offered | Therm Savings per unit | Incentives Per Unit | Incremental Cost per Unit | Customer Cost per Unit | Total Therm Savings | Unit Overhead Costs | Total Utility Program Overhead Cost | Total Incentive | Total Customer Cost | Total Incremental Measure Cost | Other Contribution Costs | Total Resource Cost | Total Utility Costs | Non-Energy Benefits | Utility Program Costs Time Zero | Total Resource Costs in Time Zero | Non-Energy Benefits in Time Zero | Present Value of One Therm in Time zero | Total Present Value of Therm Savings in Time Zero | TRC B/C Ratio | UBC Ratio
| G251 | NC Space Heating Projects | 15 | 2.0192 | Commercial Space Heat | 1 | 21000 | 105000 | 195000 | 90000 | 21000 | 225037.8788 | 225037.8788 | 105000 | 90000 | 195000 | 0 | 420037.8788 | 330037.8788 |  | 306157.587 | 389645.5276 | 0 | 7.2032 | 151267.8452 | 0.38822 | 0.49408
| G251 | NC Process Projects | 15 | 12.9808 | Flat | 1 | 135000 | 220000 | 250000 | 30000 | 135000 | 72012.1212 | 72012.1212 | 220000 | 30000 | 250000 | 0 | 322012.1212 | 292012.1212 |  | 270883.2293 | 298712.5429 | 0 | 4.9597 | 669554.1821 | 2.2415 | 2.4717
|  | Program Total |  | 15 | [6 empty] | 156000 | 297050 | 297050 | 325000 | 120000 | 445000 | 0 | 742050 | 622050 | 0 | 577040.8163 | 688358.0705 | 0 |  | 820822.0273 | 1.1924 | 1.4225

## G253 RCM
Rtn to Summary | G253 RCM: 2013 Program Savings, Budget, and Benefit-Cost Analysis
| Discount Rate: | 7.8%
| Sch. No. | Measure Name | Measure Life | Weighted Measure Life | End-Use Type | Number of units offered | Therm Savings per unit | Incentives Per Unit | Incremental Cost per Unit | Customer Cost per Unit | Total Therm Savings | Unit Overhead Costs | Total Utility Program Overhead Cost | Total Incentive | Total Customer Cost | Total Incremental Measure Cost | Other Contribution Costs | Total Resource Cost | Total Utility Costs | Non-Energy Benefits | Utility Program Costs Time Zero | Total Resource Costs in Time Zero | Non-Energy Benefits in Time Zero | Present Value of One Therm in Time zero | Total Present Value of Therm Savings in Time Zero | TRC B/C Ratio | UBC Ratio
| G208 | RCM | 3 | 3 | Commercial Space Heat | 1 | 600000 | 200000 | 558754.4713 | 358754.4713 | 600000 | 650920 | 650920 | 200000 | 358754.4713 | 558754.4713 | 0 | 1209674.4713 | 850920 | 342725 | 789350.6494 | 1122147.0049 | 317926.7161 | 1.3429 | 805735.5881 | 1.0014 | 1.0208
|  | RCM Program Totals |  | 3 | [6 empty] | 600000 | 650920 | 650920 | 200000 | 358754.4713 | 558754.4713 | 0 | 1209674.4713 | 850920 | 342725 | 789350.6494 | 1122147.0049 | 317926.7161 |  | 805735.5881 | 1.0014 | 1.0208

## G262 CI Rebates
Rtn to Summary | G262 Commercial Rebates: 2013 Program Savings, Budget, and Benefit-Cost Analysis
| Discount Rate: | 7.8%
| Sch. No. | Measure Name | Measure Life | Weighted Measure Life | End-Use Type | Number of units offered | Therm Savings per unit | Incentives Per Unit | Incremental Cost per Unit | Customer Cost per Unit | Total Therm Savings | Unit Overhead Costs | Total Utility Program Overhead Cost | Total Incentive | Total Customer Cost | Total Incremental Measure Cost | Other Contribution Costs | Total Resource Cost | Total Utility Costs | Non-Energy Benefits | Utility Program Costs Time Zero | Total Resource Costs in Time Zero | Non-Energy Benefits in Time Zero | Present Value of One Therm in Time zero | Total Present Value of Therm Savings in Time Zero | TRC B/C Ratio | UBC Ratio
| G262 | Commercial Kitchen Program | 12 | 0.85704 | Commercial Cooking | 1 | 100000 | 313810 | 545661.61 | 231851.61 | 100000 | 11808.0694 | 11808.0694 | 313810 | 231851.61 | 545661.61 | 0 | 557469.6794 | 325618.0694 |  | 302057.5783 | 517133.2833 | 0 | 4.1359 | 413586.3447 | 0.79977 | 1.3692
| G262 | Commercial washer rebate | 8 | 0.057136 | Commercial Water Heat | 1 | 10000 | 15333.33 | 75620 | 60286.67 | 10000 | 7127.334 | 7127.334 | 15333.33 | 60286.67 | 75620 | 0 | 82747.334 | 22460.664 |  | 20835.4953 | 76760.0501 | 0 | 2.7359 | 27359.2394 | 0.35643 | 1.3131
| G262 | Commercial water heater/boiler for laundry | 11 | 0.094275 | Commercial Water Heat | 1 | 12000 | 18000 | 33960 | 15960 | 12000 | 619.7682 | 619.7682 | 18000 | 15960 | 33960 | 0 | 34579.7682 | 18619.7682 |  | 17272.5122 | 32077.707 | 0 | 3.7828 | 45393.8098 | 1.4151 | 2.6281
| G262 | Premium HVAC Service | 6.4 | 0.041138 | Commercial Space Heat | 1 | 9000 | 21321 | 21321 | 0 | 9000 | 30426.1007 | 30426.1007 | 21321 | 0 | 21321 | 0 | 51747.1007 | 51747.1007 |  | 48002.8763 | 48002.8763 | 0 | 2.9139 | 26225.1222 | 0.54632 | 0.54632
| G262 | Pre-Rinse Spray Head | 5 | 4.4388 | Commercial Water Heat | 1 | 1243000 | 237004 | 237004 | 0 | 1243000 | 117018.6583 | 117018.6583 | 237004 | 0 | 237004 | 0 | 354022.6583 | 354022.6583 |  | 328406.9186 | 328406.9186 | 0 | 1.6299 | 2025970.7854 | 6.1691 | 6.1691
| G262 | Small Business Direct Install | 5 | 0.087001 | Commercial Water Heat | 1 | 24363 | 8286 | 8286 | 0 | 24363 | 2387.6856 | 2387.6856 | 8286 | 0 | 8286 | 0 | 10673.6856 | 10673.6856 |  | 9901.3781 | 9901.3781 | 0 | 1.6299 | 39709.3534 | 4.0105 | 4.0105
| G262 | HE HPAC | 15 | 0.019283 | Commercial Space Heat | 1 | 1800 | 587 | 3840.08 | 3253.08 | 1800 | 312.383 | 312.383 | 587 | 3253.08 | 3840.08 | 0 | 4152.463 | 899.383 |  | 834.307 | 3852.0065 | 0 | 7.2032 | 12965.8153 | 3.366 | 15.5408
|  | Program Total |  | 5.5946 | [6 empty] | 1400163 | 169699.999 | 169699.999 | 614341.33 | 311351.36 | 925692.69 | 0 | 1095392.689 | 784041.329 | 0 | 727311.0659 | 1016134.2199 | 0 |  | 2591210.4702 | 2.5501 | 3.5627

## 2012-2013 CE W T&D & ConsCredit
Rtn to Summary
Electric Conservation Cost Effectiveness Standard, 2012-2013
Includes Both Capacity, Energy, and Conservation Credit Applied to Energy and Capacity
| Measure Life | Single Family Space Heat | Single Family Heat Pump | Multifamily Space Heat | Residential Water Heat | Residential Refrigerator | Residential Plug Load | Residential Lighting | Commercial Space Heat | Commercial Refrigeration | Commercial Cooling | Commercial Cooking | Commcerical Lighting | Commercial Flat | Commercial Water Heat
|  | SF Space Heat | SF Heat Pump | MF Space Heat | Res Water Heat | Res Refrigerator | Plug Load | Res Lighting | Comm Space Heat | Comm Refrigeration | Comm Cooling | Comm Cooking | Comm Lighting | Flat | Comm Water Heat
| 1 | 0.17002 | 0.15913 | 0.14698 | 0.096482 | 0.083971 | 0.098881 | 0.099132 | 0.22119 | 0.089655 | 0.058216 | 0.090693 | 0.0977 | 0.090997 | 0.090858
| 2 | 0.33 | 0.30894 | 0.2854 | 0.18786 | 0.16359 | 0.19245 | 0.19297 | 0.42861 | 0.17454 | 0.11389 | 0.17666 | 0.19018 | 0.17715 | 0.17697
| 3 | 0.48112 | 0.45052 | 0.41631 | 0.2745 | 0.23918 | 0.28114 | 0.28186 | 0.6241 | 0.25512 | 0.16689 | 0.25811 | 0.27783 | 0.25887 | 0.25858
| 4 | 0.62241 | 0.58307 | 0.53876 | 0.3561 | 0.31049 | 0.36462 | 0.36558 | 0.8066 | 0.33112 | 0.21757 | 0.3349 | 0.36045 | 0.33591 | 0.33551
| 5 | 0.75627 | 0.70879 | 0.65489 | 0.43425 | 0.37894 | 0.44451 | 0.44575 | 0.97919 | 0.40416 | 0.26772 | 0.40858 | 0.44006 | 0.40986 | 0.40935
| 6 | 0.88388 | 0.8288 | 0.76572 | 0.50942 | 0.44483 | 0.52127 | 0.52275 | 1.1432 | 0.47441 | 0.3162 | 0.47934 | 0.51632 | 0.48094 | 0.48027
| 7 | 1.0046 | 0.94253 | 0.8705 | 0.581 | 0.50748 | 0.59422 | 0.596 | 1.2974 | 0.5411 | 0.36271 | 0.54664 | 0.5885 | 0.54844 | 0.54773
| 8 | 1.1185 | 1.0499 | 0.96951 | 0.64923 | 0.5673 | 0.66366 | 0.66584 | 1.4425 | 0.60463 | 0.40769 | 0.61089 | 0.65729 | 0.61278 | 0.61212
| 9 | 1.2248 | 1.1501 | 1.0616 | 0.71207 | 0.62207 | 0.72765 | 0.73011 | 1.578 | 0.6632 | 0.44873 | 0.66981 | 0.72073 | 0.67194 | 0.67123
| 10 | 1.3257 | 1.2455 | 1.1491 | 0.77248 | 0.67476 | 0.78902 | 0.79183 | 1.7066 | 0.71978 | 0.48995 | 0.72649 | 0.78227 | 0.72895 | 0.72809
| 11 | 1.422 | 1.3365 | 1.2329 | 0.83126 | 0.7263 | 0.84869 | 0.8519 | 1.8293 | 0.77507 | 0.53162 | 0.7819 | 0.84265 | 0.78467 | 0.78366
| 12 | 1.5121 | 1.4219 | 1.3113 | 0.886 | 0.77427 | 0.90428 | 0.90772 | 1.9437 | 0.82647 | 0.56952 | 0.83322 | 0.89825 | 0.83642 | 0.8352
| 13 | 1.593 | 1.4983 | 1.3815 | 0.93448 | 0.8166 | 0.95355 | 0.95729 | 2.0465 | 0.87162 | 0.60192 | 0.8787 | 0.94702 | 0.88203 | 0.88083
| 14 | 1.6695 | 1.5706 | 1.448 | 0.98086 | 0.85715 | 1.0006 | 1.0048 | 2.1433 | 0.91478 | 0.63337 | 0.92231 | 0.99366 | 0.92568 | 0.92457
| 15 | 1.7423 | 1.6395 | 1.5113 | 1.0251 | 0.8959 | 1.0455 | 1.0499 | 2.2351 | 0.95612 | 0.66358 | 0.9638 | 1.0382 | 0.96735 | 0.9662
| 16 | 1.8103 | 1.704 | 1.5705 | 1.0664 | 0.93212 | 1.0875 | 1.0921 | 2.3213 | 0.99494 | 0.69243 | 1.0027 | 1.0803 | 1.0064 | 1.0052
| 17 | 1.8751 | 1.7656 | 1.6271 | 1.1066 | 0.96752 | 1.1284 | 1.1333 | 2.4034 | 1.0327 | 0.72095 | 1.0407 | 1.1212 | 1.0445 | 1.0433
| 18 | 1.9371 | 1.8245 | 1.6813 | 1.1452 | 1.0015 | 1.1675 | 1.1728 | 2.4811 | 1.0688 | 0.74809 | 1.0771 | 1.1599 | 1.081 | 1.0799
| 19 | 1.9963 | 1.8809 | 1.7331 | 1.1825 | 1.0343 | 1.2052 | 1.2108 | 2.555 | 1.1036 | 0.77456 | 1.1121 | 1.1972 | 1.1161 | 1.115
| 20 | 2.0524 | 1.9342 | 1.7822 | 1.2181 | 1.0659 | 1.2413 | 1.2471 | 2.6247 | 1.1369 | 0.80008 | 1.1458 | 1.2329 | 1.1497 | 1.1488
| 21 | 2.1079 | 1.9848 | 1.8291 | 1.2519 | 1.0959 | 1.2756 | 1.2816 | 2.6907 | 1.1689 | 0.82473 | 1.1777 | 1.2671 | 1.1818 | 1.1808
| 22 | 2.1623 | 2.0324 | 1.8731 | 1.2838 | 1.1243 | 1.3079 | 1.314 | 2.7527 | 1.199 | 0.84805 | 1.2078 | 1.2994 | 1.2121 | 1.211
| 23 | 2.216 | 2.0771 | 1.9145 | 1.3138 | 1.151 | 1.3383 | 1.3446 | 2.8109 | 1.2274 | 0.8701 | 1.2362 | 1.3299 | 1.2406 | 1.2395
| 24 | 2.2688 | 2.1192 | 1.9534 | 1.3421 | 1.1762 | 1.367 | 1.3734 | 2.8654 | 1.2542 | 0.89096 | 1.2629 | 1.3586 | 1.2675 | 1.2663
| 25 | 2.3211 | 2.1587 | 1.99 | 1.3688 | 1.2 | 1.394 | 1.4005 | 2.9167 | 1.2795 | 0.91068 | 1.2881 | 1.3856 | 1.2929 | 1.2916
| 26 | 2.3728 | 2.1959 | 2.0245 | 1.394 | 1.2224 | 1.4194 | 1.4261 | 2.9648 | 1.3033 | 0.92935 | 1.3119 | 1.4111 | 1.3168 | 1.3155
| 27 | 2.4242 | 2.2309 | 2.0569 | 1.4177 | 1.2436 | 1.4434 | 1.4502 | 3.01 | 1.3257 | 0.947 | 1.3343 | 1.4351 | 1.3393 | 1.338
| 28 | 2.4752 | 2.2638 | 2.0874 | 1.4401 | 1.2636 | 1.4661 | 1.473 | 3.0524 | 1.3469 | 0.9637 | 1.3555 | 1.4577 | 1.3606 | 1.3592
| 29 | 2.5261 | 2.2947 | 2.116 | 1.4612 | 1.2824 | 1.4874 | 1.4944 | 3.0922 | 1.3669 | 0.9795 | 1.3754 | 1.4791 | 1.3807 | 1.3792
| 30 | 2.5768 | 2.3238 | 2.143 | 1.4811 | 1.3002 | 1.5075 | 1.5146 | 3.1297 | 1.3858 | 0.99445 | 1.3942 | 1.4992 | 1.3996 | 1.3981

## 2012-2013 CE W T&D No ConsCredi
Rtn to Summary
Electric Conservation Cost Effectiveness Standard, 2012-2013
Includes Energy and Capacity and does NOT apply the conservation Credit to energy or capacity
| Measure Life | Single Family Space Heat | Single Family Heat Pump | Multifamily Space Heat | Residential Water Heat | Residential Refrigerator | Residential Plug Load | Residential Lighting | Commercial Space Heat | Commercial Refrigeration | Commercial Cooling | Commercial Cooking | Commcerical Lighting | Commercial Flat | Commercial Water Heat
|  | SF Space Heat | SF Heat Pump | MF Space Heat | Res Water Heat | Res Refrigerator | Plug Load | Res Lighting | Comm Space Heat | Comm Refrigeration | Comm Cooling | Comm Cooking | Comm Lighting | Flat | Comm Water Heat
| 1 | 0.15456 | 0.14466 | 0.13362 | 0.087711 | 0.076337 | 0.089891 | 0.09012 | 0.20108 | 0.081505 | 0.052923 | 0.082448 | 0.088818 | 0.082724 | 0.082598
| 2 | 0.3 | 0.28086 | 0.25946 | 0.17078 | 0.14872 | 0.17496 | 0.17543 | 0.38965 | 0.15867 | 0.10353 | 0.1606 | 0.17289 | 0.16105 | 0.16088
| 3 | 0.43738 | 0.40956 | 0.37847 | 0.24954 | 0.21743 | 0.25558 | 0.25623 | 0.56737 | 0.23193 | 0.15172 | 0.23465 | 0.25257 | 0.23534 | 0.23507
| 4 | 0.56583 | 0.53007 | 0.48978 | 0.32372 | 0.28227 | 0.33147 | 0.33235 | 0.73328 | 0.30102 | 0.19779 | 0.30445 | 0.32768 | 0.30537 | 0.30501
| 5 | 0.68751 | 0.64435 | 0.59535 | 0.39477 | 0.34449 | 0.4041 | 0.40523 | 0.89017 | 0.36741 | 0.24338 | 0.37144 | 0.40006 | 0.3726 | 0.37213
| 6 | 0.80353 | 0.75345 | 0.69611 | 0.46311 | 0.40439 | 0.47388 | 0.47523 | 1.0393 | 0.43128 | 0.28746 | 0.43577 | 0.46938 | 0.43722 | 0.43661
| 7 | 0.91328 | 0.85684 | 0.79137 | 0.52818 | 0.46134 | 0.5402 | 0.54182 | 1.1795 | 0.49191 | 0.32974 | 0.49694 | 0.535 | 0.49858 | 0.49793
| 8 | 1.0168 | 0.95448 | 0.88137 | 0.59021 | 0.51573 | 0.60333 | 0.60531 | 1.3114 | 0.54967 | 0.37063 | 0.55536 | 0.59754 | 0.55707 | 0.55648
| 9 | 1.1134 | 1.0455 | 0.96508 | 0.64734 | 0.56552 | 0.6615 | 0.66374 | 1.4346 | 0.60291 | 0.40793 | 0.60892 | 0.65521 | 0.61085 | 0.61021
| 10 | 1.2052 | 1.1322 | 1.0446 | 0.70225 | 0.61342 | 0.71729 | 0.71984 | 1.5515 | 0.65434 | 0.44541 | 0.66044 | 0.71116 | 0.66268 | 0.6619
| 11 | 1.2927 | 1.215 | 1.1208 | 0.75569 | 0.66027 | 0.77153 | 0.77445 | 1.663 | 0.70461 | 0.48329 | 0.71081 | 0.76605 | 0.71334 | 0.71242
| 12 | 1.3747 | 1.2926 | 1.1921 | 0.80546 | 0.70388 | 0.82207 | 0.8252 | 1.767 | 0.75134 | 0.51774 | 0.75747 | 0.81659 | 0.76038 | 0.75927
| 13 | 1.4482 | 1.3621 | 1.2559 | 0.84952 | 0.74237 | 0.86686 | 0.87026 | 1.8604 | 0.79238 | 0.5472 | 0.79881 | 0.86092 | 0.80184 | 0.80075
| 14 | 1.5177 | 1.4279 | 1.3163 | 0.89169 | 0.77923 | 0.90967 | 0.91342 | 1.9485 | 0.83162 | 0.57579 | 0.83846 | 0.90333 | 0.84153 | 0.84051
| 15 | 1.5839 | 1.4905 | 1.3739 | 0.93187 | 0.81445 | 0.95048 | 0.95444 | 2.0319 | 0.8692 | 0.60326 | 0.87618 | 0.94382 | 0.87941 | 0.87837
| 16 | 1.6457 | 1.5491 | 1.4277 | 0.96945 | 0.84738 | 0.98866 | 0.99283 | 2.1103 | 0.90449 | 0.62949 | 0.91154 | 0.9821 | 0.91495 | 0.91384
| 17 | 1.7047 | 1.605 | 1.4792 | 1.006 | 0.87957 | 1.0258 | 1.0303 | 2.1849 | 0.9388 | 0.65541 | 0.9461 | 1.0192 | 0.94959 | 0.9485
| 18 | 1.761 | 1.6587 | 1.5285 | 1.0411 | 0.91048 | 1.0614 | 1.0662 | 2.2556 | 0.97167 | 0.68008 | 0.97916 | 1.0544 | 0.98272 | 0.98168
| 19 | 1.8149 | 1.7099 | 1.5755 | 1.075 | 0.94029 | 1.0957 | 1.1007 | 2.3228 | 1.0033 | 0.70415 | 1.011 | 1.0883 | 1.0146 | 1.0137
| 20 | 1.8658 | 1.7584 | 1.6202 | 1.1074 | 0.96897 | 1.1285 | 1.1338 | 2.3861 | 1.0336 | 0.72734 | 1.0416 | 1.1208 | 1.0452 | 1.0443
| 21 | 1.9162 | 1.8044 | 1.6628 | 1.1381 | 0.9963 | 1.1596 | 1.1651 | 2.4461 | 1.0626 | 0.74976 | 1.0706 | 1.152 | 1.0744 | 1.0735
| 22 | 1.9658 | 1.8477 | 1.7028 | 1.1671 | 1.0221 | 1.189 | 1.1945 | 2.5025 | 1.09 | 0.77095 | 1.098 | 1.1813 | 1.1019 | 1.1009
| 23 | 2.0145 | 1.8883 | 1.7405 | 1.1944 | 1.0464 | 1.2166 | 1.2223 | 2.5553 | 1.1159 | 0.791 | 1.1238 | 1.209 | 1.1278 | 1.1268
| 24 | 2.0626 | 1.9265 | 1.7758 | 1.2201 | 1.0693 | 1.2427 | 1.2485 | 2.6049 | 1.1402 | 0.80996 | 1.1481 | 1.235 | 1.1523 | 1.1512
| 25 | 2.1101 | 1.9625 | 1.8091 | 1.2444 | 1.0909 | 1.2673 | 1.2732 | 2.6515 | 1.1632 | 0.82789 | 1.171 | 1.2596 | 1.1753 | 1.1742
| 26 | 2.1571 | 1.9963 | 1.8404 | 1.2673 | 1.1113 | 1.2904 | 1.2965 | 2.6953 | 1.1848 | 0.84486 | 1.1926 | 1.2828 | 1.1971 | 1.1959
| 27 | 2.2038 | 2.0281 | 1.8699 | 1.2888 | 1.1306 | 1.3122 | 1.3184 | 2.7363 | 1.2052 | 0.86091 | 1.213 | 1.3046 | 1.2176 | 1.2164
| 28 | 2.2502 | 2.058 | 1.8976 | 1.3092 | 1.1487 | 1.3328 | 1.3391 | 2.7749 | 1.2245 | 0.87609 | 1.2322 | 1.3252 | 1.2369 | 1.2357
| 29 | 2.2964 | 2.0861 | 1.9237 | 1.3284 | 1.1658 | 1.3522 | 1.3586 | 2.8111 | 1.2426 | 0.89045 | 1.2504 | 1.3446 | 1.2552 | 1.2539
| 30 | 2.3425 | 2.1126 | 1.9482 | 1.3465 | 1.182 | 1.3705 | 1.3769 | 2.8452 | 1.2598 | 0.90404 | 1.2675 | 1.3629 | 1.2724 | 1.271

## GasAvoidedCosts
Rtn to Summary
Updated 2013 Gas Avoided Costs
Includes Both Capacity, Energy, and Conservation Credit Applied to Energy and Capacity
| Measure Life | Single Family Space Heat | Single Family Water Heat | OFFICE_SPACE_HEAT_FURNACE | RESTAURANT_COOKING | RESTAURANT_WATER_HEAT | Industrial
|  | SF Space Heat | SF Water Heat | Commercial Space Heat | Commercial Cooking | Commercial Water Heat | Flat
| 1 | 0.41074 | 0.26914 | 0.4178 | 0.27212 | 0.27052 | 0.27004
| 2 | 0.87103 | 0.60326 | 0.88185 | 0.60957 | 0.60619 | 0.60516
| 3 | 1.3295 | 0.94502 | 1.3429 | 0.95482 | 0.94962 | 0.9478
| 4 | 1.7695 | 1.2732 | 1.7856 | 1.2864 | 1.2794 | 1.2767
| 5 | 2.3406 | 1.6203 | 2.3544 | 1.6407 | 1.6299 | 1.6262
| 6 | 2.9034 | 1.9784 | 2.9139 | 2.0056 | 1.9912 | 1.9867
| 7 | 3.4624 | 2.3453 | 3.4687 | 2.3792 | 2.3613 | 2.3561
| 8 | 4.0094 | 2.7169 | 4.0109 | 2.7571 | 2.7359 | 2.73
| 9 | 4.5393 | 3.0792 | 4.5381 | 3.125 | 3.1009 | 3.0944
| 10 | 5.045 | 3.4281 | 5.0414 | 3.4793 | 3.4523 | 3.4451
| 11 | 5.5218 | 3.7562 | 5.5164 | 3.8125 | 3.7828 | 3.775
| 12 | 5.9802 | 4.0748 | 5.9726 | 4.1359 | 4.1037 | 4.0952
| 13 | 6.4121 | 4.3735 | 6.4032 | 4.4391 | 4.4045 | 4.394
| 14 | 6.8231 | 4.6612 | 6.813 | 4.7309 | 4.6941 | 4.683
| 15 | 7.2144 | 4.9366 | 7.2032 | 5.0102 | 4.9714 | 4.9597
| 16 | 7.5832 | 5.1964 | 7.5713 | 5.2737 | 5.233 | 5.2206
| 17 | 7.9366 | 5.4455 | 7.9242 | 5.5263 | 5.4837 | 5.4707
| 18 | 8.2739 | 5.6848 | 8.2612 | 5.7689 | 5.7245 | 5.7109
| 19 | 8.5951 | 5.9127 | 8.5826 | 5.9999 | 5.9539 | 5.9397
| 20 | 8.904 | 6.1336 | 8.8919 | 6.2237 | 6.1762 | 6.1614
| 21 | 9.1965 | 6.3433 | 9.1848 | 6.4362 | 6.3873 | 6.3719
| 22 | 9.4758 | 6.543 | 9.4644 | 6.6385 | 6.5882 | 6.5722
| 23 | 9.7401 | 6.7325 | 9.7292 | 6.8306 | 6.779 | 6.7625
| 24 | 9.9903 | 6.9126 | 9.9798 | 7.013 | 6.9601 | 6.9432
| 25 | 10.2273 | 7.0836 | 10.2171 | 7.1861 | 7.1322 | 7.1147
| 26 | 10.4516 | 7.246 | 10.4419 | 7.3506 | 7.2955 | 7.2777
| 27 | 10.6658 | 7.4005 | 10.6564 | 7.5071 | 7.4511 | 7.4328
| 28 | 10.8685 | 7.5473 | 10.8596 | 7.6558 | 7.5987 | 7.58
| 29 | 11.0606 | 7.6867 | 11.052 | 7.7969 | 7.739 | 7.7199
| 30 | 11.2424 | 7.8191 | 11.2342 | 7.931 | 7.8722 | 7.8527