## Estimate Form
WASHINGTON WATER SERVICE COMPANY
Mailing Address: P.O. Box 336, Gig Harbor Wa. 98335
Physical Address: 14519 Peacock Hill, Gig Harbor Wa. 98335
Phone Number: (253) 851-4060
Toll Free Number: (877) 408-4060
Darby Dawn / Onsite Water Distribution Cost
PEACOCK HILL, 66637 Q
DATE: August 12, 2015
Item | Description | Quantity | Unit | Unit Cost | Total
1 | Water Main - 8" | 460 | LF | 30 | 13800
2 | Hydrant | 4 | EA | 4821 | 19284
3 | 6" Water Line C-900 CI. 100 | 960 | FT | 27 | 25920
4 | Misc. Pipe Fittings (Tee's, Valves, 90's & 45's) | 1 | LS | 5982 | 5982
5 | 0 | 0 | 0 | 0 | 0
6 | Double Services | 10 | EA | 492 | 4920
7 | Single 3/4 inch Metered Service | 5 | EA | 383 | 1915
8 | Water Main - 2-1/2" | 360 | LS | 16 | 5760
9 | 0 | 0 | 0 | 0 | 0
10 | Water Quality Testing (Samples & Pressure Testing) | 1 | EA | 1264 | 1264
11 | 0 | 0 | 0 | 0 | 0
12 | Single Service on 2 1/2" | 2 | EA | 261 | 522
13 | Double Service on 2 1/2" | 6 | EA | 511 | 3066
14 | Blow Off | 1 | EA | 849 | 849
15 | Intertie to Existing Mains | 2 | EA | 3310 | 6620
16 | 0 | 0 | 0 | 0 | 0
17 | 0 | 0 | 0 | 0 | 0
18 | 0 | 0 | 0 | 0 | 0
19 | 0 | 0 | 0 | 0 | 0
20 | 0 | 0 | 0 | 0 | 0
21 | Mobilization | 1 | EA | 2044 | 2044
|  | TOTAL CONSTRUCTION COSTS = |  |  | 91946
|  | 7.9% |  | Sales Tax = | 7263.734
|  | SUB TOTAL = |  |  | 99209.734 | 49604.867
NON CONSTRUCTION COSTS
| Description | Quantity | Unit | Unit Cost
| Permits (Enviro.,Arch.,Bldg,. Etc.) |  | LS | 0
| Engineering Project Reports & Const. Documents | 15% | LS | 14881.4601
| Land Cost |  | LS | 0
| Overhead |  | LS | 3531.2607
| Bonding | 0% | % Ln 22 | 0
| SUBTOTAL Non Construction Costs |  |  | 18412.7208
| TOTAL Construction & NON Construction Costs = |  |  | 117622.4548 | 117622.5
|  |  |  | Actual | Rounded Up Value
NON HARD COSTS
| Description | Quantity | Unit | Unit Cost
| Contingency | 10% | % of Total | 11762.25
0
| Total Non Hard Costs |  |  | 11762.25
|  | TOTAL FUNDS REQUIRED = |  |  | 129390
| Cost per Lot | 40 |  |  | 3234.75
Assumptions:
1) This document is intended to forecast approximate construction costs based upon current information and similar projects, and is not
intended to accurately represent actual design or construction components or prices.
2) Totals are rounded to nearest $1,000
3) Costs in this estimate are good for 30-days from the date the estimate is issued.

## Labor Table
DESCRIPTION: |  | Labor Table
|  | Total Unit Cost From All Tables: | 37822
|  | Total Number of Units Required: | 1
|  | Base Unit: | Hrs | [7 empty] | THESE ARE ACTUAL - NOT ROUNDED UP.
Mobilization
[10 empty] | Total Labor Hrs | DO NOT DELETE CALCULATES TOTAL LABOR HOURS
[11 empty] | 1 | 2 | 3 | 4 | 5 | 6 | 7 | 8 | 9 | 10 | 11 | 12 | 13 | 14 | 15 | 16 | 17 | 18 | 19 | 20 | 21
Item | Inventory Number | Item | Hrs\Qty | Rate | Total | Cost Per Sq/Ft | Inventory Number | Item | Rate
1 | 1MEXTRA | 1 MAN EXTRA | 0 | 68 | 0 |  | 1MEXTRA | 1 MAN EXTRA (Man Pipe Laying) | 68 | 0 | 0 | 0 | 0 | 0 | 0 | 0 | 0 | 0 | 0 | 0 | 0 | 0 | 0 | 0 | 0 | 0 | 0 | 0 | 0 | 0
2 | 1MTRCK | 1 MAN & TRUCK | 26.1 | 120 | 3132 |  | 1MTRCK | 1 MAN & TRUCK (Srvce Vehicle) | 120 | 26.1 | 0 | 0 | 25.6 | 0 | 0 | 0 | 0 | 0 | 0 | 0.5 | 0 | 0 | 0 | 0 | 0 | 0 | 0 | 0 | 0 | 0
3 | 2MTRCK | 2 MEN & TRUCK | 102.6667 | 145 | 14886.6667 |  | 2MTRCK | 2 MEN & TRUCK (Hvy Duty Vehicle, Dump Trck, Pressure Testing) | 145 | 102.6667 | 12.2667 | 4 | 25.6 | 8 | 0 | 7 | 3.5 | 19.2 | 0 | 8 | 0 | 0.5 | 2.1 | 0.5 | 12 | 0 | 0 | 0 | 0 | 0
4 | 1MDMP | 1 MAN & DUMPTRUCK | 12.2667 | 120 | 1472 |  | 1MDMP | 1 MAN & DUMPTRUCK | 120 | 12.2667 | 12.2667 | 0 | 0 | 0 | 0 | 0 | 0 | 0 | 0 | 0 | 0 | 0 | 0 | 0 | 0 | 0 | 0 | 0 | 0 | 0
5 | 1MBCK | 1 MAN & BACKHOE | 122.7833 | 120 | 14734 |  | 1MBCK | 1 MAN & BACKHOE (Compacting, Backfilling & Trenching) | 120 | 122.7833 | 24.5333 | 4 | 51.2 | 3 | 0 | 3.5 | 1.75 | 19.2 | 0 | 0 | 0 | 1 | 2.1 | 0.5 | 12 | 0 | 0 | 0 | 0 | 0
6 | 1MBOOM | 1 MAN & BOOM TRUCK | 0 | 120 | 0 |  | 1MBOOM | 1 MAN & BOOM TRUCK | 120 | 0 | 0 | 0 | 0 | 0 | 0 | 0 | 0 | 0 | 0 | 0 | 0 | 0 | 0 | 0 | 0 | 0 | 0 | 0 | 0 | 0
7 | 1MVAC | 1 MAN & VAC TRUCK | 0 | 120 | 0 |  | 1MVAC | 1 MAN & VAC TRUCK | 120 | 0 | 0 | 0 | 0 | 0 | 0 | 0 | 0 | 0 | 0 | 0 | 0 | 0 | 0 | 0 | 0 | 0 | 0 | 0 | 0 | 0
8 | CPREPEOD | CONST AM-PREP / PM-END OF DAY | 31.4437 | 65 | 2043.8437 |  | CPREPEOD | CONST CREW AM-Preparation (1-hr) / PM-End of Day (30-Min) | 65 | 31.4437 | 0 | 0 | 0 | 0 | 0 | 0 | 0 | 0 | 0 | 0 | 0 | 0 | 0 | 0 | 0 | 0 | 0 | 0 | 0 | 0 | 31.4437
9 | COMPACT | COMPACTION JUMPING JACK | 0 | 200 | 0 |  | COMPACT | COMPACTION JUMPING JACK | 200 | 0 | 0 | 0 | 0 | 0 | 0 | 0 | 0 | 0 | 0 | 0 | 0 | 0 | 0 | 0 | 0 | 0 | 0 | 0 | 0 | 0
10 | FLAG | FLAGGING | 0 | 75 | 0 |  | FLAG | FLAGGING | 75 | 0 | 0 | 0 | 0 | 0 | 0 | 0 | 0 | 0 | 0 | 0 | 0 | 0 | 0 | 0 | 0 | 0 | 0 | 0 | 0 | 0
11 |  |  |  |  | 0 |  |  |  |  | 0 | 0 | 0 | 0 | 0 | 0 | 0 | 0 | 0 | 0 | 0 | 0 | 0 | 0 | 0 | 0 | 0 | 0 | 0 | 0 | 0
12 |  |  |  |  | 0
13 |  |  |  |  | 0 |  |  |  | TOTAL | 295.2604 | 49.0667 | 8 | 102.4 | 11 | 0 | 10.5 | 5.25 | 38.4 | 0 | 8.5 | 0 | 1.5 | 4.2 | 1 | 24 | 0 | 0 | 0 | 0 | 0 | 31.4437
14 |  |  |  |  | 0
15 |  |  |  |  | 0
16 |  |  |  |  | 0 |  |  |  |  | Total Labor$ | DO NOT DELETE CALCULATES TOTAL LABOR HOURS 1: DO NOT DELETE CALCULATES TOTAL LABOR COSTS
17 |  |  |  |  | 0 | [5 empty] | 1 | 2 | 3 | 4 | 5 | 6 | 7 | 8 | 9 | 10 | 11 | 12 | 13 | 14 | 15 | 16 | 17 | 18 | 19 | 20 | 21
18 |  |  |  |  | 0
19 |  |  |  |  | 0 |  | Inventory Number | Item | Rate
20 |  |  |  |  | 0 |  | 1MEXTRA | 1 MAN EXTRA | 68 | 0 | 0 | 0 | 0 | 0 | 0 | 0 | 0 | 0 | 0 | 0 | 0 | 0 | 0 | 0 | 0 | 0 | 0 | 0 | 0 | 0
|  |  | Sub Total |  | 36268.5104 |  | 1MTRCK | 1 MAN & TRUCK | 120 | 3132 | 0 | 0 | 3072 | 0 | 0 | 0 | 0 | 0 | 0 | 60 | 0 | 0 | 0 | 0 | 0 | 0 | 0 | 0 | 0 | 0
|  |  | Profit and OH | 30% | 1552.7531 |  | 2MTRCK | 2 MEN & TRUCK | 145 | 14886.6667 | 1778.6667 | 580 | 3712 | 1160 | 0 | 1015 | 507.5 | 2784 | 0 | 1160 | 0 | 72.5 | 304.5 | 72.5 | 1740 | 0 | 0 | 0 | 0 | 0
|  |  | Total |  | 37821.2635 |  | 1MDMP | 1 MAN & DUMPTRUCK | 120 | 1472 | 1472 | 0 | 0 | 0 | 0 | 0 | 0 | 0 | 0 | 0 | 0 | 0 | 0 | 0 | 0 | 0 | 0 | 0 | 0 | 0
[7 empty] | 1MBCK | 1 MAN & BACKHOE | 120 | 14734 | 2944 | 480 | 6144 | 360 | 0 | 420 | 210 | 2304 | 0 | 0 | 0 | 120 | 252 | 60 | 1440 | 0 | 0 | 0 | 0 | 0
[7 empty] | 1MBOOM | 1 MAN & BOOM TRUCK | 120 | 0 | 0 | 0 | 0 | 0 | 0 | 0 | 0 | 0 | 0 | 0 | 0 | 0 | 0 | 0 | 0 | 0 | 0 | 0 | 0 | 0
[7 empty] | 1MVAC | 1 MAN & VAC TRUCK | 120 | 0 | 0 | 0 | 0 | 0 | 0 | 0 | 0 | 0 | 0 | 0 | 0 | 0 | 0 | 0 | 0 | 0 | 0 | 0 | 0 | 0
[7 empty] | CPREPEOD | CONST AM-PREP / PM-END OF DAY | 65 | 2043.8437 | 0 | 0 | 0 | 0 | 0 | 0 | 0 | 0 | 0 | 0 | 0 | 0 | 0 | 0 | 0 | 0 | 0 | 0 | 0 | 0 | 2043.8437
[7 empty] | COMPACT | COMPACTION JUMPING JACK | 200 | 0 | 0 | 0 | 0 | 0 | 0 | 0 | 0 | 0 | 0 | 0 | 0 | 0 | 0 | 0 | 0 | 0 | 0 | 0 | 0 | 0
[7 empty] | FLAG | FLAGGING | 75 | 0 | 0 | 0 | 0 | 0 | 0 | 0 | 0 | 0 | 0 | 0 | 0 | 0 | 0 | 0 | 0 | 0 | 0 | 0 | 0 | 0
[10 empty] | 0 | 0 | 0 | 0 | 0 | 0 | 0 | 0 | 0 | 0 | 0 | 0 | 0 | 0 | 0 | 0 | 0 | 0 | 0 | 0 | 0
[10 empty] | 36268.5104 | 6194.6667 | 1060 | 12928 | 1520 | 0 | 1435 | 717.5 | 5088 | 0 | 1220 | 0 | 192.5 | 556.5 | 132.5 | 3180 | 0 | 0 | 0 | 0 | 0 | 2043.8437
[8 empty] | Overhead Charges | 3531.2607
[8 empty] | Construction Foreman | 38.7325
[8 empty] | Construction Laborer | 23.9333
[8 empty] | Operator/Serviceman | 30.9351
[8 empty] | Electrician/Mechanical | 34.4784
[8 empty] | Construction Laborer | 24.241
[8 empty] | Above Ground Laborer | 30.2881
[8 empty] | Construction Laborer | 24.3577
[8 empty] | Construction Foreman | 37.1625
[8 empty] | Construction Foreman | 36.4198
[8 empty] | Average hourly | 31.1721
[8 empty] | Loaded average hourly | 70.4489
Note on M46: Cal Water Employee: .019 is for Salaried Overhead.

## 01
DESCRIPTION: |  | Water Main - 8"
|  | Total Unit Cost For This Sheet: | 30
|  | Total Number of Units Required: | 460
|  | Base Unit: | LF
Updated: Inventory Cost Sheet_2015-06-01
Item | Inventory Number | Item | Hrs\Qty | Rate | Total | Notes | DESCRIPTION | RATE | CREW On-Site
1 | 10800138 | 8" PVC PIPE, C900-165, DR25 | 1 | 8.0664 | 8.0664 |  | 1MEXTRA 1 MAN EXTRA (Man Pipe Laying) | 68 | 0
2 | 125001000 | BEDDING & BACKFILL MATERIAL | 1 | 7.3385 | 7.3385 |  | 1MTRCK 1 MAN & TRUCK (Srvce Vehicle) | 120 | 0
3 | 51400155 | LOCATOR WIRE, # 14 | 1 | 0.18226 | 0.18226 |  | 2MTRCK 2 MEN & TRUCK (Hvy Duty Vehicle, Dump Trck, Pressure Testing) | 145 | 2
4 | [6 empty] | 1MDMP 1 MAN & DUMP TRUCK | 120 | 0
5 |  |  |  | 75 | 0 |  | 1MBCK 1 MAN & BACKHOE (Compacting, Backfilling & Trenching) | 120 | 1
6 | [6 empty] | 1MBOOM 1 MAN & BOOM TRUCK | 120 | 0
7 | [6 empty] | 1MVAC 1 MAN & VAC TRUCK | 120 | 0
8 | [6 empty] | CPREPEOD CONST CREW AM-PREP (1-hr) / PM-End of Day (30-Min) | 65
9 | LABOR: | [5 empty] | FLAGGING Outside Contractor | 200
10 | 1MBCK | 1 MAN & BACKHOE (Trenching) | 0.026667 | 120 | 3.2
11 | 2MTRCK | 2 MEN & TRUCK (Pipe Laying) | 0.026667 | 145 | 3.8667
12 | 1MBCK | 1 MAN & BACKHOE (Backfilling & Compacting) | 0.026667 | 120 | 3.2
13 | 1MDMP | 1 MAN & TRUCK (Dump Truck) | 0.026667 | 120 | 3.2
14 | [6 empty] | # Men On-Site | 3
15 | [6 empty] | # Total Hours (ALL MEN On-Site) | 36.8
16 | [6 empty] | Estimated Crew Prep Time (AM/PM) [1.5/8*# Total Hours On-Site] | 6.9
17 | [6 empty] | Estimated Hours Required Per Item
18
19
20
|  |  | Sub Total |  | 29.0538 |  | SUMMARY | Qty | Total
[5 empty] | 0 |  | Materials | 462 | 7170.0798
|  |  | Total |  | 29.0538 |  | Labor |  | 4722.6667
11892.7465
| Labor Summary |  | Total | Total | Feet | Cost
|  | Total Hours | On-Site | HRS | Per day | Per Ft
| 1MBCK | 1 MAN & BACKHOE (Trenching) | 1 | 12.2667 | 300 | 122.6667
| 2MTRCK | 2 MEN & TRUCK (Pipe Laying) | 2 | 24.5333 | 300 | 296.4444
| 1MBCK | 1 MAN & BACKHOE (Backfilling & Compacting) | 0 | 0 | 300 | 0
| 1MTRCK | 1 MAN & TRUCK (Dump Truck) | 0 | 0 | 300 | 0
[5 empty] | 300 | 0 | 0
|  |  | 3 | 36.8 |  | 419.1111
|  |  | Depth & Width | Length | CY/Yds | Cost/inplace
|  | Bedding and Backfill material | 6 | 1 | 0.22115 | 15
|  | yards per 100 feet |  |  | 22.1145
Total yards

## 02
DESCRIPTION: |  | Hydrant
|  | Total Unit Cost For This Sheet: | 4821
|  | Total Number of Units Required: | 4
|  | Base Unit: | EA
Updated: Inventory Cost Sheet_2015-06-01
Item | Inventory Number | Item | Hrs\Qty | Rate | Total | Notes | DESCRIPTION | RATE | CREW On-Site
1 | 60600033 | 6" MJ HYDRANT | 1 | 2427.724 | 2427.724 |  | 1MEXTRA 1 MAN EXTRA (Man Pipe Laying) | 68 | 0
2 | 60500031 | 5" HYDRANT STORZ ADPTR w/CAP | 1 | 193.57 | 193.57 |  | 1MTRCK 1 MAN & TRUCK (Srvce Vehicle) | 120 | 0
3 | 60600081 | 18" VALVE BOX RISER w/LID | 1 | 56.6063 | 56.6063 |  | 2MTRCK 2 MEN & TRUCK (Hvy Duty Vehicle, Dump Trck, Pressure Testing) | 145 | 2
4 | 60600082 | VALVE BOX BOTTOM CI | 1 | 34.5468 | 34.5468 |  | 1MDMP 1 MAN & DUMP TRUCK | 120 | 0
5 | 30600194 | 6" MJ x FLG TEE | 1 | 153.933 | 153.933 |  | 1MBCK 1 MAN & BACKHOE (Compacting, Backfilling & Trenching) | 120 | 1
6 | 30600141 | 6" DUCTILE IRON PIPE | 18 | 26.5268 | 477.4817 |  | 1MBOOM 1 MAN & BOOM TRUCK | 120 | 0
7 | 30600028 | 6" MEGALUG PK/KIT (DI) | 2 | 57.9127 | 115.8253 |  | 1MVAC 1 MAN & VAC TRUCK | 120 | 0
8 | 30600029 | 6" MEGALUG PK/KIT (PVC) | 2 | 67.1551 | 134.3103 |  | CPREPEOD CONST CREW AM-PREP (1-hr) / PM-End of Day (30-Min) | 65
9 | 30600030 | 6" FLG BOLT & GSKT KIT | 1 | 17.199 | 17.199 |  | FLAGGING Outside Contractor | 200
10 | 125004816 | BLOCKS 2/8 4/8 4/16 - AVG | 6 | 8.5045 | 51.0268
11 | 125114000 | GRAVEL 1 1/4 | 0.5 | 15.6692 | 7.8346
12 | 40600285 | 6" MJ x FLG GATE VALVE | 1 | 691.5102 | 691.5102
13 | 30806195 | 8 x 6 MJ x FLG REDUCING TEE | 1 | 194.0153 | 194.0153
14 | LABOR: | [5 empty] | # Men On-Site | 3
15 | 2MTRCK | 2 MEN & TRUCK | 1 | 145 | 145 |  | # Total Hours | 4
16 | 1MBCK | 1 MAN & BACKHOE | 1 | 120 | 120 |  | Estimated Crew Prep Time (AM/PM) [1.5/8*# Total Hours On-Site] | 0.75
17 | [6 empty] | Estimated Hours Required Per Item | 2
18
19
|  |  | Sub Total |  | 4820.5832
[5 empty] | 0 |  | SUMMARY | Qty | Total
|  |  | Total |  | 4820.5832 |  | Materials | 106.5 | 13084.704
[7 empty] | Labor |  | 435
13519.704
Note on D14: mireland: 1 tee needs to be an 8X6 MJ X Fl.

## 03
DESCRIPTION: |  | 6" Water Line C-900 CI. 100
|  | Total Unit Cost For This Sheet: | 27
|  | Total Number of Units Required: | 960
|  | Base Unit: | FT
Updated: Inventory Cost Sheet_2015-06-01
Item | Inventory Number | Item | Hrs\Qty | Rate | Total | Notes | Description | RATE | CREW On-Site
1 | 10600138 | 6" PVC PIPE, C900-165 | 1 | 5.0157 | 5.0157 |  | 1MEXTRA 1 MAN EXTRA (Man Pipe Laying) | 68 | 0
2 | 125001000 | BEDDING & BACKFILL MATERIAL | 1 | 7.3385 | 7.3385 |  | 1MTRCK 1 MAN & TRUCK (Srvce Vehicle) | 120 | 1
3 | 51400155 | LOCATOR WIRE, # 14 | 1 | 0.18226 | 0.18226 |  | 2MTRCK 2 MEN & TRUCK (Hvy Duty Vehicle, Dump Trck, Pressure Testing) | 145 | 2
4 | [6 empty] | 1MDMP 1 MAN & DUMP TRUCK | 120 | 0
5 |  |  |  | 65 | 0 |  | 1MBCK 1 MAN & BACKHOE (Compacting, Backfilling & Trenching) | 120 | 1
6 | [6 empty] | 1MBOOM 1 MAN & BOOM TRUCK | 120 | 0
7 | [6 empty] | 1MVAC 1 MAN & VAC TRUCK | 120 | 0
8 | [6 empty] | CPREPEOD CONST CREW AM-PREP (1-hr) / PM-End of Day (30-Min) | 65
9 | LABOR: | [5 empty] | FLAGGING Outside Contractor | 200
10 | 1MBCK | 1 MAN & BACKHOE (Trenching) | 0.026667 | 120 | 3.2
11 | 2MTRCK | 2 MEN & TRUCK | 0.026667 | 145 | 3.8667
12 | 1MBCK | 1 MAN & BACKHOE (Backfilling & Compacting) | 0.026667 | 120 | 3.2
13 | 1MTRCK | 1 MAN & TRUCK (Dump Truck) | 0.026667 | 120 | 3.2
14 |  |  |  |  | 0 |  | # Men On-Site | 4
15 |  |  |  |  | 0 |  | # Total Hours | 76.8
16 |  |  |  |  | 0 |  | Estimated Crew Prep Time (AM/PM) [1.5/8*# Total Hours On-Site] | 14.4
17 |  |  |  |  | 0 |  | Estimated Hours Required Per Item | 0.5
18 |  |  |  |  | 0
19 |  |  |  |  | 0
20 |  |  |  |  | 0
|  |  | Sub Total |  | 26.0031 |  | SUMMARY | Qty | Total
[7 empty] | Materials | 2880 | 12034.9632
|  |  | Total |  | 26.0031 |  | Labor |  | 9856
[7 empty] | Outside Contract |  | 0
21890.9632
| Labor Summary |  | Total | Total | Feet | Cost
|  | Total Hours | On-Site | HRS | Per day | Per Ft
| 1MBCK | 1 MAN & BACKHOE (Trenching) | 1 | 25.6 | 300 | 256
| 2MTRCK | 2 MEN & TRUCK | 2 | 25.6 | 300 | 256
| 1MBCK | 1 MAN & BACKHOE (Backfilling & Compacting) | 1 | 25.6 | 300 | 256
| 1MTRCK | 1 MAN & TRUCK (Dump Truck) |  | 25.6
|  |  | 4 | 102.4 |  | 768
|  |  | Depth & Width | Length | CY/Yds | Cost/inplace
|  | Bedding and Backfill material | 6 | 1 | 0.22115 | 15
|  | yards per 100 feet |  |  | 22.1145
Total yards

## 04
DESCRIPTION: |  | Misc. Pipe Fittings (Tee's, Valves, 90's & 45's)
|  | Total Unit Cost For This Sheet: | 5982
|  | Total Number of Units Required: | 1
|  | Base Unit: | LS
Updated: Inventory Cost Sheet_2015-06-01
Item | Inventory Number | Item | Hrs\Qty | Rate | Total | Notes | Description | RATE | CREW On-Site
1 | 30600198 | 6" FLANGE TEE | 1 | 231.14 | 231.14 |  | 1MEXTRA 1 MAN EXTRA (Man Pipe Laying) | 68 | 0
2 | 30800029 | 8" MEGALUG PK/KIT (PVC) | 4 | 86.7686 | 347.0745 |  | 1MTRCK 1 MAN & TRUCK (Srvce Vehicle) | 120 | 0
3 | 30800151 | 8" MJ PLUG (Tapped or not) | 1 | 76.2245 | 76.2245 |  | 2MTRCK 2 MEN & TRUCK (Hvy Duty Vehicle, Dump Trck, Pressure Testing) | 145 | 2
4 | 30800183 | 8 x 2 TAPPING SADDLE | 1 | 135.7379 | 135.7379 |  | 1MDMP 1 MAN & DUMP TRUCK | 120 | 0
5 | 125004816 | BLOCKS 2/8 4/8 4/16 - AVG | 0 | 8.5045 | 0 |  | 1MBCK 1 MAN & BACKHOE (Compacting, Backfilling & Trenching) | 120 | 1
6 | 40200282 | 2" THREADED GATE AWWA | 1 | 356.8648 | 356.8648 |  | 1MBOOM 1 MAN & BOOM TRUCK | 120 | 0
7 | 10200020 | 2" PVC ADAPTOR FIP | 1 | 2.219 | 2.219 |  | 1MVAC 1 MAN & VAC TRUCK | 120 | 0
8 | 125004816 | BLOCKS 2/8 4/8 4/16 - AVG | 9 | 8.5045 | 76.5402 |  | CPREPEOD CONST CREW AM-PREP (1-hr) / PM-End of Day (30-Min) | 65
9 | 60600081 | 18" VALVE BOX RISER w/LID | 4 | 56.6063 | 226.4252 |  | FLAGGING Outside Contractor | 200
10 | 60600082 | VALVE BOX BOTTOM CI | 4 | 34.5468 | 138.1874
11 | 20200130 | 2 x 6 GALV NIPPLE | 3 | 5.5273 | 16.582
12 | 20200090 | 2" GALV 90 ELBOW | 1 | 9.1692 | 9.1692
13 | 30600095 | 6" MJ 90 ELBOW | 1 | 79.0261 | 79.0261
14 | LABOR: | [5 empty] | # Men On-Site | 3
15 | 2MTRCK | 2 MEN & TRUCK | 8 | 145 | 1160 |  | # Total Hours | 11
16 | 1MBCK | 1 MAN & BACKHOE | 3 | 120 | 360 |  | Estimated Crew Prep Time (AM/PM) [1.5/8*# Total Hours On-Site] | 2.0625
17 | 30800095 | 8" MJ 90 ELBOW | 1 | 132.639 | 132.639 |  | Estimated Hours Required Per Item
18 | 30600030 | 6" FLG BOLT & GSKT KIT | 4 | 17.199 | 68.796
19 | 40600285 | 6" MJ x FLG GATE VALVE | 2 | 691.5102 | 1383.0203
20 | 40800285 | 8" MJ x FLG GATE VALVE | 0 | 1029.3487 | 0
21 | 10212060 | 2-1/2" PVC CAP SL | 3 | 2.9851 | 8.9552 |  | SUMMARY | Qty | Total
22 | 30806164 | 8 x 6 MJ x FLG REDUCER | 1 | 203.411 | 203.411 |  | Materials | 30 | 1616.1647
23 | 40600280 | 6" FLG GATE VALVE AWWA | 1 | 701.1225 | 701.1225 |  | Labor |  | 1520
24 | 30600029 | 6" MEGALUG PK/KIT (PVC) | 4 | 67.1551 | 268.6206 |  | Outside Contract |  | 0
25 | [8 empty] | 3136.1647
26
27
28
29
30
|  |  | Sub Total |  | 5981.7554
0
|  |  | Total |  | 5981.7554

## 05
DESCRIPTION: |  | 4" C-900 CL 200
|  | Total Unit Cost For This Sheet: | #N/A
|  | Total Number of Units Required: | 0
|  | Base Unit: | LS
Updated: Inventory Cost Sheet_2015-06-01
Item | Inventory Number | Item | Hrs\Qty | Rate | Total | Notes | Description | RATE | CREW On-Site | COST PER FT
1 | 10400141 | 4" PVC PIPE, CL 200 | 1 | 2.6 | 2.6 |  | 1MEXTRA 1 MAN EXTRA (Man Pipe Laying) | 68 | 0
2 | 125001000 | BEDDING & BACKFILL MATERIAL | 1 | #N/A | #N/A |  | 1MTRCK 1 MAN & TRUCK (Srvce Vehicle) | 120 | 1
3 | 51400155 | LOCATOR WIRE, # 14 | 1 | 0.18226 | 0.18226 |  | 2MTRCK 2 MEN & TRUCK (Hvy Duty Vehicle, Dump Trck, Pressure Testing) | 145 | 2
4 |  |  |  |  | 0 |  | 1MDMP 1 MAN & DUMP TRUCK | 120 | 0
5 | FLAGGING | FLAGGING - OUTSIDE CONTRACTOR | 0.026667 | 65 | 1.7333 |  | 1MBCK 1 MAN & BACKHOE (Compacting, Backfilling & Trenching) | 120 | 1
6 |  |  |  |  | 0 |  | 1MBOOM 1 MAN & BOOM TRUCK | 120 | 0
7 |  |  |  |  | 0 |  | 1MVAC 1 MAN & VAC TRUCK | 120 | 0
8 |  |  |  |  | 0 |  | CPREPEOD CONST CREW AM-PREP (1-hr) / PM-End of Day (30-Min) | 65
9 | LABOR: |  |  |  | 0 |  | FLAGGING Outside Contractor | 200
10 | 1MBCK | 1 MAN & BACKHOE (Trenching) | 0.026667 | 120 | 3.2
11 | 2MTRCK | 2 MEN & TRUCK | 0.026667 | 145 | 3.8667
12 | 1MBCK | 1 MAN & BACKHOE (Backfilling & Compacting) | 0.026667 | 120 | 3.2
13 | 1MTRCK | 1 MAN & TRUCK (Dump Truck) | 0.026667 | 120 | 3.2
14 |  |  |  |  | 0 |  | # Men On-Site | 4
15 |  |  |  |  | 0 |  | # Total Hours | 0
16 |  |  |  |  | 0 |  | Estimated Crew Prep Time (AM/PM) [1.5/8*# Total Hours On-Site] | 0
17 |  |  |  |  | 0 |  | Estimated Hours Required Per Item
18 |  |  |  |  | 0
19 |  |  |  |  | 0
20 |  |  |  |  | 0
|  |  | Sub Total |  | #N/A |  | SUMMARY | Qty | Total
[5 empty] | #N/A |  | Materials | 0 | #N/A
|  |  | Total |  | #N/A |  | Labor |  | 0
[7 empty] | Outside Contract |  | 0
#N/A

## 06
DESCRIPTION: |  | Double Services
|  | Total Unit Cost For This Sheet: | 492
|  | Total Number of Units Required: | 10
|  | Base Unit: | EA
Updated: Inventory Cost Sheet_2015-06-01
Item | Inventory Number | Item | Hrs\Qty | Rate | Total | Notes | Description | RATE | CREW On-Site
1 | 60100021 | 1" PJ x MIPT POLY ADAPTOR-NO L | 2 | 33.05 | 66.1001 |  | 1MEXTRA 1 MAN EXTRA (Man Pipe Laying) | 68 | 0
2 | 60100012 | 1" CL 200 POLY PIPE | 15 | 0.69186 | 10.3779 |  | 1MTRCK 1 MAN & TRUCK (Srvce Vehicle) | 120 | 0
3 | 20100191 | 1" GALV REDUCING TEE | 1 | 4.316 | 4.316 |  | 2MTRCK 2 MEN & TRUCK (Hvy Duty Vehicle, Dump Trck, Pressure Testing) | 145 | 2
4 | 20034135 | 3/4 x 18 GALV NIPPLE | 2 | 8.307 | 16.614 |  | 1MDMP 1 MAN & DUMP TRUCK | 120 | 0
5 | 40034220 | 3/4" ANGLE STOP VALVE-NO LEAD | 2 | 41.0519 | 82.1038 |  | 1MBCK 1 MAN & BACKHOE (Compacting, Backfilling & Trenching) | 120 | 1
6 | 100034060 | RES METER BOX, STD w/LID | 2 | 43.8679 | 87.7357 |  | 1MBOOM 1 MAN & BOOM TRUCK | 120 | 0
7 | 20034134 | 3/4 x 12 GALV NIPPLE | 2 | 5.6802 | 11.3604 |  | 1MVAC 1 MAN & VAC TRUCK | 120 | 0
8 | 30800181 | 8 x 1 TAPPING SADDLE | 1 | 69.7009 | 69.7009 |  | CPREPEOD CONST CREW AM-PREP (1-hr) / PM-End of Day (30-Min) | 65
9 | [6 empty] | FLAGGING Outside Contractor | 200
10 | 2MTRCK | 2 MEN & TRUCK | 0.7 | 145 | 101.5
11 | 1MBCK | 1 MAN & BACKHOE | 0.35 | 120 | 42
12 |  |  |  |  | 0
13 |  |  |  |  | 0
14 |  |  |  |  | 0 |  | # Men On-Site | 3
15 |  |  |  |  | 0 |  | # Total Hours | 10
16 |  |  |  |  | 0 |  | Estimated Crew Prep Time (AM/PM) [1.5/8*# Total Hours On-Site] | 1.875
17 |  |  |  |  | 0 |  | Estimated Hours Required Per Item
18 |  |  |  |  | 0
19 |  |  |  |  | 0
20 |  |  |  |  | 0
|  |  |  | Sub Total | 491.8089 |  | SUMMARY | Qty | Total
[5 empty] | 0 |  | Materials | 270 | 3483.0887
|  |  |  | Total | 491.8089 |  | Labor |  | 1435
[7 empty] | Outside Contract |  | 0
4918.0887

## 07
DESCRIPTION: |  | Single 3/4 inch Metered Service
|  | Total Unit Cost For This Sheet: | 383
|  | Total Number of Units Required: | 5
|  | Base Unit: | EA
Updated: Inventory Cost Sheet_2015-06-01
Item | Inventory Number | Item | Hrs\Qty | Rate | Total | Notes | Description | RATE | CREW On-Site
1 | 60100021 | 1" PJ x MIPT POLY ADAPTOR-NO L | 2 | 33.05 | 66.1001 |  | 1MEXTRA 1 MAN EXTRA (Man Pipe Laying) | 68 | 0
2 | 60100012 | 1" CL 200 POLY PIPE | 10 | 0.69186 | 6.9186 |  | 1MTRCK 1 MAN & TRUCK (Srvce Vehicle) | 120 | 0
3 | 20100091 | 1" GALV RED 90 ELBOW | 1 | 3.1092 | 3.1092 |  | 2MTRCK 2 MEN & TRUCK (Hvy Duty Vehicle, Dump Trck, Pressure Testing) | 145 | 2
4 | 20034135 | 3/4 x 18 GALV NIPPLE | 1 | 8.307 | 8.307 |  | 1MDMP 1 MAN & DUMP TRUCK | 120 | 0
5 | 40034220 | 3/4" ANGLE STOP VALVE-NO LEAD | 1 | 41.0519 | 41.0519 |  | 1MBCK 1 MAN & BACKHOE (Compacting, Backfilling & Trenching) | 120 | 1
6 | 100034060 | RES METER BOX, STD w/LID | 1 | 43.8679 | 43.8679 |  | 1MBOOM 1 MAN & BOOM TRUCK | 120 | 0
7 | 30800181 | 8 x 1 TAPPING SADDLE | 1 | 69.7009 | 69.7009 |  | 1MVAC 1 MAN & VAC TRUCK | 120 | 0
8 |  | #N/A |  |  | 0 |  | CPREPEOD CONST CREW AM-PREP (1-hr) / PM-End of Day (30-Min) | 65
9 |  | #N/A |  |  | 0 |  | FLAGGING Outside Contractor | 200
10 |  | #N/A |  |  | 0
11 |  |  |  |  | 0
12 | LABOR: |  |  |  | 0
13 | 2MTRCK | 2 MEN & TRUCK | 0.7 | 145 | 101.5
14 | 1MBCK | 1 MAN & BACKHOE | 0.35 | 120 | 42 |  | # Men On-Site | 3
15 |  |  |  |  | 0 |  | # Total Hours | 5
16 |  |  |  |  | 0 |  | Estimated Crew Prep Time (AM/PM) [1.5/8*# Total Hours On-Site] | 0.9375
17 |  |  |  |  | 0 |  | Estimated Hours Required Per Item
|  |  | Sub Total |  | 382.5556
0
|  |  | Total |  | 382.5556
[7 empty] | SUMMARY | Qty | Total
[7 empty] | Materials | 85 | 1195.2779
[7 empty] | Labor |  | 0
[7 empty] | Outside Contract |  | 0
1195.2779

## 08
DESCRIPTION: |  | Water Main - 2-1/2"
|  | Total Unit Cost For This Sheet: | 16
|  | Total Number of Units Required: | 360
|  | Base Unit: | LS
Updated: Inventory Cost Sheet_2015-06-01
Item | Inventory Number | Item | Hrs\Qty | Rate | Total | Notes | Description | RATE | CREW On-Site
1 | 10212141 | 2-1/2" PVC PIPE, CL 200 | 1 | 1.4015 | 1.4015 |  | 1MEXTRA 1 MAN EXTRA (Man Pipe Laying) | 68 | 0
2 | 51400155 | LOCATOR WIRE, # 14 | 1 | 0.18226 | 0.18226 |  | 1MTRCK 1 MAN & TRUCK (Srvce Vehicle) | 120 | 0
3 | COMPACT | COMPACTION JUMPING JACK | 0 | 200 | 0 |  | 2MTRCK 2 MEN & TRUCK (Hvy Duty Vehicle, Dump Trck, Pressure Testing) | 145 | 2
4 | [6 empty] | 1MDMP 1 MAN & DUMP TRUCK | 120 | 0
5 | 2MTRCK | 2 MEN & TRUCK | 0.053333 | 145 | 7.7333 |  | 1MBCK 1 MAN & BACKHOE (Compacting, Backfilling & Trenching) | 120 | 1
6 | 1MBCK | 1 MAN & BACKHOE (TRENCHING) | 0.026667 | 120 | 3.2 |  | 1MBOOM 1 MAN & BOOM TRUCK | 120 | 0
7 | 1MBCK | 1 MAN & BACKHOE (compacting) | 0.026667 | 120 | 3.2 |  | 1MVAC 1 MAN & VAC TRUCK | 120 | 0
8 |  |  |  |  | 0 |  | CPREPEOD CONST CREW AM-PREP (1-hr) / PM-End of Day (30-Min) | 65
9 |  |  |  |  | 0 |  | FLAGGING Outside Contractor | 200
10 |  |  |  |  | 0
11 |  |  |  |  | 0
12 |  |  |  |  | 0
13 |  |  |  |  | 0
14 |  |  |  |  | 0 |  | # Men On-Site | 3
15 |  |  |  |  | 0 |  | # Total Hours | 38.4
16 |  |  |  |  | 0 |  | Estimated Crew Prep Time (AM/PM) [1.5/8*# Total Hours On-Site] | 7.2
17 |  |  |  |  | 0 |  | Estimated Hours Required Per Item
18 |  |  |  |  | 0
19 |  |  |  |  | 0
20 |  |  |  |  | 0
|  |  | Sub Total |  | 15.7171 |  | SUMMARY | Qty | Total
[5 empty] | 0 |  | Materials | 720 | 570.1644
|  |  | Total |  | 15.7171 |  | Labor |  | 5088
[7 empty] | Outside Contract |  | 0
5658.1644

## 09
DESCRIPTION: |  | Road Crossing & Resortation
|  | Total Unit Cost For This Sheet: | 7019
Total Number of Units Required:
|  | Base Unit: | LS
Updated: Inventory Cost Sheet_2015-06-01
Item | Inventory Number | Item | Hrs\Qty | Rate | Total | Notes | Description | RATE | CREW On-Site
1 | 125114000 | GRAVEL 1 1/4 | 5 | 15.6692 | 78.3458 |  | 1MEXTRA 1 MAN EXTRA (Man Pipe Laying) | 68 | 0
2 | COLD MIX | ASPHALT & COLD MIX DISPOSAL | 10 | 5 | 50 | O | 1MTRCK 1 MAN & TRUCK (Srvce Vehicle) | 120 | 0
3 | ASPHALTDIS | SAW CUT ASPHALT | 60 | 4 | 240 | O | 2MTRCK 2 MEN & TRUCK (Hvy Duty Vehicle, Dump Trck, Pressure Testing) | 145 | 2
4 | ASPHALTRSTR | ASPHALT RESTORE | 120 | 5.5 | 660 | O | 1MDMP 1 MAN & DUMP TRUCK | 120 | 0
5 | COLD MIX | COLD MIX | 1 | 150 | 150 | O | 1MBCK 1 MAN & BACKHOE (Compacting, Backfilling & Trenching) | 120 | 1
6 | STEELPLT | STEEL PLATE | 1 | 50 | 50 |  | 1MBOOM 1 MAN & BOOM TRUCK | 120 | 0
7 | CDF | CDF BACK FILL | 6 | 60 | 360 |  | 1MVAC 1 MAN & VAC TRUCK | 120 | 0
8 | FLAGGING | FLAGGING | 10 | 75 | 750 |  | CPREPEOD CONST CREW AM-PREP (1-hr) / PM-End of Day (30-Min) | 65
9 |  |  |  |  | 0 |  | FLAGGING Outside Contractor | 200
10 | LABOR: |  |  |  | 0
11 | 2MTRCK | 2 MEN & TRUCK (CUT ASPHALT) | 4 | 145 | 580
12 | 1MBCK | 1 MAN & BACKHOE | 10 | 120 | 1200
13 | 2MTRCK | 2 MEN & TRUCK | 20 | 145 | 2900
14 |  |  |  |  | 0 |  | # Men On-Site | 3
15 |  |  |  |  | 0 |  | # Total Hours | 0
16 |  |  |  |  | 0 |  | Estimated Crew Prep Time (AM/PM) [1.5/8*# Total Hours On-Site] | 0
17 |  |  |  |  | 0 |  | Estimated Hours Required Per Item
18 |  |  |  |  | 0
19 |  |  |  |  | 0
20 |  |  |  |  | 0
|  |  | Sub Total |  | 7018.3458 |  | SUMMARY | Qty | Total
[5 empty] | 0 |  | Materials | 0 | 128.3458
|  |  | Total |  | 7018.3458 |  | Labor |  | 0
[7 empty] | Outside Contract |  | 0
128.3458

## 10
DESCRIPTION: |  | Water Quality Testing (Samples & Pressure Testing)
|  | Total Unit Cost For This Sheet: | 1264
|  | Total Number of Units Required: | 1
|  | Base Unit: | EA
Updated: Inventory Cost Sheet_2015-06-01
Item | Inventory Number | Item | Hrs\Qty | Rate | Total | Notes | Description | RATE | CREW On-Site
1 | BAC-T | BAC-T SAMPLE_LAB FEE | 3 | 14.5 | 43.5 |  | 1MEXTRA 1 MAN EXTRA (Man Pipe Laying) | 68 | 0
2 | IOC | IOC SAMPLE_LAB FEE | 0 | 275 | 0 |  | 1MTRCK 1 MAN & TRUCK (Srvce Vehicle) | 120 | 1
3 | VOC | VOC SAMPLE_LAB FEE | 0 | 195 | 0 |  | 2MTRCK 2 MEN & TRUCK (Hvy Duty Vehicle, Dump Trck, Pressure Testing) | 145 | 2
4 | RADIO | RADIONUCLIDES SAMPLE_LAB FEE | 0 | 315 | 0 |  | 1MDMP 1 MAN & DUMP TRUCK | 120 | 0
5 |  |  |  |  | 0 |  | 1MBCK 1 MAN & BACKHOE (Compacting, Backfilling & Trenching) | 120 | 0
6 |  |  |  |  | 0 |  | 1MBOOM 1 MAN & BOOM TRUCK | 120 | 0
7 |  |  |  |  | 0 |  | 1MVAC 1 MAN & VAC TRUCK | 120 | 0
8 |  |  |  |  | 0 |  | CPREPEOD CONST CREW AM-PREP (1-hr) / PM-End of Day (30-Min) | 65
9 | LABOR: |  |  |  | 0 |  | FLAGGING Outside Contractor | 200
10 | 1MTRCK | 1 MAN & TRUCK (Srvce Vehicle) | 0.5 | 120 | 60
11 | 2MTRCK | 2 MEN & TRUCK (Pressure Testing) | 8 | 145 | 1160
12 |  |  |  |  | 0
13 |  |  |  |  | 0
14 |  |  |  |  | 0 |  | # Men On-Site | 3
15 |  |  |  |  | 0 |  | # Total Hours | 0
16 |  |  |  |  | 0 |  | Estimated Crew Prep Time (AM/PM) [1.5/8*# Total Hours On-Site] | 0
17 |  |  |  |  | 0 |  | Estimated Hours Required Per Item
18 |  |  |  |  | 0
19 |  |  |  |  | 0
20 |  |  |  |  | 0
|  |  | Sub Total |  | 1263.5 |  | SUMMARY | Qty | Total
[5 empty] | 0 |  | Materials | 0 | 0
|  |  | Total |  | 1263.5 |  | Labor |  | 0
[7 empty] | Outside Contract |  | 43.5
43.5

## 11
DESCRIPTION: |  | Vacuum Breaker
|  | Total Unit Cost For This Sheet: | 2271
|  | Total Number of Units Required: | 0
|  | Base Unit: | EA
Updated: Inventory Cost Sheet_2015-06-01
Item | Inventory Number | Item | Hrs\Qty | Rate | Total | Notes | Description | RATE | CREW On-Site
1 | 40200282 | 2" THREADED GATE AWWA | 1 | 356.8648 | 356.8648 |  | 1MEXTRA 1 MAN EXTRA (Man Pipe Laying) | 68 | 0
2 | 30800183 | 8 x 2 TAPPING SADDLE | 1 | 135.7379 | 135.7379 |  | 1MTRCK 1 MAN & TRUCK (Srvce Vehicle) | 120 | 0
3 | 60600081 | 18" VALVE BOX RISER w/LID | 1 | 56.6063 | 56.6063 |  | 2MTRCK 2 MEN & TRUCK (Hvy Duty Vehicle, Dump Trck, Pressure Testing) | 145 | 2
4 | 60600082 | VALVE BOX BOTTOM CI | 1 | 34.5468 | 34.5468 |  | 1MDMP 1 MAN & DUMP TRUCK | 120 | 0
5 | 20200130 | 2 x 6 GALV NIPPLE | 7 | 5.5273 | 38.6914 |  | 1MBCK 1 MAN & BACKHOE (Compacting, Backfilling & Trenching) | 120 | 1
6 | 40200312 | 2" AIR/VAC VALVE, ARI #D-040 | 1 | 415.6971 | 415.6971 |  | 1MBOOM 1 MAN & BOOM TRUCK | 120 | 0
7 | 20200140 | 2" GALVANIZED PIPE | 7 | 4.1695 | 29.1864 |  | 1MVAC 1 MAN & VAC TRUCK | 120 | 0
8 | 20200090 | 2" GALV 90 ELBOW | 4 | 9.1692 | 36.6766 |  | CPREPEOD CONST CREW AM-PREP (1-hr) / PM-End of Day (30-Min) | 65
9 | 10200020 | 2" PVC ADAPTOR FIP | 2 | 2.219 | 4.4379 |  | FLAGGING Outside Contractor | 200
10 | 20200180 | 2" GALV 180 ELBOW | 1 | 87.9828 | 87.9828
11 | 40200271 | 2" ENVIRO STRAINER-NO LEAD | 1 | 57.915 | 57.915
12 | 20200060 | 2" GALV CAP | 1 | 4.68 | 4.68
13 | 20200191 | 2" GALV REDUCING TEE | 2 | 12.0002 | 24.0003
14 | 40034220 | 3/4" ANGLE STOP VALVE-NO LEAD | 1 | 41.0519 | 41.0519 |  | # Men On-Site | 3
15 | 20034135 | 3/4 x 18 GALV NIPPLE | 2 | 8.307 | 16.614 |  | # Total Hours | 0
16 | 20034130 | 3/4 x 6 GALV NIPPLE | 1 | 2.366 | 2.366 |  | Estimated Crew Prep Time (AM/PM) [1.5/8*# Total Hours On-Site] | 0
17 | 20034090 | 3/4" GALV 90 ELBOW | 1 | 1.6917 | 1.6917 |  | Estimated Hours Required Per Item
18 | 100102070 | EXTRA LG METER BOX LID, STD | 1 | 253.188 | 253.188
19 | 20112130 | 1 1/2 x 6 GALV NIPPLE | 3 | 5.967 | 17.901
20 | 20112090 | 1-1/2" GALV 90 ELBOW | 1 | 9.737 | 9.737
21 | 20112200 | 1-1/2" GALV UNION | 1 | 12.6929 | 12.6929 |  | SUMMARY | Qty | Total
22 | 60600083 | CONCRETE VALVE BOX MARKER | 1 | 33.3996 | 33.3996 |  | Materials | 0 | 0
23 | 10200141 | 2" PVC PIPE, CL 200 | 20 | 0.90506 | 18.1012 |  | Labor |  | 0
24 | 125004816 | BLOCKS 2/8 4/8 4/16 - AVG | 3 | 8.5045 | 25.5134 |  | Outside Contract |  | 0
25 |  |  |  |  | 0 |  |  |  | 0
26 | 2MTRCK | 2 MEN & TRUCK | 3 | 145 | 435
27 | 1MBCK | 1 MAN & BACKHOE | 1 | 120 | 120
28 |  |  |  |  | 0
29
30
|  |  | Sub Total |  | 2270.2803
0
|  |  | Total |  | 2270.2803

## 12
Description: |  | Single Service on 2 1/2"
|  | Total Unit Cost For This Sheet: | 261
|  | Total Number of Units Required: | 2
|  | Base Unit: | EA
Updated: Inventory Cost Sheet_2015-06-01
Item | Inventory Number | Item | Hrs\Qty | Rate | Total | Notes | Description | RATE | CREW On-Site
1 | 10212192 | 2-1/2" PVC REDUCING TEE SLxTH | 1 | 6.955 | 6.955 |  | 1MEXTRA 1 MAN EXTRA (Man Pipe Laying) | 68 | 0
2 | 40101255 | 1" CORP STOP x PAC JT-NO LEAD | 1 | 88.829 | 88.829 |  | 1MTRCK 1 MAN & TRUCK (Srvce Vehicle) | 120 | 0
3 | 60100012 | 1" CL 200 POLY PIPE | 20 | 0.69186 | 13.8372 |  | 2MTRCK 2 MEN & TRUCK (Hvy Duty Vehicle, Dump Trck, Pressure Testing) | 145 | 2
4 | 80034045 | 3/4" BRASS 45 ELBOW | 1 | 3.1316 | 3.1316 |  | 1MDMP 1 MAN & DUMP TRUCK | 120 | 0
5 | 80034130 | 3/4" x 6" BRASS NIPPLE | 1 | 9.035 | 9.035 |  | 1MBCK 1 MAN & BACKHOE (Compacting, Backfilling & Trenching) | 120 | 1
6 | 60034021 | 1" X 3/4" PJ x MIPT POLY ADAPT | 1 | 42.952 | 42.952 |  | 1MBOOM 1 MAN & BOOM TRUCK | 120 | 0
7 |  |  |  |  | 0 |  | 1MVAC 1 MAN & VAC TRUCK | 120 | 0
8 |  |  |  |  | 0 |  | CPREPEOD CONST CREW AM-PREP (1-hr) / PM-End of Day (30-Min) | 65
9 |  |  |  |  | 0 |  | FLAGGING Outside Contractor | 200
10 | 1MBCK | 1 MAN & BACKHOE | 0.5 | 120 | 60
11 | 2MTRCK | 2 MEN & TRUCK | 0.25 | 145 | 36.25
12 |  |  |  |  | 0
13 |  |  |  |  | 0
14 |  |  |  |  | 0 |  | # Men On-Site | 3
15 |  |  |  |  | 0 |  | # Total Hours | 0
16 |  |  |  |  | 0 |  | Estimated Crew Prep Time (AM/PM) [1.5/8*# Total Hours On-Site] | 0
17 |  |  |  |  | 0 |  | Estimated Hours Required Per Item
18 |  |  |  |  | 0
19 |  |  |  |  | 0
20 |  |  |  |  | 0
|  |  | Sub Total |  | 260.9898 |  | SUMMARY | Qty | Total
[5 empty] | 0 |  | Materials | 50 | 329.4795
|  |  | Total |  | 260.9898 |  | Labor |  | 192.5
[7 empty] | Outside Contract |  | 0
521.9795

## 13
Description: |  | Double Service on 2 1/2"
|  | Total Unit Cost For This Sheet: | 511
|  | Total Number of Units Required: | 6
|  | Base Unit: | EA
Updated: Inventory Cost Sheet_2015-06-01
Item | Inventory Number | Item | Hrs\Qty | Rate | Total | Notes | Description | RATE | CREW On-Site
1 | 60100021 | 1" PJ x MIPT POLY ADAPTOR-NO L | 2 | 33.05 | 66.1001 |  | 1MEXTRA 1 MAN EXTRA (Man Pipe Laying) | 68 | 0
2 | 60100012 | 1" CL 200 POLY PIPE | 15 | 0.69186 | 10.3779 |  | 1MTRCK 1 MAN & TRUCK (Srvce Vehicle) | 120 | 0
3 | 20100191 | 1" GALV REDUCING TEE | 1 | 4.316 | 4.316 |  | 2MTRCK 2 MEN & TRUCK (Hvy Duty Vehicle, Dump Trck, Pressure Testing) | 145 | 2
4 | 20034135 | 3/4 x 18 GALV NIPPLE | 2 | 8.307 | 16.614 |  | 1MDMP 1 MAN & DUMP TRUCK | 120 | 0
5 | 40034220 | 3/4" ANGLE STOP VALVE-NO LEAD | 2 | 41.0519 | 82.1038 |  | 1MBCK 1 MAN & BACKHOE (Compacting, Backfilling & Trenching) | 120 | 1
6 | 100034060 | RES METER BOX, STD w/LID | 2 | 43.8679 | 87.7357 |  | 1MBOOM 1 MAN & BOOM TRUCK | 120 | 0
7 | 20034134 | 3/4 x 12 GALV NIPPLE | 2 | 5.6802 | 11.3604 |  | 1MVAC 1 MAN & VAC TRUCK | 120 | 0
8 | 30800181 | 8 x 1 TAPPING SADDLE | 2 | 69.7009 | 139.4019 |  | CPREPEOD CONST CREW AM-PREP (1-hr) / PM-End of Day (30-Min) | 65
9 | [6 empty] | FLAGGING Outside Contractor | 200
10
11
12 | 2MTRCK | 2 MEN & TRUCK | 0.35 | 145 | 50.75
13 | 1MBCK | 1 MAN & BACKHOE | 0.35 | 120 | 42
14 |  |  |  |  | 0 |  | # Men On-Site | 3
15 |  |  |  |  | 0 |  | # Total Hours | 4.2
16 |  |  |  |  | 0 |  | Estimated Crew Prep Time (AM/PM) [1.5/8*# Total Hours On-Site] | 0.7875
17 |  |  |  |  | 0 |  | Estimated Hours Required Per Item
18 |  |  |  |  | 0
19 |  |  |  |  | 0
20 |  |  |  |  | 0
|  |  | Sub Total |  | 510.7598 |  | SUMMARY | Qty | Total
[5 empty] | 0 |  | Materials | 168 | 2508.0588
|  |  | Total |  | 510.7598 |  | Labor |  | 556.5
[7 empty] | Outside Contract |  | 0
3064.5588

## 14
Description: |  | Blow Off
|  | Total Unit Cost For This Sheet: | 849
|  | Total Number of Units Required: | 1
|  | Base Unit: | EA
Updated: Inventory Cost Sheet_2015-06-01
Item | Inventory Number | Item | Hrs\Qty | Rate | Total | Notes | Description | RATE | CREW On-Site
1 | 40200282 | 2" THREADED GATE AWWA | 1 | 356.8648 | 356.8648 |  | 1MEXTRA 1 MAN EXTRA (Man Pipe Laying) | 68 | 0
2 | 30800183 | 8 x 2 TAPPING SADDLE | 1 | 135.7379 | 135.7379 |  | 1MTRCK 1 MAN & TRUCK (Srvce Vehicle) | 120 | 0
3 | 60600081 | 18" VALVE BOX RISER w/LID | 1 | 56.6063 | 56.6063 |  | 2MTRCK 2 MEN & TRUCK (Hvy Duty Vehicle, Dump Trck, Pressure Testing) | 145 | 2
4 | 60600082 | VALVE BOX BOTTOM CI | 1 | 34.5468 | 34.5468 |  | 1MDMP 1 MAN & DUMP TRUCK | 120 | 0
5 | 20200130 | 2 x 6 GALV NIPPLE | 4 | 5.5273 | 22.1094 |  | 1MBCK 1 MAN & BACKHOE (Compacting, Backfilling & Trenching) | 120 | 1
6 | 20200140 | 2" GALVANIZED PIPE | 6 | 4.1695 | 25.0169 |  | 1MBOOM 1 MAN & BOOM TRUCK | 120 | 0
7 | 20200090 | 2" GALV 90 ELBOW | 4 | 9.1692 | 36.6766 |  | 1MVAC 1 MAN & VAC TRUCK | 120 | 0
8 | 10200020 | 2" PVC ADAPTOR FIP | 2 | 2.219 | 4.4379 |  | CPREPEOD CONST CREW AM-PREP (1-hr) / PM-End of Day (30-Min) | 65
9 | 10200141 | 2" PVC PIPE, CL 200 | 20 | 0.90506 | 18.1012 |  | FLAGGING Outside Contractor | 200
10 | 125004816 | BLOCKS 2/8 4/8 4/16 - AVG | 3 | 8.5045 | 25.5134
11
12 | 2MTRCK | 2 MEN & TRUCK | 0.5 | 145 | 72.5
13 | 1MBCK | 1 MAN & BACKHOE | 0.5 | 120 | 60
14 |  |  |  |  | 0 |  | # Men On-Site | 3
15 |  |  |  |  | 0 |  | # Total Hours | 0.5
16 |  |  |  |  | 0 |  | Estimated Crew Prep Time (AM/PM) [1.5/8*# Total Hours On-Site] | 0.09375
17 |  |  |  |  | 0 |  | Estimated Hours Required Per Item
18 |  |  |  |  | 0
19 |  |  |  |  | 0
20 |  |  |  |  | 0
|  |  | Sub Total |  | 848.1114 |  | SUMMARY | Qty | Total
[5 empty] | 0 |  | Materials | 43 | 715.6114
|  |  | Total |  | 848.1114 |  | Labor |  | 132.5
[7 empty] | Outside Contract |  | 0
848.1114

## 15
Description: |  | Intertie to Existing Mains
|  | Total Unit Cost For This Sheet: | 3310
|  | Total Number of Units Required: | 2
|  | Base Unit: | EA
Updated: Inventory Cost Sheet_2015-06-01
Item | Inventory Number | Item | Hrs\Qty | Rate | Total | Notes | Description | RATE | CREW On-Site
1 | 30806192 | 8 x 6 TAPPING SLEEVE | 1 | 714.337 | 714.337 |  | 1MEXTRA 1 MAN EXTRA (Man Pipe Laying) | 68 | 0
2 | 30600029 | 6" MEGALUG PK/KIT (PVC) | 1 | 67.1551 | 67.1551 |  | 1MTRCK 1 MAN & TRUCK (Srvce Vehicle) | 120 | 0
3 | 40600285 | 6" MJ x FLG GATE VALVE | 1 | 691.5102 | 691.5102 |  | 2MTRCK 2 MEN & TRUCK (Hvy Duty Vehicle, Dump Trck, Pressure Testing) | 145 | 2
4 | 60600081 | 18" VALVE BOX RISER w/LID | 1 | 56.6063 | 56.6063 |  | 1MDMP 1 MAN & DUMP TRUCK | 120 | 0
5 | 60600082 | VALVE BOX BOTTOM CI | 1 | 34.5468 | 34.5468 |  | 1MBCK 1 MAN & BACKHOE (Compacting, Backfilling & Trenching) | 120 | 1
6 |  | #N/A |  |  | 0 |  | 1MBOOM 1 MAN & BOOM TRUCK | 120 | 0
7 | 125034000 | GRAVEL 3/4 | 10 | 15.5315 | 155.3149 |  | 1MVAC 1 MAN & VAC TRUCK | 120 | 0
8 |  | #N/A | 1 |  | 0 |  | CPREPEOD CONST CREW AM-PREP (1-hr) / PM-End of Day (30-Min) | 65
9 |  | #N/A | 1 |  | 0 |  | FLAGGING Outside Contractor | 200
10
11
12 | 2MTRCK | 2 MEN & TRUCK | 6 | 145 | 870
13 | 1MBCK | 1 MAN & BACKHOE | 6 | 120 | 720
14 |  |  |  |  | 0 |  | # Men On-Site | 3
15 |  |  |  |  | 0 |  | # Total Hours | 12
16 |  |  |  |  | 0 |  | Estimated Crew Prep Time (AM/PM) [1.5/8*# Total Hours On-Site] | 2.25 | 146.25 | 4.5
17 |  |  |  |  | 0 |  | Estimated Hours Required Per Item
18 |  |  |  |  | 0
19 |  |  |  |  | 0
20 |  |  |  |  | 0
|  |  | Sub Total |  | 3309.4703 |  | SUMMARY | Qty | Total
[5 empty] | 0 |  | Materials | 34 | 3438.9407
|  |  | Total |  | 3309.4703 |  | Labor |  | 3180
[7 empty] | Outside Contract |  | 0
6618.9407

## 16
Description: |  | UNLABELED
|  | Total Unit Cost For This Sheet: | 0
|  | Total Number of Units Required: | 0
|  | Base Unit: | EA
Updated: Inventory Cost Sheet_2015-06-01
Item | Inventory Number | Item | Hrs\Qty | Rate | Total | Notes | Description | RATE | CREW On-Site
1 |  |  |  |  | 0 |  | 1MEXTRA 1 MAN EXTRA (Man Pipe Laying) | 68 | 0
2 |  |  |  |  | 0 |  | 1MTRCK 1 MAN & TRUCK (Srvce Vehicle) | 120 | 0
3 |  |  |  |  | 0 |  | 2MTRCK 2 MEN & TRUCK (Hvy Duty Vehicle, Dump Trck, Pressure Testing) | 145 | 0
4 |  |  |  |  | 0 |  | 1MDMP 1 MAN & DUMP TRUCK | 120 | 0
5 |  |  |  |  | 0 |  | 1MBCK 1 MAN & BACKHOE (Compacting, Backfilling & Trenching) | 120 | 0
6 |  |  |  |  | 0 |  | 1MBOOM 1 MAN & BOOM TRUCK | 120 | 0
7 |  |  |  |  | 0 |  | 1MVAC 1 MAN & VAC TRUCK | 120 | 0
8 |  |  |  |  | 0 |  | CPREPEOD CONST CREW AM-PREP (1-hr) / PM-End of Day (30-Min) | 65
9 |  |  |  |  | 0 |  | FLAGGING Outside Contractor | 200
10 |  |  |  |  | 0
11 |  |  |  |  | 0
12 |  |  |  |  | 0
13 |  |  |  |  | 0
14 |  |  |  |  | 0 |  | # Men On-Site | 0
15 |  |  |  |  | 0 |  | # Total Hours | 0
16 |  |  |  |  | 0 |  | Estimated Crew Prep Time (AM/PM) [1.5/8*# Total Hours On-Site] | 0
17 |  |  |  |  | 0 |  | Estimated Hours Required Per Item
18 |  |  |  |  | 0
19 |  |  |  |  | 0
20 |  |  |  |  | 0
|  |  | Sub Total |  | 0 |  | SUMMARY | Qty | Total
[5 empty] | 0 |  | Materials | 0 | 0
|  |  | Total |  | 0 |  | Labor |  | 0
[7 empty] | Outside Contract |  | 0
0

## 17
Description: |  | Electrical Service Improvements
|  | Total Unit Cost For This Sheet: | 0
|  | Total Number of Units Required: | 0
|  | Base Unit: | EA
Updated: Inventory Cost Sheet_2015-06-01
Item | Inventory Number | Item | Hrs\Qty | Rate | Total | Notes | Description | RATE | CREW On-Site
1 |  |  |  |  | 0 |  | 1MEXTRA 1 MAN EXTRA (Man Pipe Laying) | 68 | 0
2 |  |  |  |  | 0 |  | 1MTRCK 1 MAN & TRUCK (Srvce Vehicle) | 120 | 0
3 |  |  |  |  | 0 |  | 2MTRCK 2 MEN & TRUCK (Hvy Duty Vehicle, Dump Trck, Pressure Testing) | 145 | 0
4 |  |  |  |  | 0 |  | 1MDMP 1 MAN & DUMP TRUCK | 120 | 0
5 |  |  |  |  | 0 |  | 1MBCK 1 MAN & BACKHOE (Compacting, Backfilling & Trenching) | 120 | 0
6 |  |  |  |  | 0 |  | 1MBOOM 1 MAN & BOOM TRUCK | 120 | 0
7 |  |  |  |  | 0 |  | 1MVAC 1 MAN & VAC TRUCK | 120 | 0
8 |  |  |  |  | 0 |  | CPREPEOD CONST CREW AM-PREP (1-hr) / PM-End of Day (30-Min) | 65
9 |  |  |  |  | 0 |  | FLAGGING Outside Contractor | 200
10 |  |  |  |  | 0
11 |  |  |  |  | 0
12 |  |  |  |  | 0
13 |  |  |  |  | 0
14 |  |  |  |  | 0 |  | # Men On-Site | 0
15 |  |  |  |  | 0 |  | # Total Hours | 0
16 |  |  |  |  | 0 |  | Estimated Crew Prep Time (AM/PM) [1.5/8*# Total Hours On-Site] | 0
17 |  |  |  |  | 0 |  | Estimated Hours Required Per Item
18 |  |  |  |  | 0
19 |  |  |  |  | 0
20 |  |  |  |  | 0
|  |  | Sub Total |  | 0 |  | SUMMARY | Qty | Total
[5 empty] | 0 |  | Materials | 0 | 0
|  |  | Total |  | 0 |  | Labor |  | 0
[7 empty] | Outside Contract |  | 0
0

## 18
Description: |  | Water System Plan Update
|  | Total Unit Cost For This Sheet: | 0
|  | Total Number of Units Required: | 0
|  | Base Unit: | EA
Updated: Inventory Cost Sheet_2015-06-01
Item | Inventory Number | Item | Hrs\Qty | Rate | Total | Notes | Description | RATE | CREW On-Site
1 |  |  |  |  | 0 |  | 1MEXTRA 1 MAN EXTRA (Man Pipe Laying) | 68 | 0
2 |  |  |  |  | 0 |  | 1MTRCK 1 MAN & TRUCK (Srvce Vehicle) | 120 | 0
3 |  |  |  |  | 0 |  | 2MTRCK 2 MEN & TRUCK (Hvy Duty Vehicle, Dump Trck, Pressure Testing) | 145 | 0
4 |  |  |  |  | 0 |  | 1MDMP 1 MAN & DUMP TRUCK | 120 | 0
5 |  |  |  |  | 0 |  | 1MBCK 1 MAN & BACKHOE (Compacting, Backfilling & Trenching) | 120 | 0
6 |  |  |  |  | 0 |  | 1MBOOM 1 MAN & BOOM TRUCK | 120 | 0
7 |  |  |  |  | 0 |  | 1MVAC 1 MAN & VAC TRUCK | 120 | 0
8 |  |  |  |  | 0 |  | CPREPEOD CONST CREW AM-PREP (1-hr) / PM-End of Day (30-Min) | 65
9 |  |  |  |  | 0 |  | FLAGGING Outside Contractor | 200
10 |  |  |  |  | 0
11 |  |  |  |  | 0
12 |  |  |  |  | 0
13 |  |  |  |  | 0
14 |  |  |  |  | 0 |  | # Men On-Site | 0
15 |  |  |  |  | 0 |  | # Total Hours | 0
16 |  |  |  |  | 0 |  | Estimated Crew Prep Time (AM/PM) [1.5/8*# Total Hours On-Site] | 0
17 |  |  |  |  | 0 |  | Estimated Hours Required Per Item
18 |  |  |  |  | 0
19 |  |  |  |  | 0
20 |  |  |  |  | 0
|  |  | Sub Total |  | 0 |  | SUMMARY | Qty | Total
[5 empty] | 0 |  | Materials | 0 | 0
|  |  | Total |  | 0 |  | Labor |  | 0
[7 empty] | Outside Contract |  | 0
0

## 19
Description: |  | UNLABELED
|  | Total Unit Cost For This Sheet: | 0
|  | Total Number of Units Required: | 0
|  | Base Unit: | EA
Updated: Inventory Cost Sheet_2015-06-01
Item | Inventory Number | Item | Hrs\Qty | Rate | Total | Notes | Description | RATE | CREW On-Site
1 |  |  |  |  | 0 |  | 1MEXTRA 1 MAN EXTRA (Man Pipe Laying) | 68 | 0
2 |  |  |  |  | 0 |  | 1MTRCK 1 MAN & TRUCK (Srvce Vehicle) | 120 | 0
3 |  |  |  |  | 0 |  | 2MTRCK 2 MEN & TRUCK (Hvy Duty Vehicle, Dump Trck, Pressure Testing) | 145 | 0
4 |  |  |  |  | 0 |  | 1MDMP 1 MAN & DUMP TRUCK | 120 | 0
5 |  |  |  |  | 0 |  | 1MBCK 1 MAN & BACKHOE (Compacting, Backfilling & Trenching) | 120 | 0
6 |  |  |  |  | 0 |  | 1MBOOM 1 MAN & BOOM TRUCK | 120 | 0
7 |  |  |  |  | 0 |  | 1MVAC 1 MAN & VAC TRUCK | 120 | 0
8 |  |  |  |  | 0 |  | CPREPEOD CONST CREW AM-PREP (1-hr) / PM-End of Day (30-Min) | 65
9 |  |  |  |  | 0 |  | FLAGGING Outside Contractor | 200
10 |  |  |  |  | 0
11 |  |  |  |  | 0
12 |  |  |  |  | 0
13 |  |  |  |  | 0
14 |  |  |  |  | 0 |  | # Men On-Site | 0
15 |  |  |  |  | 0 |  | # Total Hours | 0
16 |  |  |  |  | 0 |  | Estimated Crew Prep Time (AM/PM) [1.5/8*# Total Hours On-Site] | 0
17 |  |  |  |  | 0 |  | Estimated Hours Required Per Item
18 |  |  |  |  | 0
19 |  |  |  |  | 0
20 |  |  | Sub Total |  | 0
[5 empty] | 0 |  | SUMMARY | Qty | Total
|  |  | Total |  | 0 |  | Materials | 0 | 0
[7 empty] | Labor |  | 0
[7 empty] | Outside Contract |  | 0
0

## 20
Description: |  | Hot Tap 8" Water Main with Fire Hydrant
|  | Total Unit Cost For This Sheet: | 4453
|  | Total Number of Units Required: | 0
|  | Base Unit: | EA
Updated: Inventory Cost Sheet_2015-06-01
Item | Inventory Number | Item | Hrs\Qty | Rate | Total | Notes | Description | RATE | CREW On-Site
1 | 30806192 | 8 x 6 TAPPING SLEEVE | 1 | 714.337 | 714.337 |  | 1MEXTRA 1 MAN EXTRA (Man Pipe Laying) | 68 | 0
2 | 40600285 | 6" MJ x FLG GATE VALVE | 1 | 691.5102 | 691.5102 |  | 1MTRCK 1 MAN & TRUCK (Srvce Vehicle) | 120 | 0
3 | 30600030 | 6" FLG BOLT & GSKT KIT | 1 | 17.199 | 17.199 |  | 2MTRCK 2 MEN & TRUCK (Hvy Duty Vehicle, Dump Trck, Pressure Testing) | 145 | 0
4 | 30600141 | 6" DUCTILE IRON PIPE | 6 | 26.5268 | 159.1606 |  | 1MDMP 1 MAN & DUMP TRUCK | 120 | 0
5 | 30600028 | 6" MEGALUG PK/KIT (DI) | 2 | 57.9127 | 115.8253 |  | 1MBCK 1 MAN & BACKHOE (Compacting, Backfilling & Trenching) | 120 | 0
6 | 60600033 | 6" MJ HYDRANT | 1 | 2427.724 | 2427.724 |  | 1MBOOM 1 MAN & BOOM TRUCK | 120 | 0
7 | 60500031 | 5" HYDRANT STORZ ADPTR w/CAP | 1 | 193.57 | 193.57 |  | 1MVAC 1 MAN & VAC TRUCK | 120 | 0
8 | 60600081 | 18" VALVE BOX RISER w/LID | 1 | 56.6063 | 56.6063 |  | CPREPEOD CONST CREW AM-PREP (1-hr) / PM-End of Day (30-Min) | 65
9 | 60600082 | VALVE BOX BOTTOM CI | 1 | 34.5468 | 34.5468 |  | FLAGGING Outside Contractor | 200
10 | 125114000 | GRAVEL 1 1/4 | 0.5 | 15.6692 | 7.8346
11 | 125004816 | BLOCKS 2/8 4/8 4/16 - AVG | 4 | 8.5045 | 34.0179
12 |  |  |  |  | 0
13 |  |  |  |  | 0
14 |  |  |  |  | 0 |  | # Men On-Site | 0
15 |  |  |  |  | 0 |  | # Total Hours | 0
16 |  |  |  |  | 0 |  | Estimated Crew Prep Time (AM/PM) [1.5/8*# Total Hours On-Site] | 0
17 |  |  |  |  | 0 |  | Estimated Hours Required Per Item
18 |  |  |  |  | 0
19 |  |  |  |  | 0
20 |  |  |  |  | 0
|  |  | Sub Total |  | 4452.3316 |  | SUMMARY | Qty | Total
[5 empty] | 0 |  | Materials | 0 | 0
|  |  | Total |  | 4452.3316 |  | Labor |  | 0
Outside Contract
0

## 21
Description: |  | Mobilization
|  | Total Unit Cost For This Sheet: | 2044
|  | Total Number of Units Required: | 1
|  | Base Unit: | EA
Updated: Inventory Cost Sheet_2015-06-01
Item | Inventory Number | Item | Hrs\Qty | Rate | Total | Notes | Description | RATE | CREW On-Site
1 |  | Number of Days on Site | 56.3625 |  | 0 |  | 1MEXTRA 1 MAN EXTRA (Man Pipe Laying) | 68 | 1
2 | CPREPEOD | Number of Prep-Hours on Site | 31.4437 | 65 | 2043.8437 |  | 1MTRCK 1 MAN & TRUCK (Srvce Vehicle) | 120 | 1
3 |  |  |  |  | 0 |  | 2MTRCK 2 MEN & TRUCK (Hvy Duty Vehicle, Dump Trck, Pressure Testing) | 145 | 2
4 | Total Hours from Labor Table: | [5 empty] | 1MDMP 1 MAN & DUMP TRUCK | 120 | 1
5 | 1MEXTRA | 1 MAN EXTRA (Man Pipe Laying) | 0 |  |  |  | 1MBCK 1 MAN & BACKHOE (Compacting, Backfilling & Trenching) | 120 | 1
6 | 1MTRCK | 1 MAN & TRUCK (Srvce Vehicle) | 3.2625 |  |  |  | 1MBOOM 1 MAN & BOOM TRUCK | 120 | 1
7 | 2MTRCK | 2 MEN & TRUCK (Hvy Duty Vehicle, Dump Trck, Pressure Testing) | 12.8333 |  |  |  | 1MVAC 1 MAN & VAC TRUCK | 120 | 0
8 | 1MDMP | 1 MAN & DUMP TRUCK | 0 |  |  |  | CPREPEOD CONST CREW AM-PREP (1-hr) / PM-End of Day (30-Min) | 65
9 | 1MBCK | 1 MAN & BACKHOE (Compacting, Backfilling & Trenching) | 15.3479 |  |  |  | FLAGGING Outside Contractor | 200
10 | 1MBOOM | 1 MAN & BOOM TRUCK | 0
11 | 1MVAC | 1 MAN & VAC TRUCK | 0
12 |  |  | `
13
14 | [6 empty] | # Men On-Site | 7
15 | [6 empty] | # Total Hours | 15.3479
16 | [6 empty] | Estimated Crew Prep Time (AM/PM) [1.5/8*# Total Hours On-Site] | 2.8777
17 | [6 empty] | Estimated Hours Required Per Item
18
19
20
|  |  | Sub Total |  | 2043.8437 |  | SUMMARY | Qty | Total
[5 empty] | 0 |  | Materials
|  |  | Total |  | 2043.8437 |  | Labor | 31.4437 | 2043.8437
[7 empty] | Outside Contract |  | 0
2043.8437

## INVENTORY ($)
Description: |  | INVENTORY
|  | Total Costs For This Sheet: | #N/A
|  | Total Number of Units Required: | 1
|  | Base Unit: | Total
Updated: Inventory Cost Sheet_2013-10-04
|  |  |  | Total Materials | DO NOT DELETE CALCULATES TOTAL MATERIALS COSTS
| Item | Descr |  |  | 1 | 2 | 3 | 4 | 5 | 6 | 7 | 8 | 9 | 10 | 11 | 12 | 13 | 14 | 15 | 16 | 17 | 18 | 19 | 20 | 21
| 10012020 | 1/2" PVC ADAPTOR FIP |  | 0 | 0 | 0 | 0 | 0 | 0 | 0 | 0 | 0 | 0 | 0 | 0 | 0 | 0 | 0 | 0 | 0 | 0 | 0 | 0 | 0 | 0
| 10012021 | 1/2" PVC ADAPTOR MIP |  | 0 | 0 | 0 | 0 | 0 | 0 | 0 | 0 | 0 | 0 | 0 | 0 | 0 | 0 | 0 | 0 | 0 | 0 | 0 | 0 | 0 | 0
| 10012045 | 1/2" PVC ELBOW 45, SL x SL |  | 0 | 0 | 0 | 0 | 0 | 0 | 0 | 0 | 0 | 0 | 0 | 0 | 0 | 0 | 0 | 0 | 0 | 0 | 0 | 0 | 0 | 0
| 10012051 | 1/2" PVC BUSHING SL x TH |  | 0 | 0 | 0 | 0 | 0 | 0 | 0 | 0 | 0 | 0 | 0 | 0 | 0 | 0 | 0 | 0 | 0 | 0 | 0 | 0 | 0 | 0
| 10012060 | 1/2" PVC CAP SL |  | 0 | 0 | 0 | 0 | 0 | 0 | 0 | 0 | 0 | 0 | 0 | 0 | 0 | 0 | 0 | 0 | 0 | 0 | 0 | 0 | 0 | 0
| 10012070 | 1/2" PVC COUPLING, SL x SL |  | 0 | 0 | 0 | 0 | 0 | 0 | 0 | 0 | 0 | 0 | 0 | 0 | 0 | 0 | 0 | 0 | 0 | 0 | 0 | 0 | 0 | 0
| 10012072 | 1/2" PVC FLOW CPLG, SL x SL |  | 0 | 0 | 0 | 0 | 0 | 0 | 0 | 0 | 0 | 0 | 0 | 0 | 0 | 0 | 0 | 0 | 0 | 0 | 0 | 0 | 0 | 0
| 10012080 | 1/2" PVC CROSS, SL x SL |  | 0 | 0 | 0 | 0 | 0 | 0 | 0 | 0 | 0 | 0 | 0 | 0 | 0 | 0 | 0 | 0 | 0 | 0 | 0 | 0 | 0 | 0
| 10012090 | 1/2" PVC ELBOW 90, SL x SL |  | 0 | 0 | 0 | 0 | 0 | 0 | 0 | 0 | 0 | 0 | 0 | 0 | 0 | 0 | 0 | 0 | 0 | 0 | 0 | 0 | 0 | 0
| 10012190 | 1/2" PVC TEE, SL x SL |  | 0 | 0 | 0 | 0 | 0 | 0 | 0 | 0 | 0 | 0 | 0 | 0 | 0 | 0 | 0 | 0 | 0 | 0 | 0 | 0 | 0 | 0
| 10012194 | 1/2" PVC TEE SLxTH |  | 0 | 0 | 0 | 0 | 0 | 0 | 0 | 0 | 0 | 0 | 0 | 0 | 0 | 0 | 0 | 0 | 0 | 0 | 0 | 0 | 0 | 0
| 10034018 | 1"x3/4" PVC ADAPTOR, PJxFIP |  | 0 | 0 | 0 | 0 | 0 | 0 | 0 | 0 | 0 | 0 | 0 | 0 | 0 | 0 | 0 | 0 | 0 | 0 | 0 | 0 | 0 | 0
| 10034019 | 1"x3/4" PVC ADAPTOR, PJxMIP |  | 0 | 0 | 0 | 0 | 0 | 0 | 0 | 0 | 0 | 0 | 0 | 0 | 0 | 0 | 0 | 0 | 0 | 0 | 0 | 0 | 0 | 0
| 10034020 | 3/4" PVC ADAPTOR FIP |  | 0 | 0 | 0 | 0 | 0 | 0 | 0 | 0 | 0 | 0 | 0 | 0 | 0 | 0 | 0 | 0 | 0 | 0 | 0 | 0 | 0 | 0
| 10034021 | 3/4" PVC ADAPTOR MIP |  | 0 | 0 | 0 | 0 | 0 | 0 | 0 | 0 | 0 | 0 | 0 | 0 | 0 | 0 | 0 | 0 | 0 | 0 | 0 | 0 | 0 | 0
| 10034045 | 3/4" PVC ELBOW 45, SL x SL |  | 0 | 0 | 0 | 0 | 0 | 0 | 0 | 0 | 0 | 0 | 0 | 0 | 0 | 0 | 0 | 0 | 0 | 0 | 0 | 0 | 0 | 0
| 10034050 | 3/4" PVC BUSHING SL x SL |  | 0 | 0 | 0 | 0 | 0 | 0 | 0 | 0 | 0 | 0 | 0 | 0 | 0 | 0 | 0 | 0 | 0 | 0 | 0 | 0 | 0 | 0
| 10034051 | 3/4" PVC BUSHING SL x TH |  | 0 | 0 | 0 | 0 | 0 | 0 | 0 | 0 | 0 | 0 | 0 | 0 | 0 | 0 | 0 | 0 | 0 | 0 | 0 | 0 | 0 | 0
| 10034060 | 3/4" PVC CAP SL |  | 0 | 0 | 0 | 0 | 0 | 0 | 0 | 0 | 0 | 0 | 0 | 0 | 0 | 0 | 0 | 0 | 0 | 0 | 0 | 0 | 0 | 0
| 10034070 | 3/4" PVC COUPLING, SL x SL |  | 0 | 0 | 0 | 0 | 0 | 0 | 0 | 0 | 0 | 0 | 0 | 0 | 0 | 0 | 0 | 0 | 0 | 0 | 0 | 0 | 0 | 0
| 10034072 | 3/4" PVC FLOW CPLG, SL x SL |  | 0 | 0 | 0 | 0 | 0 | 0 | 0 | 0 | 0 | 0 | 0 | 0 | 0 | 0 | 0 | 0 | 0 | 0 | 0 | 0 | 0 | 0
| 10034073 | 3/4" PVC PJ COUPLING |  | 0 | 0 | 0 | 0 | 0 | 0 | 0 | 0 | 0 | 0 | 0 | 0 | 0 | 0 | 0 | 0 | 0 | 0 | 0 | 0 | 0 | 0
| 10034080 | 3/4" PVC CROSS, SL x SL |  | 0 | 0 | 0 | 0 | 0 | 0 | 0 | 0 | 0 | 0 | 0 | 0 | 0 | 0 | 0 | 0 | 0 | 0 | 0 | 0 | 0 | 0
| 10034090 | 3/4" PVC ELBOW 90, SL x SL |  | 0 | 0 | 0 | 0 | 0 | 0 | 0 | 0 | 0 | 0 | 0 | 0 | 0 | 0 | 0 | 0 | 0 | 0 | 0 | 0 | 0 | 0
| 10034141 | 3/4" PVC PIPE, CL 200 |  | 0 | 0 | 0 | 0 | 0 | 0 | 0 | 0 | 0 | 0 | 0 | 0 | 0 | 0 | 0 | 0 | 0 | 0 | 0 | 0 | 0 | 0
| 10034143 | 3/4" PVC PIPE, SCHEDULE 40 |  | 0 | 0 | 0 | 0 | 0 | 0 | 0 | 0 | 0 | 0 | 0 | 0 | 0 | 0 | 0 | 0 | 0 | 0 | 0 | 0 | 0 | 0
| 10034190 | 3/4" PVC TEE, SL x SL |  | 0 | 0 | 0 | 0 | 0 | 0 | 0 | 0 | 0 | 0 | 0 | 0 | 0 | 0 | 0 | 0 | 0 | 0 | 0 | 0 | 0 | 0
| 10034192 | 3/4" PVC REDUCING TEE SLxTH |  | 0 | 0 | 0 | 0 | 0 | 0 | 0 | 0 | 0 | 0 | 0 | 0 | 0 | 0 | 0 | 0 | 0 | 0 | 0 | 0 | 0 | 0
| 10034194 | 3/4" PVC TEE SLxTH |  | 0 | 0 | 0 | 0 | 0 | 0 | 0 | 0 | 0 | 0 | 0 | 0 | 0 | 0 | 0 | 0 | 0 | 0 | 0 | 0 | 0 | 0
| 10100018 | 1" PVC ADAPTOR, PJxFIP |  | 0 | 0 | 0 | 0 | 0 | 0 | 0 | 0 | 0 | 0 | 0 | 0 | 0 | 0 | 0 | 0 | 0 | 0 | 0 | 0 | 0 | 0
| 10100019 | 1" PVC ADAPTOR, PJxMIP |  | 0 | 0 | 0 | 0 | 0 | 0 | 0 | 0 | 0 | 0 | 0 | 0 | 0 | 0 | 0 | 0 | 0 | 0 | 0 | 0 | 0 | 0
| 10100020 | 1" PVC ADAPTOR FIP |  | 0 | 0 | 0 | 0 | 0 | 0 | 0 | 0 | 0 | 0 | 0 | 0 | 0 | 0 | 0 | 0 | 0 | 0 | 0 | 0 | 0 | 0
| 10100021 | 1" PVC ADAPTOR MIP |  | 0 | 0 | 0 | 0 | 0 | 0 | 0 | 0 | 0 | 0 | 0 | 0 | 0 | 0 | 0 | 0 | 0 | 0 | 0 | 0 | 0 | 0
| 10100045 | 1" PVC ELBOW 45, SL x SL |  | 0 | 0 | 0 | 0 | 0 | 0 | 0 | 0 | 0 | 0 | 0 | 0 | 0 | 0 | 0 | 0 | 0 | 0 | 0 | 0 | 0 | 0
| 10100050 | 1" PVC BUSHING SL x SL |  | 0 | 0 | 0 | 0 | 0 | 0 | 0 | 0 | 0 | 0 | 0 | 0 | 0 | 0 | 0 | 0 | 0 | 0 | 0 | 0 | 0 | 0
| 10100051 | 1" PVC BUSHING SL x TH |  | 0 | 0 | 0 | 0 | 0 | 0 | 0 | 0 | 0 | 0 | 0 | 0 | 0 | 0 | 0 | 0 | 0 | 0 | 0 | 0 | 0 | 0
| 10100060 | 1" PVC CAP SL |  | 0 | 0 | 0 | 0 | 0 | 0 | 0 | 0 | 0 | 0 | 0 | 0 | 0 | 0 | 0 | 0 | 0 | 0 | 0 | 0 | 0 | 0
| 10100070 | 1" PVC COUPLING, SL x SL |  | 0 | 0 | 0 | 0 | 0 | 0 | 0 | 0 | 0 | 0 | 0 | 0 | 0 | 0 | 0 | 0 | 0 | 0 | 0 | 0 | 0 | 0
| 10100072 | 1" PVC FLOW CPLG, SL x SL |  | 0 | 0 | 0 | 0 | 0 | 0 | 0 | 0 | 0 | 0 | 0 | 0 | 0 | 0 | 0 | 0 | 0 | 0 | 0 | 0 | 0 | 0
| 10100073 | 1" PVC PJ COUPLING |  | 0 | 0 | 0 | 0 | 0 | 0 | 0 | 0 | 0 | 0 | 0 | 0 | 0 | 0 | 0 | 0 | 0 | 0 | 0 | 0 | 0 | 0
| 10100080 | 1" PVC CROSS, SL x SL |  | 0 | 0 | 0 | 0 | 0 | 0 | 0 | 0 | 0 | 0 | 0 | 0 | 0 | 0 | 0 | 0 | 0 | 0 | 0 | 0 | 0 | 0
| 10100090 | 1" PVC ELBOW 90, SL x SL |  | 0 | 0 | 0 | 0 | 0 | 0 | 0 | 0 | 0 | 0 | 0 | 0 | 0 | 0 | 0 | 0 | 0 | 0 | 0 | 0 | 0 | 0
| 10100091 | 1"x3/4" PVC SL x SL RED ELBOW |  | 0 | 0 | 0 | 0 | 0 | 0 | 0 | 0 | 0 | 0 | 0 | 0 | 0 | 0 | 0 | 0 | 0 | 0 | 0 | 0 | 0 | 0
| 10100092 | 1"x3/4" PVC SL x TH RED ELBOW |  | 0 | 0 | 0 | 0 | 0 | 0 | 0 | 0 | 0 | 0 | 0 | 0 | 0 | 0 | 0 | 0 | 0 | 0 | 0 | 0 | 0 | 0
| 10100100 | 1" PVC UNION |  | 0 | 0 | 0 | 0 | 0 | 0 | 0 | 0 | 0 | 0 | 0 | 0 | 0 | 0 | 0 | 0 | 0 | 0 | 0 | 0 | 0 | 0
| 10100141 | 1" PVC PIPE, CL 200 |  | 0 | 0 | 0 | 0 | 0 | 0 | 0 | 0 | 0 | 0 | 0 | 0 | 0 | 0 | 0 | 0 | 0 | 0 | 0 | 0 | 0 | 0
| 10100143 | 1" PVC PIPE, SCHEDULE 40 |  | 0 | 0 | 0 | 0 | 0 | 0 | 0 | 0 | 0 | 0 | 0 | 0 | 0 | 0 | 0 | 0 | 0 | 0 | 0 | 0 | 0 | 0
| 10100160 | 1" PVC PLUG |  | 0 | 0 | 0 | 0 | 0 | 0 | 0 | 0 | 0 | 0 | 0 | 0 | 0 | 0 | 0 | 0 | 0 | 0 | 0 | 0 | 0 | 0
| 10100190 | 1" PVC TEE, SL x SL |  | 0 | 0 | 0 | 0 | 0 | 0 | 0 | 0 | 0 | 0 | 0 | 0 | 0 | 0 | 0 | 0 | 0 | 0 | 0 | 0 | 0 | 0
| 10100191 | 1" PVC REDUCING TEE SLxSL |  | 0 | 0 | 0 | 0 | 0 | 0 | 0 | 0 | 0 | 0 | 0 | 0 | 0 | 0 | 0 | 0 | 0 | 0 | 0 | 0 | 0 | 0
| 10100192 | 1" PVC REDUCING TEE SLxTH |  | 0 | 0 | 0 | 0 | 0 | 0 | 0 | 0 | 0 | 0 | 0 | 0 | 0 | 0 | 0 | 0 | 0 | 0 | 0 | 0 | 0 | 0
| 10100194 | 1" PVC TEE SLxTH |  | 0 | 0 | 0 | 0 | 0 | 0 | 0 | 0 | 0 | 0 | 0 | 0 | 0 | 0 | 0 | 0 | 0 | 0 | 0 | 0 | 0 | 0
| 10100220 | 1" PVC SCH 80 FIP ADAPTOR |  | 0 | 0 | 0 | 0 | 0 | 0 | 0 | 0 | 0 | 0 | 0 | 0 | 0 | 0 | 0 | 0 | 0 | 0 | 0 | 0 | 0 | 0
| 10100270 | 1" PVC SCH 80 CPLG, SLxSL |  | 0 | 0 | 0 | 0 | 0 | 0 | 0 | 0 | 0 | 0 | 0 | 0 | 0 | 0 | 0 | 0 | 0 | 0 | 0 | 0 | 0 | 0
| 10100400 | 1" PVC SCH 80 UNION, SLxSL |  | 0 | 0 | 0 | 0 | 0 | 0 | 0 | 0 | 0 | 0 | 0 | 0 | 0 | 0 | 0 | 0 | 0 | 0 | 0 | 0 | 0 | 0
| 10112018 | 1-1/2" PVC ADAPTOR, PJxFIP |  | 0 | 0 | 0 | 0 | 0 | 0 | 0 | 0 | 0 | 0 | 0 | 0 | 0 | 0 | 0 | 0 | 0 | 0 | 0 | 0 | 0 | 0
| 10112019 | 1-1/2" PVC ADAPTOR, PJxMIP |  | 0 | 0 | 0 | 0 | 0 | 0 | 0 | 0 | 0 | 0 | 0 | 0 | 0 | 0 | 0 | 0 | 0 | 0 | 0 | 0 | 0 | 0
| 10112020 | 1-1/2" PVC ADAPTOR FIP |  | 0 | 0 | 0 | 0 | 0 | 0 | 0 | 0 | 0 | 0 | 0 | 0 | 0 | 0 | 0 | 0 | 0 | 0 | 0 | 0 | 0 | 0
| 10112021 | 1-1/2" PVC ADAPTOR MIP |  | 0 | 0 | 0 | 0 | 0 | 0 | 0 | 0 | 0 | 0 | 0 | 0 | 0 | 0 | 0 | 0 | 0 | 0 | 0 | 0 | 0 | 0
| 10112045 | 1-1/2" PVC ELBOW 45, SL x SL |  | 0 | 0 | 0 | 0 | 0 | 0 | 0 | 0 | 0 | 0 | 0 | 0 | 0 | 0 | 0 | 0 | 0 | 0 | 0 | 0 | 0 | 0
| 10112050 | 1-1/2" PVC BUSHING SL x SL |  | 0 | 0 | 0 | 0 | 0 | 0 | 0 | 0 | 0 | 0 | 0 | 0 | 0 | 0 | 0 | 0 | 0 | 0 | 0 | 0 | 0 | 0
| 10112051 | 1-1/2" PVC BUSHING SL x TH |  | 0 | 0 | 0 | 0 | 0 | 0 | 0 | 0 | 0 | 0 | 0 | 0 | 0 | 0 | 0 | 0 | 0 | 0 | 0 | 0 | 0 | 0
| 10112060 | 1-1/2" PVC CAP SL |  | 0 | 0 | 0 | 0 | 0 | 0 | 0 | 0 | 0 | 0 | 0 | 0 | 0 | 0 | 0 | 0 | 0 | 0 | 0 | 0 | 0 | 0
| 10112070 | 1-1/2" PVC COUPLING, SL x SL |  | 0 | 0 | 0 | 0 | 0 | 0 | 0 | 0 | 0 | 0 | 0 | 0 | 0 | 0 | 0 | 0 | 0 | 0 | 0 | 0 | 0 | 0
| 10112072 | 1-1/2" PVC FLOW CPLG, SL x SL |  | 0 | 0 | 0 | 0 | 0 | 0 | 0 | 0 | 0 | 0 | 0 | 0 | 0 | 0 | 0 | 0 | 0 | 0 | 0 | 0 | 0 | 0
| 10112073 | 1-1/2" PVC PJ COUPLING |  | 0 | 0 | 0 | 0 | 0 | 0 | 0 | 0 | 0 | 0 | 0 | 0 | 0 | 0 | 0 | 0 | 0 | 0 | 0 | 0 | 0 | 0
| 10112080 | 1-1/2" PVC CROSS, SL x SL |  | 0 | 0 | 0 | 0 | 0 | 0 | 0 | 0 | 0 | 0 | 0 | 0 | 0 | 0 | 0 | 0 | 0 | 0 | 0 | 0 | 0 | 0
| 10112090 | 1-1/2" PVC ELBOW 90, SL x SL |  | 0 | 0 | 0 | 0 | 0 | 0 | 0 | 0 | 0 | 0 | 0 | 0 | 0 | 0 | 0 | 0 | 0 | 0 | 0 | 0 | 0 | 0
| 10112141 | 1-1/2" PVC PIPE, CL 200 |  | 0 | 0 | 0 | 0 | 0 | 0 | 0 | 0 | 0 | 0 | 0 | 0 | 0 | 0 | 0 | 0 | 0 | 0 | 0 | 0 | 0 | 0
| 10112143 | 1-1/2" PVC PIPE, SCHEDULE 40 |  | 0 | 0 | 0 | 0 | 0 | 0 | 0 | 0 | 0 | 0 | 0 | 0 | 0 | 0 | 0 | 0 | 0 | 0 | 0 | 0 | 0 | 0
| 10112160 | 1-1/2" PVC PLUG |  | 0 | 0 | 0 | 0 | 0 | 0 | 0 | 0 | 0 | 0 | 0 | 0 | 0 | 0 | 0 | 0 | 0 | 0 | 0 | 0 | 0 | 0
| 10112190 | 1-1/2" PVC TEE, SL x SL |  | 0 | 0 | 0 | 0 | 0 | 0 | 0 | 0 | 0 | 0 | 0 | 0 | 0 | 0 | 0 | 0 | 0 | 0 | 0 | 0 | 0 | 0
| 10112191 | 1-1/2" PVC REDUCING TEE SLxSL |  | 0 | 0 | 0 | 0 | 0 | 0 | 0 | 0 | 0 | 0 | 0 | 0 | 0 | 0 | 0 | 0 | 0 | 0 | 0 | 0 | 0 | 0
| 10112192 | 1-1/2" PVC REDUCING TEE SLxTH |  | 0 | 0 | 0 | 0 | 0 | 0 | 0 | 0 | 0 | 0 | 0 | 0 | 0 | 0 | 0 | 0 | 0 | 0 | 0 | 0 | 0 | 0
| 10112194 | 1-1/2" PVC TEE SLxTH |  | 0 | 0 | 0 | 0 | 0 | 0 | 0 | 0 | 0 | 0 | 0 | 0 | 0 | 0 | 0 | 0 | 0 | 0 | 0 | 0 | 0 | 0
| 10112270 | 1-1/2" PVC SCH 80 CPLG, SLxSL |  | 0 | 0 | 0 | 0 | 0 | 0 | 0 | 0 | 0 | 0 | 0 | 0 | 0 | 0 | 0 | 0 | 0 | 0 | 0 | 0 | 0 | 0
| 10114018 | 1-1/4" PVC ADAPTOR, PJxFIP |  | 0 | 0 | 0 | 0 | 0 | 0 | 0 | 0 | 0 | 0 | 0 | 0 | 0 | 0 | 0 | 0 | 0 | 0 | 0 | 0 | 0 | 0
| 10114019 | 1-1/4" PVC ADAPTOR, PJxMIP |  | 0 | 0 | 0 | 0 | 0 | 0 | 0 | 0 | 0 | 0 | 0 | 0 | 0 | 0 | 0 | 0 | 0 | 0 | 0 | 0 | 0 | 0
| 10114020 | 1-1/4" PVC ADAPTOR FIP |  | 0 | 0 | 0 | 0 | 0 | 0 | 0 | 0 | 0 | 0 | 0 | 0 | 0 | 0 | 0 | 0 | 0 | 0 | 0 | 0 | 0 | 0
| 10114021 | 1-1/4" PVC ADAPTOR MIP |  | 0 | 0 | 0 | 0 | 0 | 0 | 0 | 0 | 0 | 0 | 0 | 0 | 0 | 0 | 0 | 0 | 0 | 0 | 0 | 0 | 0 | 0
| 10114045 | 1-1/4" PVC ELBOW 45, SL x SL |  | 0 | 0 | 0 | 0 | 0 | 0 | 0 | 0 | 0 | 0 | 0 | 0 | 0 | 0 | 0 | 0 | 0 | 0 | 0 | 0 | 0 | 0
| 10114050 | 1-1/4" PVC BUSHING SL x SL |  | 0 | 0 | 0 | 0 | 0 | 0 | 0 | 0 | 0 | 0 | 0 | 0 | 0 | 0 | 0 | 0 | 0 | 0 | 0 | 0 | 0 | 0
| 10114051 | 1-1/4" PVC BUSHING SL x TH |  | 0 | 0 | 0 | 0 | 0 | 0 | 0 | 0 | 0 | 0 | 0 | 0 | 0 | 0 | 0 | 0 | 0 | 0 | 0 | 0 | 0 | 0
| 10114060 | 1-1/4" PVC CAP SL |  | 0 | 0 | 0 | 0 | 0 | 0 | 0 | 0 | 0 | 0 | 0 | 0 | 0 | 0 | 0 | 0 | 0 | 0 | 0 | 0 | 0 | 0
| 10114070 | 1-1/4" PVC COUPLING, SL x SL |  | 0 | 0 | 0 | 0 | 0 | 0 | 0 | 0 | 0 | 0 | 0 | 0 | 0 | 0 | 0 | 0 | 0 | 0 | 0 | 0 | 0 | 0
| 10114072 | 1-1/4" PVC FLOW CPLG, SL x SL |  | 0 | 0 | 0 | 0 | 0 | 0 | 0 | 0 | 0 | 0 | 0 | 0 | 0 | 0 | 0 | 0 | 0 | 0 | 0 | 0 | 0 | 0
| 10114073 | 1-1/4" PVC PJ COUPLING |  | 0 | 0 | 0 | 0 | 0 | 0 | 0 | 0 | 0 | 0 | 0 | 0 | 0 | 0 | 0 | 0 | 0 | 0 | 0 | 0 | 0 | 0
| 10114080 | 1-1/4" PVC CROSS, SL x SL |  | 0 | 0 | 0 | 0 | 0 | 0 | 0 | 0 | 0 | 0 | 0 | 0 | 0 | 0 | 0 | 0 | 0 | 0 | 0 | 0 | 0 | 0
| 10114090 | 1-1/4" PVC ELBOW 90, SL x SL |  | 0 | 0 | 0 | 0 | 0 | 0 | 0 | 0 | 0 | 0 | 0 | 0 | 0 | 0 | 0 | 0 | 0 | 0 | 0 | 0 | 0 | 0
| 10114141 | 1-1/4" PVC PIPE, CL 200 |  | 0 | 0 | 0 | 0 | 0 | 0 | 0 | 0 | 0 | 0 | 0 | 0 | 0 | 0 | 0 | 0 | 0 | 0 | 0 | 0 | 0 | 0
| 10114143 | 1-1/4" PVC PIPE, SCHEDULE 40 |  | 0 | 0 | 0 | 0 | 0 | 0 | 0 | 0 | 0 | 0 | 0 | 0 | 0 | 0 | 0 | 0 | 0 | 0 | 0 | 0 | 0 | 0
| 10114160 | 1-1/4" PVC PLUG |  | 0 | 0 | 0 | 0 | 0 | 0 | 0 | 0 | 0 | 0 | 0 | 0 | 0 | 0 | 0 | 0 | 0 | 0 | 0 | 0 | 0 | 0
| 10114190 | 1-1/4" PVC TEE, SL x SL |  | 0 | 0 | 0 | 0 | 0 | 0 | 0 | 0 | 0 | 0 | 0 | 0 | 0 | 0 | 0 | 0 | 0 | 0 | 0 | 0 | 0 | 0
| 10114191 | 1-1/4" PVC REDUCING TEE SLxSL |  | 0 | 0 | 0 | 0 | 0 | 0 | 0 | 0 | 0 | 0 | 0 | 0 | 0 | 0 | 0 | 0 | 0 | 0 | 0 | 0 | 0 | 0
| 10114192 | 1-1/4" PVC REDUCING TEE SLxTH |  | 0 | 0 | 0 | 0 | 0 | 0 | 0 | 0 | 0 | 0 | 0 | 0 | 0 | 0 | 0 | 0 | 0 | 0 | 0 | 0 | 0 | 0
| 10114194 | 1-1/4" PVC TEE SLxTH |  | 0 | 0 | 0 | 0 | 0 | 0 | 0 | 0 | 0 | 0 | 0 | 0 | 0 | 0 | 0 | 0 | 0 | 0 | 0 | 0 | 0 | 0
| 10200018 | 2" PVC ADAPTOR, PJxFIP |  | 0 | 0 | 0 | 0 | 0 | 0 | 0 | 0 | 0 | 0 | 0 | 0 | 0 | 0 | 0 | 0 | 0 | 0 | 0 | 0 | 0 | 0
| 10200019 | 2" PVC ADAPTOR, PJxMIP |  | 0 | 0 | 0 | 0 | 0 | 0 | 0 | 0 | 0 | 0 | 0 | 0 | 0 | 0 | 0 | 0 | 0 | 0 | 0 | 0 | 0 | 0
| 10200020 | 2" PVC ADAPTOR FIP |  | 6.6569 | 0 | 0 | 0 | 2.219 | 0 | 0 | 0 | 0 | 0 | 0 | 0 | 0 | 0 | 4.4379 | 0 | 0 | 0 | 0 | 0 | 0 | 0
| 10200021 | 2" PVC ADAPTOR MIP |  | 0 | 0 | 0 | 0 | 0 | 0 | 0 | 0 | 0 | 0 | 0 | 0 | 0 | 0 | 0 | 0 | 0 | 0 | 0 | 0 | 0 | 0
| 10200045 | 2" PVC ELBOW 45, SL x SL |  | 0 | 0 | 0 | 0 | 0 | 0 | 0 | 0 | 0 | 0 | 0 | 0 | 0 | 0 | 0 | 0 | 0 | 0 | 0 | 0 | 0 | 0
| 10200050 | 2" PVC BUSHING SL x SL |  | 0 | 0 | 0 | 0 | 0 | 0 | 0 | 0 | 0 | 0 | 0 | 0 | 0 | 0 | 0 | 0 | 0 | 0 | 0 | 0 | 0 | 0
| 10200051 | 2" PVC BUSHING SL x TH |  | 0 | 0 | 0 | 0 | 0 | 0 | 0 | 0 | 0 | 0 | 0 | 0 | 0 | 0 | 0 | 0 | 0 | 0 | 0 | 0 | 0 | 0
| 10200060 | 2" PVC CAP SL |  | 0 | 0 | 0 | 0 | 0 | 0 | 0 | 0 | 0 | 0 | 0 | 0 | 0 | 0 | 0 | 0 | 0 | 0 | 0 | 0 | 0 | 0
| 10200070 | 2" PVC COUPLING, SL x SL |  | 0 | 0 | 0 | 0 | 0 | 0 | 0 | 0 | 0 | 0 | 0 | 0 | 0 | 0 | 0 | 0 | 0 | 0 | 0 | 0 | 0 | 0
| 10200072 | 2" PVC FLOW CPLG, SL x SL |  | 0 | 0 | 0 | 0 | 0 | 0 | 0 | 0 | 0 | 0 | 0 | 0 | 0 | 0 | 0 | 0 | 0 | 0 | 0 | 0 | 0 | 0
| 10200073 | 2" PVC PJ COUPLING |  | 0 | 0 | 0 | 0 | 0 | 0 | 0 | 0 | 0 | 0 | 0 | 0 | 0 | 0 | 0 | 0 | 0 | 0 | 0 | 0 | 0 | 0
| 10200080 | 2" PVC CROSS, SL x SL |  | 0 | 0 | 0 | 0 | 0 | 0 | 0 | 0 | 0 | 0 | 0 | 0 | 0 | 0 | 0 | 0 | 0 | 0 | 0 | 0 | 0 | 0
| 10200090 | 2" PVC ELBOW 90, SL x SL |  | 0 | 0 | 0 | 0 | 0 | 0 | 0 | 0 | 0 | 0 | 0 | 0 | 0 | 0 | 0 | 0 | 0 | 0 | 0 | 0 | 0 | 0
| 10200100 | 2" PVC UNION |  | 0 | 0 | 0 | 0 | 0 | 0 | 0 | 0 | 0 | 0 | 0 | 0 | 0 | 0 | 0 | 0 | 0 | 0 | 0 | 0 | 0 | 0
| 10200102 | 2" PVC VAN STONE FLG SCH 80 |  | 0 | 0 | 0 | 0 | 0 | 0 | 0 | 0 | 0 | 0 | 0 | 0 | 0 | 0 | 0 | 0 | 0 | 0 | 0 | 0 | 0 | 0
| 10200141 | 2" PVC PIPE, CL 200 |  | 18.1012 | 0 | 0 | 0 | 0 | 0 | 0 | 0 | 0 | 0 | 0 | 0 | 0 | 0 | 18.1012 | 0 | 0 | 0 | 0 | 0 | 0 | 0
| 10200143 | 2" PVC PIPE, SCHEDULE 40 |  | 0 | 0 | 0 | 0 | 0 | 0 | 0 | 0 | 0 | 0 | 0 | 0 | 0 | 0 | 0 | 0 | 0 | 0 | 0 | 0 | 0 | 0
| 10200190 | 2" PVC TEE, SL x SL |  | 0 | 0 | 0 | 0 | 0 | 0 | 0 | 0 | 0 | 0 | 0 | 0 | 0 | 0 | 0 | 0 | 0 | 0 | 0 | 0 | 0 | 0
| 10200191 | 2" PVC REDUCING TEE SLxSL |  | 0 | 0 | 0 | 0 | 0 | 0 | 0 | 0 | 0 | 0 | 0 | 0 | 0 | 0 | 0 | 0 | 0 | 0 | 0 | 0 | 0 | 0
| 10200192 | 2" PVC REDUCING TEE SLxTH |  | 0 | 0 | 0 | 0 | 0 | 0 | 0 | 0 | 0 | 0 | 0 | 0 | 0 | 0 | 0 | 0 | 0 | 0 | 0 | 0 | 0 | 0
| 10200194 | 2" PVC TEE SLxTH |  | 0 | 0 | 0 | 0 | 0 | 0 | 0 | 0 | 0 | 0 | 0 | 0 | 0 | 0 | 0 | 0 | 0 | 0 | 0 | 0 | 0 | 0
| 10200220 | 2" PVC SCH 80 FIP ADAPTOR |  | 0 | 0 | 0 | 0 | 0 | 0 | 0 | 0 | 0 | 0 | 0 | 0 | 0 | 0 | 0 | 0 | 0 | 0 | 0 | 0 | 0 | 0
| 10200251 | 2" PVC SCH 80 BUSHING SL x TH |  | 0 | 0 | 0 | 0 | 0 | 0 | 0 | 0 | 0 | 0 | 0 | 0 | 0 | 0 | 0 | 0 | 0 | 0 | 0 | 0 | 0 | 0
| 10200270 | 2" PVC SCH 80 CPLG, SLxSL |  | 0 | 0 | 0 | 0 | 0 | 0 | 0 | 0 | 0 | 0 | 0 | 0 | 0 | 0 | 0 | 0 | 0 | 0 | 0 | 0 | 0 | 0
| 10200290 | 2" PVC SCH 80 ELBOW 90, SLxSL |  | 0 | 0 | 0 | 0 | 0 | 0 | 0 | 0 | 0 | 0 | 0 | 0 | 0 | 0 | 0 | 0 | 0 | 0 | 0 | 0 | 0 | 0
| 10200340 | 2" PVC SCH 80 PIPE |  | 0 | 0 | 0 | 0 | 0 | 0 | 0 | 0 | 0 | 0 | 0 | 0 | 0 | 0 | 0 | 0 | 0 | 0 | 0 | 0 | 0 | 0
| 10200390 | 2" PVC SCH 80 TEE, SLxSL |  | 0 | 0 | 0 | 0 | 0 | 0 | 0 | 0 | 0 | 0 | 0 | 0 | 0 | 0 | 0 | 0 | 0 | 0 | 0 | 0 | 0 | 0
| 10200400 | 2" PVC SCH 80 UNION, SLxSL |  | 0 | 0 | 0 | 0 | 0 | 0 | 0 | 0 | 0 | 0 | 0 | 0 | 0 | 0 | 0 | 0 | 0 | 0 | 0 | 0 | 0 | 0
| 10212020 | 2-1/2" PVC ADAPTOR FIP |  | 0 | 0 | 0 | 0 | 0 | 0 | 0 | 0 | 0 | 0 | 0 | 0 | 0 | 0 | 0 | 0 | 0 | 0 | 0 | 0 | 0 | 0
| 10212021 | 2-1/2" PVC ADAPTOR MIP |  | 0 | 0 | 0 | 0 | 0 | 0 | 0 | 0 | 0 | 0 | 0 | 0 | 0 | 0 | 0 | 0 | 0 | 0 | 0 | 0 | 0 | 0
| 10212045 | 2-1/2" PVC ELBOW 45, SL x SL |  | 0 | 0 | 0 | 0 | 0 | 0 | 0 | 0 | 0 | 0 | 0 | 0 | 0 | 0 | 0 | 0 | 0 | 0 | 0 | 0 | 0 | 0
| 10212050 | 2-1/2" PVC BUSHING SL x SL |  | 0 | 0 | 0 | 0 | 0 | 0 | 0 | 0 | 0 | 0 | 0 | 0 | 0 | 0 | 0 | 0 | 0 | 0 | 0 | 0 | 0 | 0
| 10212051 | 2-1/2" PVC BUSHING SL x TH |  | 0 | 0 | 0 | 0 | 0 | 0 | 0 | 0 | 0 | 0 | 0 | 0 | 0 | 0 | 0 | 0 | 0 | 0 | 0 | 0 | 0 | 0
| 10212060 | 2-1/2" PVC CAP SL |  | 0 | 0 | 0 | 0 | 0 | 0 | 0 | 0 | 0 | 0 | 0 | 0 | 0 | 0 | 0 | 0 | 0 | 0 | 0 | 0 | 0 | 0
| 10212070 | 2-1/2" PVC COUPLING, SL x SL |  | 0 | 0 | 0 | 0 | 0 | 0 | 0 | 0 | 0 | 0 | 0 | 0 | 0 | 0 | 0 | 0 | 0 | 0 | 0 | 0 | 0 | 0
| 10212072 | 2-1/2" PVC FLOW CPLG, SL x SL |  | 0 | 0 | 0 | 0 | 0 | 0 | 0 | 0 | 0 | 0 | 0 | 0 | 0 | 0 | 0 | 0 | 0 | 0 | 0 | 0 | 0 | 0
| 10212080 | 2-1/2" PVC CROSS, SL x SL |  | 0 | 0 | 0 | 0 | 0 | 0 | 0 | 0 | 0 | 0 | 0 | 0 | 0 | 0 | 0 | 0 | 0 | 0 | 0 | 0 | 0 | 0
| 10212090 | 2-1/2" PVC ELBOW 90, SL x SL |  | 0 | 0 | 0 | 0 | 0 | 0 | 0 | 0 | 0 | 0 | 0 | 0 | 0 | 0 | 0 | 0 | 0 | 0 | 0 | 0 | 0 | 0
| 10212141 | 2-1/2" PVC PIPE, CL 200 |  | 504.5508 | 0 | 0 | 0 | 0 | 0 | 0 | 0 | 504.5508 | 0 | 0 | 0 | 0 | 0 | 0 | 0 | 0 | 0 | 0 | 0 | 0 | 0
| 10212143 | 2-1/2" PVC PIPE, SCHEDULE 40 |  | 0 | 0 | 0 | 0 | 0 | 0 | 0 | 0 | 0 | 0 | 0 | 0 | 0 | 0 | 0 | 0 | 0 | 0 | 0 | 0 | 0 | 0
| 10212190 | 2-1/2" PVC TEE, SL x SL |  | 0 | 0 | 0 | 0 | 0 | 0 | 0 | 0 | 0 | 0 | 0 | 0 | 0 | 0 | 0 | 0 | 0 | 0 | 0 | 0 | 0 | 0
| 10212191 | 2-1/2" PVC REDUCING TEE SLxSL |  | 0 | 0 | 0 | 0 | 0 | 0 | 0 | 0 | 0 | 0 | 0 | 0 | 0 | 0 | 0 | 0 | 0 | 0 | 0 | 0 | 0 | 0
| 10212192 | 2-1/2" PVC REDUCING TEE SLxTH |  | 13.91 | 0 | 0 | 0 | 0 | 0 | 0 | 0 | 0 | 0 | 0 | 0 | 13.91 | 0 | 0 | 0 | 0 | 0 | 0 | 0 | 0 | 0
| 10212194 | 2-1/2" PVC TEE SLxTH |  | 0 | 0 | 0 | 0 | 0 | 0 | 0 | 0 | 0 | 0 | 0 | 0 | 0 | 0 | 0 | 0 | 0 | 0 | 0 | 0 | 0 | 0
| 10212220 | 2-1/2" PVC SCH 80 FIP ADAPTOR |  | 0 | 0 | 0 | 0 | 0 | 0 | 0 | 0 | 0 | 0 | 0 | 0 | 0 | 0 | 0 | 0 | 0 | 0 | 0 | 0 | 0 | 0
| 10300020 | 3" PVC ADAPTOR FIP |  | 0 | 0 | 0 | 0 | 0 | 0 | 0 | 0 | 0 | 0 | 0 | 0 | 0 | 0 | 0 | 0 | 0 | 0 | 0 | 0 | 0 | 0
| 10300021 | 3" PVC ADAPTOR MIP |  | 0 | 0 | 0 | 0 | 0 | 0 | 0 | 0 | 0 | 0 | 0 | 0 | 0 | 0 | 0 | 0 | 0 | 0 | 0 | 0 | 0 | 0
| 10300045 | 3" PVC ELBOW 45, SL x SL |  | 0 | 0 | 0 | 0 | 0 | 0 | 0 | 0 | 0 | 0 | 0 | 0 | 0 | 0 | 0 | 0 | 0 | 0 | 0 | 0 | 0 | 0
| 10300050 | 3" PVC BUSHING SL x SL |  | 0 | 0 | 0 | 0 | 0 | 0 | 0 | 0 | 0 | 0 | 0 | 0 | 0 | 0 | 0 | 0 | 0 | 0 | 0 | 0 | 0 | 0
| 10300051 | 3" PVC BUSHING SL x TH |  | 0 | 0 | 0 | 0 | 0 | 0 | 0 | 0 | 0 | 0 | 0 | 0 | 0 | 0 | 0 | 0 | 0 | 0 | 0 | 0 | 0 | 0
| 10300060 | 3" PVC CAP SL |  | 0 | 0 | 0 | 0 | 0 | 0 | 0 | 0 | 0 | 0 | 0 | 0 | 0 | 0 | 0 | 0 | 0 | 0 | 0 | 0 | 0 | 0
| 10300070 | 3" PVC COUPLING, SL x SL |  | 0 | 0 | 0 | 0 | 0 | 0 | 0 | 0 | 0 | 0 | 0 | 0 | 0 | 0 | 0 | 0 | 0 | 0 | 0 | 0 | 0 | 0
| 10300072 | 3" PVC FLOW CPLG, SL x SL |  | 0 | 0 | 0 | 0 | 0 | 0 | 0 | 0 | 0 | 0 | 0 | 0 | 0 | 0 | 0 | 0 | 0 | 0 | 0 | 0 | 0 | 0
| 10300080 | 3" PVC CROSS, SL x SL |  | 0 | 0 | 0 | 0 | 0 | 0 | 0 | 0 | 0 | 0 | 0 | 0 | 0 | 0 | 0 | 0 | 0 | 0 | 0 | 0 | 0 | 0
| 10300090 | 3" PVC ELBOW 90, SL x SL |  | 0 | 0 | 0 | 0 | 0 | 0 | 0 | 0 | 0 | 0 | 0 | 0 | 0 | 0 | 0 | 0 | 0 | 0 | 0 | 0 | 0 | 0
| 10300141 | 3" PVC PIPE, CL 200 |  | 0 | 0 | 0 | 0 | 0 | 0 | 0 | 0 | 0 | 0 | 0 | 0 | 0 | 0 | 0 | 0 | 0 | 0 | 0 | 0 | 0 | 0
| 10300143 | 3" PVC PIPE, SCHEDULE 40 |  | 0 | 0 | 0 | 0 | 0 | 0 | 0 | 0 | 0 | 0 | 0 | 0 | 0 | 0 | 0 | 0 | 0 | 0 | 0 | 0 | 0 | 0
| 10300190 | 3" PVC TEE, SL x SL |  | 0 | 0 | 0 | 0 | 0 | 0 | 0 | 0 | 0 | 0 | 0 | 0 | 0 | 0 | 0 | 0 | 0 | 0 | 0 | 0 | 0 | 0
| 10300191 | 3" PVC REDUCING TEE SLxSL |  | 0 | 0 | 0 | 0 | 0 | 0 | 0 | 0 | 0 | 0 | 0 | 0 | 0 | 0 | 0 | 0 | 0 | 0 | 0 | 0 | 0 | 0
| 10300192 | 3" PVC REDUCING TEE SLxTH |  | 0 | 0 | 0 | 0 | 0 | 0 | 0 | 0 | 0 | 0 | 0 | 0 | 0 | 0 | 0 | 0 | 0 | 0 | 0 | 0 | 0 | 0
| 10300194 | 3" PVC TEE SLxTH |  | 0 | 0 | 0 | 0 | 0 | 0 | 0 | 0 | 0 | 0 | 0 | 0 | 0 | 0 | 0 | 0 | 0 | 0 | 0 | 0 | 0 | 0
| 10300270 | 3" PVC SCH 80 CPLG, SLxSL |  | 0 | 0 | 0 | 0 | 0 | 0 | 0 | 0 | 0 | 0 | 0 | 0 | 0 | 0 | 0 | 0 | 0 | 0 | 0 | 0 | 0 | 0
| 10400020 | 4" PVC ADAPTOR FIP |  | 0 | 0 | 0 | 0 | 0 | 0 | 0 | 0 | 0 | 0 | 0 | 0 | 0 | 0 | 0 | 0 | 0 | 0 | 0 | 0 | 0 | 0
| 10400021 | 4" PVC ADAPTOR MIP |  | 0 | 0 | 0 | 0 | 0 | 0 | 0 | 0 | 0 | 0 | 0 | 0 | 0 | 0 | 0 | 0 | 0 | 0 | 0 | 0 | 0 | 0
| 10400045 | 4" PVC ELBOW 45, SL x SL |  | 0 | 0 | 0 | 0 | 0 | 0 | 0 | 0 | 0 | 0 | 0 | 0 | 0 | 0 | 0 | 0 | 0 | 0 | 0 | 0 | 0 | 0
| 10400050 | 4" PVC BUSHING SL x SL |  | 0 | 0 | 0 | 0 | 0 | 0 | 0 | 0 | 0 | 0 | 0 | 0 | 0 | 0 | 0 | 0 | 0 | 0 | 0 | 0 | 0 | 0
| 10400051 | 4" PVC BUSHING SL x TH |  | 0 | 0 | 0 | 0 | 0 | 0 | 0 | 0 | 0 | 0 | 0 | 0 | 0 | 0 | 0 | 0 | 0 | 0 | 0 | 0 | 0 | 0
| 10400060 | 4" PVC CAP SL |  | 0 | 0 | 0 | 0 | 0 | 0 | 0 | 0 | 0 | 0 | 0 | 0 | 0 | 0 | 0 | 0 | 0 | 0 | 0 | 0 | 0 | 0
| 10400070 | 4" PVC COUPLING, SL x SL |  | 0 | 0 | 0 | 0 | 0 | 0 | 0 | 0 | 0 | 0 | 0 | 0 | 0 | 0 | 0 | 0 | 0 | 0 | 0 | 0 | 0 | 0
| 10400072 | 4" PVC FLOW CPLG, SL x SL |  | 0 | 0 | 0 | 0 | 0 | 0 | 0 | 0 | 0 | 0 | 0 | 0 | 0 | 0 | 0 | 0 | 0 | 0 | 0 | 0 | 0 | 0
| 10400080 | 4" PVC CROSS, SL x SL |  | 0 | 0 | 0 | 0 | 0 | 0 | 0 | 0 | 0 | 0 | 0 | 0 | 0 | 0 | 0 | 0 | 0 | 0 | 0 | 0 | 0 | 0
| 10400090 | 4" PVC ELBOW 90, SL x SL |  | 0 | 0 | 0 | 0 | 0 | 0 | 0 | 0 | 0 | 0 | 0 | 0 | 0 | 0 | 0 | 0 | 0 | 0 | 0 | 0 | 0 | 0
| 10400138 | 4" PVC PIPE, C900-165 |  | 0 | 0 | 0 | 0 | 0 | 0 | 0 | 0 | 0 | 0 | 0 | 0 | 0 | 0 | 0 | 0 | 0 | 0 | 0 | 0 | 0 | 0
| 10400139 | 4" PVC PIPE, C900-305 |  | 0 | 0 | 0 | 0 | 0 | 0 | 0 | 0 | 0 | 0 | 0 | 0 | 0 | 0 | 0 | 0 | 0 | 0 | 0 | 0 | 0 | 0
| 10400141 | 4" PVC PIPE, CL 200 |  | 0 | 0 | 0 | 0 | 0 | 0 | 0 | 0 | 0 | 0 | 0 | 0 | 0 | 0 | 0 | 0 | 0 | 0 | 0 | 0 | 0 | 0
| 10400142 | 4" PVC PIPE, C900-235 |  | 0 | 0 | 0 | 0 | 0 | 0 | 0 | 0 | 0 | 0 | 0 | 0 | 0 | 0 | 0 | 0 | 0 | 0 | 0 | 0 | 0 | 0
| 10400143 | 4" PVC PIPE, SCHEDULE 40 |  | 0 | 0 | 0 | 0 | 0 | 0 | 0 | 0 | 0 | 0 | 0 | 0 | 0 | 0 | 0 | 0 | 0 | 0 | 0 | 0 | 0 | 0
| 10400160 | 4" PVC PLUG |  | 0 | 0 | 0 | 0 | 0 | 0 | 0 | 0 | 0 | 0 | 0 | 0 | 0 | 0 | 0 | 0 | 0 | 0 | 0 | 0 | 0 | 0
| 10400190 | 4" PVC TEE, SL x SL |  | 0 | 0 | 0 | 0 | 0 | 0 | 0 | 0 | 0 | 0 | 0 | 0 | 0 | 0 | 0 | 0 | 0 | 0 | 0 | 0 | 0 | 0
| 10400191 | 4" PVC REDUCING TEE SLxSL |  | 0 | 0 | 0 | 0 | 0 | 0 | 0 | 0 | 0 | 0 | 0 | 0 | 0 | 0 | 0 | 0 | 0 | 0 | 0 | 0 | 0 | 0
| 10600020 | 6" PVC ADAPTOR FIP |  | 0 | 0 | 0 | 0 | 0 | 0 | 0 | 0 | 0 | 0 | 0 | 0 | 0 | 0 | 0 | 0 | 0 | 0 | 0 | 0 | 0 | 0
| 10600045 | 6" PVC ELBOW 45, SL x SL |  | 0 | 0 | 0 | 0 | 0 | 0 | 0 | 0 | 0 | 0 | 0 | 0 | 0 | 0 | 0 | 0 | 0 | 0 | 0 | 0 | 0 | 0
| 10600050 | 6" PVC BUSHING SL x SL |  | 0 | 0 | 0 | 0 | 0 | 0 | 0 | 0 | 0 | 0 | 0 | 0 | 0 | 0 | 0 | 0 | 0 | 0 | 0 | 0 | 0 | 0
| 10600051 | 6" PVC BUSHING SL x TH |  | 0 | 0 | 0 | 0 | 0 | 0 | 0 | 0 | 0 | 0 | 0 | 0 | 0 | 0 | 0 | 0 | 0 | 0 | 0 | 0 | 0 | 0
| 10600060 | 6" PVC CAP SL |  | 0 | 0 | 0 | 0 | 0 | 0 | 0 | 0 | 0 | 0 | 0 | 0 | 0 | 0 | 0 | 0 | 0 | 0 | 0 | 0 | 0 | 0
| 10600070 | 6" CPVC OUPLING, SL x SL |  | 0 | 0 | 0 | 0 | 0 | 0 | 0 | 0 | 0 | 0 | 0 | 0 | 0 | 0 | 0 | 0 | 0 | 0 | 0 | 0 | 0 | 0
| 10600090 | 6" PVC ELBOW 90, SL x SL |  | 0 | 0 | 0 | 0 | 0 | 0 | 0 | 0 | 0 | 0 | 0 | 0 | 0 | 0 | 0 | 0 | 0 | 0 | 0 | 0 | 0 | 0
| 10600138 | 6" PVC PIPE, C900-165 |  | 4815.0336 | 0 | 0 | 4815.0336 | 0 | 0 | 0 | 0 | 0 | 0 | 0 | 0 | 0 | 0 | 0 | 0 | 0 | 0 | 0 | 0 | 0 | 0
| 10600139 | 6" PVC PIPE, C900-305 |  | 0 | 0 | 0 | 0 | 0 | 0 | 0 | 0 | 0 | 0 | 0 | 0 | 0 | 0 | 0 | 0 | 0 | 0 | 0 | 0 | 0 | 0
| 10600141 | 6" PVC PIPE, CL 200 |  | 0 | 0 | 0 | 0 | 0 | 0 | 0 | 0 | 0 | 0 | 0 | 0 | 0 | 0 | 0 | 0 | 0 | 0 | 0 | 0 | 0 | 0
| 10600142 | 6" PVC PIPE, C900-235 |  | 0 | 0 | 0 | 0 | 0 | 0 | 0 | 0 | 0 | 0 | 0 | 0 | 0 | 0 | 0 | 0 | 0 | 0 | 0 | 0 | 0 | 0
| 10600190 | 6" PVC TEE, SL x SL |  | 0 | 0 | 0 | 0 | 0 | 0 | 0 | 0 | 0 | 0 | 0 | 0 | 0 | 0 | 0 | 0 | 0 | 0 | 0 | 0 | 0 | 0
| 10800060 | 8" PVC CAP SL |  | 0 | 0 | 0 | 0 | 0 | 0 | 0 | 0 | 0 | 0 | 0 | 0 | 0 | 0 | 0 | 0 | 0 | 0 | 0 | 0 | 0 | 0
| 10800070 | 8" PVC COUPLING, SL x SL |  | 0 | 0 | 0 | 0 | 0 | 0 | 0 | 0 | 0 | 0 | 0 | 0 | 0 | 0 | 0 | 0 | 0 | 0 | 0 | 0 | 0 | 0
| 10800138 | 8" PVC PIPE, C900-165 |  | 3710.5302 | 3710.5302 | 0 | 0 | 0 | 0 | 0 | 0 | 0 | 0 | 0 | 0 | 0 | 0 | 0 | 0 | 0 | 0 | 0 | 0 | 0 | 0
| 10800139 | 8" PVC PIPE, C900-305 |  | 0 | 0 | 0 | 0 | 0 | 0 | 0 | 0 | 0 | 0 | 0 | 0 | 0 | 0 | 0 | 0 | 0 | 0 | 0 | 0 | 0 | 0
| 10800141 | 8" PVC PIPE, CL 200 |  | 0 | 0 | 0 | 0 | 0 | 0 | 0 | 0 | 0 | 0 | 0 | 0 | 0 | 0 | 0 | 0 | 0 | 0 | 0 | 0 | 0 | 0
| 10800142 | 8" PVC PIPE, C900-235 |  | 0 | 0 | 0 | 0 | 0 | 0 | 0 | 0 | 0 | 0 | 0 | 0 | 0 | 0 | 0 | 0 | 0 | 0 | 0 | 0 | 0 | 0
| 11000138 | 10" PVC PIPE, C900-165 |  | 0 | 0 | 0 | 0 | 0 | 0 | 0 | 0 | 0 | 0 | 0 | 0 | 0 | 0 | 0 | 0 | 0 | 0 | 0 | 0 | 0 | 0
| 11000139 | 10" PVC PIPE, C900-305 |  | 0 | 0 | 0 | 0 | 0 | 0 | 0 | 0 | 0 | 0 | 0 | 0 | 0 | 0 | 0 | 0 | 0 | 0 | 0 | 0 | 0 | 0
| 11000141 | 10" PVC PIPE, CL 200 |  | 0 | 0 | 0 | 0 | 0 | 0 | 0 | 0 | 0 | 0 | 0 | 0 | 0 | 0 | 0 | 0 | 0 | 0 | 0 | 0 | 0 | 0
| 11000142 | 10" PVC PIPE, C900-235 |  | 0 | 0 | 0 | 0 | 0 | 0 | 0 | 0 | 0 | 0 | 0 | 0 | 0 | 0 | 0 | 0 | 0 | 0 | 0 | 0 | 0 | 0
| 11200138 | 12" PVC PIPE, C900-165 |  | 0 | 0 | 0 | 0 | 0 | 0 | 0 | 0 | 0 | 0 | 0 | 0 | 0 | 0 | 0 | 0 | 0 | 0 | 0 | 0 | 0 | 0
| 11200141 | 12" PVC PIPE, CL 200 |  | 0 | 0 | 0 | 0 | 0 | 0 | 0 | 0 | 0 | 0 | 0 | 0 | 0 | 0 | 0 | 0 | 0 | 0 | 0 | 0 | 0 | 0
| 11200142 | 12" PVC PIPE, C900-235 |  | 0 | 0 | 0 | 0 | 0 | 0 | 0 | 0 | 0 | 0 | 0 | 0 | 0 | 0 | 0 | 0 | 0 | 0 | 0 | 0 | 0 | 0
| 20012045 | 1/2" GALV 45 ELBOW |  | 0 | 0 | 0 | 0 | 0 | 0 | 0 | 0 | 0 | 0 | 0 | 0 | 0 | 0 | 0 | 0 | 0 | 0 | 0 | 0 | 0 | 0
| 20012050 | 1/2" GALV BUSHING |  | 0 | 0 | 0 | 0 | 0 | 0 | 0 | 0 | 0 | 0 | 0 | 0 | 0 | 0 | 0 | 0 | 0 | 0 | 0 | 0 | 0 | 0
| 20012060 | 1/2" GALV CAP |  | 0 | 0 | 0 | 0 | 0 | 0 | 0 | 0 | 0 | 0 | 0 | 0 | 0 | 0 | 0 | 0 | 0 | 0 | 0 | 0 | 0 | 0
| 20012070 | 1/2" GALV COUPLING |  | 0 | 0 | 0 | 0 | 0 | 0 | 0 | 0 | 0 | 0 | 0 | 0 | 0 | 0 | 0 | 0 | 0 | 0 | 0 | 0 | 0 | 0
| 20012071 | 1/2" GALV FLOW COUPLING |  | 0 | 0 | 0 | 0 | 0 | 0 | 0 | 0 | 0 | 0 | 0 | 0 | 0 | 0 | 0 | 0 | 0 | 0 | 0 | 0 | 0 | 0
| 20012080 | 1/2" GALV CROSS |  | 0 | 0 | 0 | 0 | 0 | 0 | 0 | 0 | 0 | 0 | 0 | 0 | 0 | 0 | 0 | 0 | 0 | 0 | 0 | 0 | 0 | 0
| 20012090 | 1/2" GALV 90 ELBOW |  | 0 | 0 | 0 | 0 | 0 | 0 | 0 | 0 | 0 | 0 | 0 | 0 | 0 | 0 | 0 | 0 | 0 | 0 | 0 | 0 | 0 | 0
| 20012091 | 1/2" GALV RED 90 ELBOW |  | 0 | 0 | 0 | 0 | 0 | 0 | 0 | 0 | 0 | 0 | 0 | 0 | 0 | 0 | 0 | 0 | 0 | 0 | 0 | 0 | 0 | 0
| 20012095 | 1/2" GALV STREET 90 ELBOW |  | 0 | 0 | 0 | 0 | 0 | 0 | 0 | 0 | 0 | 0 | 0 | 0 | 0 | 0 | 0 | 0 | 0 | 0 | 0 | 0 | 0 | 0
| 20012120 | 1/2" x CL GALV NIPPLE |  | 0 | 0 | 0 | 0 | 0 | 0 | 0 | 0 | 0 | 0 | 0 | 0 | 0 | 0 | 0 | 0 | 0 | 0 | 0 | 0 | 0 | 0
| 20012121 | 1/2 x 1 1/2 GALV NIPPLE |  | 0 | 0 | 0 | 0 | 0 | 0 | 0 | 0 | 0 | 0 | 0 | 0 | 0 | 0 | 0 | 0 | 0 | 0 | 0 | 0 | 0 | 0
| 20012122 | 1/2 x 2 GALV NIPPLE |  | 0 | 0 | 0 | 0 | 0 | 0 | 0 | 0 | 0 | 0 | 0 | 0 | 0 | 0 | 0 | 0 | 0 | 0 | 0 | 0 | 0 | 0
| 20012123 | 1/2 x 2 1/2 GALV NIPPLE |  | 0 | 0 | 0 | 0 | 0 | 0 | 0 | 0 | 0 | 0 | 0 | 0 | 0 | 0 | 0 | 0 | 0 | 0 | 0 | 0 | 0 | 0
| 20012124 | 1/2 x 3 GALV NIPPLE |  | 0 | 0 | 0 | 0 | 0 | 0 | 0 | 0 | 0 | 0 | 0 | 0 | 0 | 0 | 0 | 0 | 0 | 0 | 0 | 0 | 0 | 0
| 20012125 | 1/2 x 3 1/2 GALV NIPPLE |  | 0 | 0 | 0 | 0 | 0 | 0 | 0 | 0 | 0 | 0 | 0 | 0 | 0 | 0 | 0 | 0 | 0 | 0 | 0 | 0 | 0 | 0
| 20012126 | 1/2 x 4 GALV NIPPLE |  | 0 | 0 | 0 | 0 | 0 | 0 | 0 | 0 | 0 | 0 | 0 | 0 | 0 | 0 | 0 | 0 | 0 | 0 | 0 | 0 | 0 | 0
| 20012127 | 1/2 x 4 1/2 GALV NIPPLE |  | 0 | 0 | 0 | 0 | 0 | 0 | 0 | 0 | 0 | 0 | 0 | 0 | 0 | 0 | 0 | 0 | 0 | 0 | 0 | 0 | 0 | 0
| 20012128 | 1/2 x 5 GALV NIPPLE |  | 0 | 0 | 0 | 0 | 0 | 0 | 0 | 0 | 0 | 0 | 0 | 0 | 0 | 0 | 0 | 0 | 0 | 0 | 0 | 0 | 0 | 0
| 20012129 | 1/2 x 5 1/2 GALV NIPPLE |  | 0 | 0 | 0 | 0 | 0 | 0 | 0 | 0 | 0 | 0 | 0 | 0 | 0 | 0 | 0 | 0 | 0 | 0 | 0 | 0 | 0 | 0
| 20012130 | 1/2 x 6 GALV NIPPLE |  | 0 | 0 | 0 | 0 | 0 | 0 | 0 | 0 | 0 | 0 | 0 | 0 | 0 | 0 | 0 | 0 | 0 | 0 | 0 | 0 | 0 | 0
| 20012140 | 1/2" GALVANIZED PIPE |  | 0 | 0 | 0 | 0 | 0 | 0 | 0 | 0 | 0 | 0 | 0 | 0 | 0 | 0 | 0 | 0 | 0 | 0 | 0 | 0 | 0 | 0
| 20012150 | 1/2" GALV PLUG |  | 0 | 0 | 0 | 0 | 0 | 0 | 0 | 0 | 0 | 0 | 0 | 0 | 0 | 0 | 0 | 0 | 0 | 0 | 0 | 0 | 0 | 0
| 20012160 | 1/2" GALV BELL REDUCER |  | 0 | 0 | 0 | 0 | 0 | 0 | 0 | 0 | 0 | 0 | 0 | 0 | 0 | 0 | 0 | 0 | 0 | 0 | 0 | 0 | 0 | 0
| 20012180 | 1/2" GALV 180 ELBOW |  | 0 | 0 | 0 | 0 | 0 | 0 | 0 | 0 | 0 | 0 | 0 | 0 | 0 | 0 | 0 | 0 | 0 | 0 | 0 | 0 | 0 | 0
| 20012190 | 1/2" GALV TEE |  | 0 | 0 | 0 | 0 | 0 | 0 | 0 | 0 | 0 | 0 | 0 | 0 | 0 | 0 | 0 | 0 | 0 | 0 | 0 | 0 | 0 | 0
| 20012191 | 1/2" GALV REDUCING TEE |  | 0 | 0 | 0 | 0 | 0 | 0 | 0 | 0 | 0 | 0 | 0 | 0 | 0 | 0 | 0 | 0 | 0 | 0 | 0 | 0 | 0 | 0
| 20012195 | 1/2" GALV BULL HEAD TEE |  | 0 | 0 | 0 | 0 | 0 | 0 | 0 | 0 | 0 | 0 | 0 | 0 | 0 | 0 | 0 | 0 | 0 | 0 | 0 | 0 | 0 | 0
| 20012200 | 1/2" GALV UNION |  | 0 | 0 | 0 | 0 | 0 | 0 | 0 | 0 | 0 | 0 | 0 | 0 | 0 | 0 | 0 | 0 | 0 | 0 | 0 | 0 | 0 | 0
| 20014045 | 1/4" GALV 45 ELBOW |  | 0 | 0 | 0 | 0 | 0 | 0 | 0 | 0 | 0 | 0 | 0 | 0 | 0 | 0 | 0 | 0 | 0 | 0 | 0 | 0 | 0 | 0
| 20014050 | 1/4" GALV BUSHING |  | 0 | 0 | 0 | 0 | 0 | 0 | 0 | 0 | 0 | 0 | 0 | 0 | 0 | 0 | 0 | 0 | 0 | 0 | 0 | 0 | 0 | 0
| 20014060 | 1/4" GALV CAP |  | 0 | 0 | 0 | 0 | 0 | 0 | 0 | 0 | 0 | 0 | 0 | 0 | 0 | 0 | 0 | 0 | 0 | 0 | 0 | 0 | 0 | 0
| 20014070 | 1/4" GALV COUPLING |  | 0 | 0 | 0 | 0 | 0 | 0 | 0 | 0 | 0 | 0 | 0 | 0 | 0 | 0 | 0 | 0 | 0 | 0 | 0 | 0 | 0 | 0
| 20014080 | 1/4" GALV CROSS |  | 0 | 0 | 0 | 0 | 0 | 0 | 0 | 0 | 0 | 0 | 0 | 0 | 0 | 0 | 0 | 0 | 0 | 0 | 0 | 0 | 0 | 0
| 20014090 | 1/4" GALV 90 ELBOW |  | 0 | 0 | 0 | 0 | 0 | 0 | 0 | 0 | 0 | 0 | 0 | 0 | 0 | 0 | 0 | 0 | 0 | 0 | 0 | 0 | 0 | 0
| 20014091 | 1/4" GALV RED 90 ELBOW |  | 0 | 0 | 0 | 0 | 0 | 0 | 0 | 0 | 0 | 0 | 0 | 0 | 0 | 0 | 0 | 0 | 0 | 0 | 0 | 0 | 0 | 0
| 20014095 | 1/4" GALV STREET 90 ELBOW |  | 0 | 0 | 0 | 0 | 0 | 0 | 0 | 0 | 0 | 0 | 0 | 0 | 0 | 0 | 0 | 0 | 0 | 0 | 0 | 0 | 0 | 0
| 20014120 | 1/4 x CL GALV NIPPLE |  | 0 | 0 | 0 | 0 | 0 | 0 | 0 | 0 | 0 | 0 | 0 | 0 | 0 | 0 | 0 | 0 | 0 | 0 | 0 | 0 | 0 | 0
| 20014121 | 1/4 x 1 1/2 GALV NIPPLE |  | 0 | 0 | 0 | 0 | 0 | 0 | 0 | 0 | 0 | 0 | 0 | 0 | 0 | 0 | 0 | 0 | 0 | 0 | 0 | 0 | 0 | 0
| 20014122 | 1/4 x 2 GALV NIPPLE |  | 0 | 0 | 0 | 0 | 0 | 0 | 0 | 0 | 0 | 0 | 0 | 0 | 0 | 0 | 0 | 0 | 0 | 0 | 0 | 0 | 0 | 0
| 20014124 | 1/4 x 3 GALV NIPPLE |  | 0 | 0 | 0 | 0 | 0 | 0 | 0 | 0 | 0 | 0 | 0 | 0 | 0 | 0 | 0 | 0 | 0 | 0 | 0 | 0 | 0 | 0
| 20014126 | 1/4 x 4 GALV NIPPLE |  | 0 | 0 | 0 | 0 | 0 | 0 | 0 | 0 | 0 | 0 | 0 | 0 | 0 | 0 | 0 | 0 | 0 | 0 | 0 | 0 | 0 | 0
| 20014128 | 1/4 x 5 GALV NIPPLE |  | 0 | 0 | 0 | 0 | 0 | 0 | 0 | 0 | 0 | 0 | 0 | 0 | 0 | 0 | 0 | 0 | 0 | 0 | 0 | 0 | 0 | 0
| 20014130 | 1/4 x 6 GALV NIPPLE |  | 0 | 0 | 0 | 0 | 0 | 0 | 0 | 0 | 0 | 0 | 0 | 0 | 0 | 0 | 0 | 0 | 0 | 0 | 0 | 0 | 0 | 0
| 20014150 | 1/4" GALV PLUG |  | 0 | 0 | 0 | 0 | 0 | 0 | 0 | 0 | 0 | 0 | 0 | 0 | 0 | 0 | 0 | 0 | 0 | 0 | 0 | 0 | 0 | 0
| 20014160 | 1/4" GALV BELL REDUCER |  | 0 | 0 | 0 | 0 | 0 | 0 | 0 | 0 | 0 | 0 | 0 | 0 | 0 | 0 | 0 | 0 | 0 | 0 | 0 | 0 | 0 | 0
| 20014190 | 1/4" GALV TEE |  | 0 | 0 | 0 | 0 | 0 | 0 | 0 | 0 | 0 | 0 | 0 | 0 | 0 | 0 | 0 | 0 | 0 | 0 | 0 | 0 | 0 | 0
| 20014200 | 1/4" GALV UNION |  | 0 | 0 | 0 | 0 | 0 | 0 | 0 | 0 | 0 | 0 | 0 | 0 | 0 | 0 | 0 | 0 | 0 | 0 | 0 | 0 | 0 | 0
| 20018045 | 1/8" GALV 45 ELBOW |  | 0 | 0 | 0 | 0 | 0 | 0 | 0 | 0 | 0 | 0 | 0 | 0 | 0 | 0 | 0 | 0 | 0 | 0 | 0 | 0 | 0 | 0
| 20018060 | 1/8" GALV CAP |  | 0 | 0 | 0 | 0 | 0 | 0 | 0 | 0 | 0 | 0 | 0 | 0 | 0 | 0 | 0 | 0 | 0 | 0 | 0 | 0 | 0 | 0
| 20018070 | 1/8" GALV COUPLING |  | 0 | 0 | 0 | 0 | 0 | 0 | 0 | 0 | 0 | 0 | 0 | 0 | 0 | 0 | 0 | 0 | 0 | 0 | 0 | 0 | 0 | 0
| 20018080 | 1/8" GALV CROSS |  | 0 | 0 | 0 | 0 | 0 | 0 | 0 | 0 | 0 | 0 | 0 | 0 | 0 | 0 | 0 | 0 | 0 | 0 | 0 | 0 | 0 | 0
| 20018090 | 1/8" GALV 90 ELBOW |  | 0 | 0 | 0 | 0 | 0 | 0 | 0 | 0 | 0 | 0 | 0 | 0 | 0 | 0 | 0 | 0 | 0 | 0 | 0 | 0 | 0 | 0
| 20018095 | 1/8" GALV STREET 90 ELBOW |  | 0 | 0 | 0 | 0 | 0 | 0 | 0 | 0 | 0 | 0 | 0 | 0 | 0 | 0 | 0 | 0 | 0 | 0 | 0 | 0 | 0 | 0
| 20018120 | 1/8 x CL GALV NIPPLE |  | 0 | 0 | 0 | 0 | 0 | 0 | 0 | 0 | 0 | 0 | 0 | 0 | 0 | 0 | 0 | 0 | 0 | 0 | 0 | 0 | 0 | 0
| 20018121 | 1/8 x 1 1/2 GALV NIPPLE |  | 0 | 0 | 0 | 0 | 0 | 0 | 0 | 0 | 0 | 0 | 0 | 0 | 0 | 0 | 0 | 0 | 0 | 0 | 0 | 0 | 0 | 0
| 20018122 | 1/8 x 2 GALV NIPPLE |  | 0 | 0 | 0 | 0 | 0 | 0 | 0 | 0 | 0 | 0 | 0 | 0 | 0 | 0 | 0 | 0 | 0 | 0 | 0 | 0 | 0 | 0
| 20018123 | 1/8 x 2 1/2 GALV NIPPLE |  | 0 | 0 | 0 | 0 | 0 | 0 | 0 | 0 | 0 | 0 | 0 | 0 | 0 | 0 | 0 | 0 | 0 | 0 | 0 | 0 | 0 | 0
| 20018124 | 1/8 x 3 GALV NIPPLE |  | 0 | 0 | 0 | 0 | 0 | 0 | 0 | 0 | 0 | 0 | 0 | 0 | 0 | 0 | 0 | 0 | 0 | 0 | 0 | 0 | 0 | 0
| 20018125 | 1/8 x 3 1/2 GALV NIPPLE |  | 0 | 0 | 0 | 0 | 0 | 0 | 0 | 0 | 0 | 0 | 0 | 0 | 0 | 0 | 0 | 0 | 0 | 0 | 0 | 0 | 0 | 0
| 20018126 | 1/8 x 4 GALV NIPPLE |  | 0 | 0 | 0 | 0 | 0 | 0 | 0 | 0 | 0 | 0 | 0 | 0 | 0 | 0 | 0 | 0 | 0 | 0 | 0 | 0 | 0 | 0
| 20018127 | 1/8 x 4 1/2 GALV NIPPLE |  | 0 | 0 | 0 | 0 | 0 | 0 | 0 | 0 | 0 | 0 | 0 | 0 | 0 | 0 | 0 | 0 | 0 | 0 | 0 | 0 | 0 | 0
| 20018128 | 1/8 x 5 GALV NIPPLE |  | 0 | 0 | 0 | 0 | 0 | 0 | 0 | 0 | 0 | 0 | 0 | 0 | 0 | 0 | 0 | 0 | 0 | 0 | 0 | 0 | 0 | 0
| 20018129 | 1/8 x 5 1/2 GALV NIPPLE |  | 0 | 0 | 0 | 0 | 0 | 0 | 0 | 0 | 0 | 0 | 0 | 0 | 0 | 0 | 0 | 0 | 0 | 0 | 0 | 0 | 0 | 0
| 20018130 | 1/8 x 6 GALV NIPPLE |  | 0 | 0 | 0 | 0 | 0 | 0 | 0 | 0 | 0 | 0 | 0 | 0 | 0 | 0 | 0 | 0 | 0 | 0 | 0 | 0 | 0 | 0
| 20018132 | 1/8 x 8 GALV NIPPLE |  | 0 | 0 | 0 | 0 | 0 | 0 | 0 | 0 | 0 | 0 | 0 | 0 | 0 | 0 | 0 | 0 | 0 | 0 | 0 | 0 | 0 | 0
| 20018150 | 1/8" GALV PLUG |  | 0 | 0 | 0 | 0 | 0 | 0 | 0 | 0 | 0 | 0 | 0 | 0 | 0 | 0 | 0 | 0 | 0 | 0 | 0 | 0 | 0 | 0
| 20018190 | 1/8" GALV TEE |  | 0 | 0 | 0 | 0 | 0 | 0 | 0 | 0 | 0 | 0 | 0 | 0 | 0 | 0 | 0 | 0 | 0 | 0 | 0 | 0 | 0 | 0
| 20018200 | 1/8" GALV UNION |  | 0 | 0 | 0 | 0 | 0 | 0 | 0 | 0 | 0 | 0 | 0 | 0 | 0 | 0 | 0 | 0 | 0 | 0 | 0 | 0 | 0 | 0
| 20034045 | 3/4" GALV 45 ELBOW |  | 0 | 0 | 0 | 0 | 0 | 0 | 0 | 0 | 0 | 0 | 0 | 0 | 0 | 0 | 0 | 0 | 0 | 0 | 0 | 0 | 0 | 0
| 20034050 | 3/4" GALV BUSHING |  | 0 | 0 | 0 | 0 | 0 | 0 | 0 | 0 | 0 | 0 | 0 | 0 | 0 | 0 | 0 | 0 | 0 | 0 | 0 | 0 | 0 | 0
| 20034060 | 3/4" GALV CAP |  | 0 | 0 | 0 | 0 | 0 | 0 | 0 | 0 | 0 | 0 | 0 | 0 | 0 | 0 | 0 | 0 | 0 | 0 | 0 | 0 | 0 | 0
| 20034070 | 3/4" GALV COUPLING |  | 0 | 0 | 0 | 0 | 0 | 0 | 0 | 0 | 0 | 0 | 0 | 0 | 0 | 0 | 0 | 0 | 0 | 0 | 0 | 0 | 0 | 0
| 20034071 | 3/4" GALV FLOW COUPLING |  | 0 | 0 | 0 | 0 | 0 | 0 | 0 | 0 | 0 | 0 | 0 | 0 | 0 | 0 | 0 | 0 | 0 | 0 | 0 | 0 | 0 | 0
| 20034080 | 3/4" GALV CROSS |  | 0 | 0 | 0 | 0 | 0 | 0 | 0 | 0 | 0 | 0 | 0 | 0 | 0 | 0 | 0 | 0 | 0 | 0 | 0 | 0 | 0 | 0
| 20034090 | 3/4" GALV 90 ELBOW |  | 0 | 0 | 0 | 0 | 0 | 0 | 0 | 0 | 0 | 0 | 0 | 0 | 0 | 0 | 0 | 0 | 0 | 0 | 0 | 0 | 0 | 0
| 20034091 | 3/4" GALV RED 90 ELBOW |  | 0 | 0 | 0 | 0 | 0 | 0 | 0 | 0 | 0 | 0 | 0 | 0 | 0 | 0 | 0 | 0 | 0 | 0 | 0 | 0 | 0 | 0
| 20034095 | 3/4" GALV STREET 90 ELBOW |  | 0 | 0 | 0 | 0 | 0 | 0 | 0 | 0 | 0 | 0 | 0 | 0 | 0 | 0 | 0 | 0 | 0 | 0 | 0 | 0 | 0 | 0
| 20034120 | 3/4 x CL GALV NIPPLE |  | 0 | 0 | 0 | 0 | 0 | 0 | 0 | 0 | 0 | 0 | 0 | 0 | 0 | 0 | 0 | 0 | 0 | 0 | 0 | 0 | 0 | 0
| 20034121 | 3/4 x 1 1/2 GALV NIPPLE |  | 0 | 0 | 0 | 0 | 0 | 0 | 0 | 0 | 0 | 0 | 0 | 0 | 0 | 0 | 0 | 0 | 0 | 0 | 0 | 0 | 0 | 0
| 20034122 | 3/4 x 2 GALV NIPPLE |  | 0 | 0 | 0 | 0 | 0 | 0 | 0 | 0 | 0 | 0 | 0 | 0 | 0 | 0 | 0 | 0 | 0 | 0 | 0 | 0 | 0 | 0
| 20034123 | 3/4 x 2 1/2 GALV NIPPLE |  | 0 | 0 | 0 | 0 | 0 | 0 | 0 | 0 | 0 | 0 | 0 | 0 | 0 | 0 | 0 | 0 | 0 | 0 | 0 | 0 | 0 | 0
| 20034124 | 3/4 x 3 GALV NIPPLE |  | 0 | 0 | 0 | 0 | 0 | 0 | 0 | 0 | 0 | 0 | 0 | 0 | 0 | 0 | 0 | 0 | 0 | 0 | 0 | 0 | 0 | 0
| 20034125 | 3/4 x 3 1/2 GALV NIPPLE |  | 0 | 0 | 0 | 0 | 0 | 0 | 0 | 0 | 0 | 0 | 0 | 0 | 0 | 0 | 0 | 0 | 0 | 0 | 0 | 0 | 0 | 0
| 20034126 | 3/4 x 4 GALV NIPPLE |  | 0 | 0 | 0 | 0 | 0 | 0 | 0 | 0 | 0 | 0 | 0 | 0 | 0 | 0 | 0 | 0 | 0 | 0 | 0 | 0 | 0 | 0
| 20034127 | 3/4 x 4 1/2 GALV NIPPLE |  | 0 | 0 | 0 | 0 | 0 | 0 | 0 | 0 | 0 | 0 | 0 | 0 | 0 | 0 | 0 | 0 | 0 | 0 | 0 | 0 | 0 | 0
| 20034128 | 3/4 x 5 GALV NIPPLE |  | 0 | 0 | 0 | 0 | 0 | 0 | 0 | 0 | 0 | 0 | 0 | 0 | 0 | 0 | 0 | 0 | 0 | 0 | 0 | 0 | 0 | 0
| 20034129 | 3/4 x 5 1/2 GALV NIPPLE |  | 0 | 0 | 0 | 0 | 0 | 0 | 0 | 0 | 0 | 0 | 0 | 0 | 0 | 0 | 0 | 0 | 0 | 0 | 0 | 0 | 0 | 0
| 20034130 | 3/4 x 6 GALV NIPPLE |  | 0 | 0 | 0 | 0 | 0 | 0 | 0 | 0 | 0 | 0 | 0 | 0 | 0 | 0 | 0 | 0 | 0 | 0 | 0 | 0 | 0 | 0
| 20034132 | 3/4 x 8 GALV NIPPLE |  | 0 | 0 | 0 | 0 | 0 | 0 | 0 | 0 | 0 | 0 | 0 | 0 | 0 | 0 | 0 | 0 | 0 | 0 | 0 | 0 | 0 | 0
| 20034133 | 3/4 x 10 GALV NIPPLE |  | 0 | 0 | 0 | 0 | 0 | 0 | 0 | 0 | 0 | 0 | 0 | 0 | 0 | 0 | 0 | 0 | 0 | 0 | 0 | 0 | 0 | 0
| 20034134 | 3/4 x 12 GALV NIPPLE |  | 181.767 | 0 | 0 | 0 | 0 | 0 | 113.6044 | 0 | 0 | 0 | 0 | 0 | 0 | 68.1626 | 0 | 0 | 0 | 0 | 0 | 0 | 0 | 0
| 20034135 | 3/4 x 18 GALV NIPPLE |  | 307.359 | 0 | 0 | 0 | 0 | 0 | 166.14 | 41.535 | 0 | 0 | 0 | 0 | 0 | 99.684 | 0 | 0 | 0 | 0 | 0 | 0 | 0 | 0
| 20034140 | 3/4" GALVANIZED PIPE |  | 0 | 0 | 0 | 0 | 0 | 0 | 0 | 0 | 0 | 0 | 0 | 0 | 0 | 0 | 0 | 0 | 0 | 0 | 0 | 0 | 0 | 0
| 20034150 | 3/4" GALV PLUG |  | 0 | 0 | 0 | 0 | 0 | 0 | 0 | 0 | 0 | 0 | 0 | 0 | 0 | 0 | 0 | 0 | 0 | 0 | 0 | 0 | 0 | 0
| 20034160 | 3/4" GALV BELL REDUCER |  | 0 | 0 | 0 | 0 | 0 | 0 | 0 | 0 | 0 | 0 | 0 | 0 | 0 | 0 | 0 | 0 | 0 | 0 | 0 | 0 | 0 | 0
| 20034180 | 3/4" GALV 180 ELBOW |  | 0 | 0 | 0 | 0 | 0 | 0 | 0 | 0 | 0 | 0 | 0 | 0 | 0 | 0 | 0 | 0 | 0 | 0 | 0 | 0 | 0 | 0
| 20034190 | 3/4" GALV TEE |  | 0 | 0 | 0 | 0 | 0 | 0 | 0 | 0 | 0 | 0 | 0 | 0 | 0 | 0 | 0 | 0 | 0 | 0 | 0 | 0 | 0 | 0
| 20034191 | 3/4" GALV REDUCING TEE |  | 0 | 0 | 0 | 0 | 0 | 0 | 0 | 0 | 0 | 0 | 0 | 0 | 0 | 0 | 0 | 0 | 0 | 0 | 0 | 0 | 0 | 0
| 20034195 | 3/4" GALV BULL HEAD TEE |  | 0 | 0 | 0 | 0 | 0 | 0 | 0 | 0 | 0 | 0 | 0 | 0 | 0 | 0 | 0 | 0 | 0 | 0 | 0 | 0 | 0 | 0
| 20034200 | 3/4" GALV UNION |  | 0 | 0 | 0 | 0 | 0 | 0 | 0 | 0 | 0 | 0 | 0 | 0 | 0 | 0 | 0 | 0 | 0 | 0 | 0 | 0 | 0 | 0
| 20038045 | 3/8" GALV 45 ELBOW |  | 0 | 0 | 0 | 0 | 0 | 0 | 0 | 0 | 0 | 0 | 0 | 0 | 0 | 0 | 0 | 0 | 0 | 0 | 0 | 0 | 0 | 0
| 20038050 | 3/8" GALV BUSHING |  | 0 | 0 | 0 | 0 | 0 | 0 | 0 | 0 | 0 | 0 | 0 | 0 | 0 | 0 | 0 | 0 | 0 | 0 | 0 | 0 | 0 | 0
| 20038060 | 3/8" GALV CAP |  | 0 | 0 | 0 | 0 | 0 | 0 | 0 | 0 | 0 | 0 | 0 | 0 | 0 | 0 | 0 | 0 | 0 | 0 | 0 | 0 | 0 | 0
| 20038070 | 3/8" GALV COUPLING |  | 0 | 0 | 0 | 0 | 0 | 0 | 0 | 0 | 0 | 0 | 0 | 0 | 0 | 0 | 0 | 0 | 0 | 0 | 0 | 0 | 0 | 0
| 20038080 | 3/8" GALV CROSS |  | 0 | 0 | 0 | 0 | 0 | 0 | 0 | 0 | 0 | 0 | 0 | 0 | 0 | 0 | 0 | 0 | 0 | 0 | 0 | 0 | 0 | 0
| 20038090 | 3/8" GALV 90 ELBOW |  | 0 | 0 | 0 | 0 | 0 | 0 | 0 | 0 | 0 | 0 | 0 | 0 | 0 | 0 | 0 | 0 | 0 | 0 | 0 | 0 | 0 | 0
| 20038091 | 3/8" GALV RED 90 ELBOW |  | 0 | 0 | 0 | 0 | 0 | 0 | 0 | 0 | 0 | 0 | 0 | 0 | 0 | 0 | 0 | 0 | 0 | 0 | 0 | 0 | 0 | 0
| 20038095 | 3/8" GALV STREET 90 ELBOW |  | 0 | 0 | 0 | 0 | 0 | 0 | 0 | 0 | 0 | 0 | 0 | 0 | 0 | 0 | 0 | 0 | 0 | 0 | 0 | 0 | 0 | 0
| 20038122 | 3/8 x 2 GALV NIPPLE |  | 0 | 0 | 0 | 0 | 0 | 0 | 0 | 0 | 0 | 0 | 0 | 0 | 0 | 0 | 0 | 0 | 0 | 0 | 0 | 0 | 0 | 0
| 20038123 | 3/8 x 2 1/2 GALV NIPPLE |  | 0 | 0 | 0 | 0 | 0 | 0 | 0 | 0 | 0 | 0 | 0 | 0 | 0 | 0 | 0 | 0 | 0 | 0 | 0 | 0 | 0 | 0
| 20038124 | 3/8 x 3 GALV NIPPLE |  | 0 | 0 | 0 | 0 | 0 | 0 | 0 | 0 | 0 | 0 | 0 | 0 | 0 | 0 | 0 | 0 | 0 | 0 | 0 | 0 | 0 | 0
| 20038125 | 3/8 x 3 1/2 GALV NIPPLE |  | 0 | 0 | 0 | 0 | 0 | 0 | 0 | 0 | 0 | 0 | 0 | 0 | 0 | 0 | 0 | 0 | 0 | 0 | 0 | 0 | 0 | 0
| 20038126 | 3/8 x 4 GALV NIPPLE |  | 0 | 0 | 0 | 0 | 0 | 0 | 0 | 0 | 0 | 0 | 0 | 0 | 0 | 0 | 0 | 0 | 0 | 0 | 0 | 0 | 0 | 0
| 20038127 | 3/8 x 4 1/2 GALV NIPPLE |  | 0 | 0 | 0 | 0 | 0 | 0 | 0 | 0 | 0 | 0 | 0 | 0 | 0 | 0 | 0 | 0 | 0 | 0 | 0 | 0 | 0 | 0
| 20038128 | 3/8 x 5 GALV NIPPLE |  | 0 | 0 | 0 | 0 | 0 | 0 | 0 | 0 | 0 | 0 | 0 | 0 | 0 | 0 | 0 | 0 | 0 | 0 | 0 | 0 | 0 | 0
| 20038129 | 3/8 x 5 1/2 GALV NIPPLE |  | 0 | 0 | 0 | 0 | 0 | 0 | 0 | 0 | 0 | 0 | 0 | 0 | 0 | 0 | 0 | 0 | 0 | 0 | 0 | 0 | 0 | 0
| 20038130 | 3/8 x 6 GALV NIPPLE |  | 0 | 0 | 0 | 0 | 0 | 0 | 0 | 0 | 0 | 0 | 0 | 0 | 0 | 0 | 0 | 0 | 0 | 0 | 0 | 0 | 0 | 0
| 20038150 | 3/8" GALV PLUG |  | 0 | 0 | 0 | 0 | 0 | 0 | 0 | 0 | 0 | 0 | 0 | 0 | 0 | 0 | 0 | 0 | 0 | 0 | 0 | 0 | 0 | 0
| 20038160 | 3/8" GALV BELL REDUCER |  | 0 | 0 | 0 | 0 | 0 | 0 | 0 | 0 | 0 | 0 | 0 | 0 | 0 | 0 | 0 | 0 | 0 | 0 | 0 | 0 | 0 | 0
| 20038190 | 3/8" GALV TEE |  | 0 | 0 | 0 | 0 | 0 | 0 | 0 | 0 | 0 | 0 | 0 | 0 | 0 | 0 | 0 | 0 | 0 | 0 | 0 | 0 | 0 | 0
| 20038200 | 3/8" GALV UNION |  | 0 | 0 | 0 | 0 | 0 | 0 | 0 | 0 | 0 | 0 | 0 | 0 | 0 | 0 | 0 | 0 | 0 | 0 | 0 | 0 | 0 | 0
| 20100045 | 1" GALV 45 ELBOW |  | 0 | 0 | 0 | 0 | 0 | 0 | 0 | 0 | 0 | 0 | 0 | 0 | 0 | 0 | 0 | 0 | 0 | 0 | 0 | 0 | 0 | 0
| 20100050 | 1" GALV BUSHING |  | 0 | 0 | 0 | 0 | 0 | 0 | 0 | 0 | 0 | 0 | 0 | 0 | 0 | 0 | 0 | 0 | 0 | 0 | 0 | 0 | 0 | 0
| 20100060 | 1" GALV CAP |  | 0 | 0 | 0 | 0 | 0 | 0 | 0 | 0 | 0 | 0 | 0 | 0 | 0 | 0 | 0 | 0 | 0 | 0 | 0 | 0 | 0 | 0
| 20100070 | 1" GALV COUPLING |  | 0 | 0 | 0 | 0 | 0 | 0 | 0 | 0 | 0 | 0 | 0 | 0 | 0 | 0 | 0 | 0 | 0 | 0 | 0 | 0 | 0 | 0
| 20100071 | 1" GALV FLOW COUPLING |  | 0 | 0 | 0 | 0 | 0 | 0 | 0 | 0 | 0 | 0 | 0 | 0 | 0 | 0 | 0 | 0 | 0 | 0 | 0 | 0 | 0 | 0
| 20100080 | 1" GALV CROSS |  | 0 | 0 | 0 | 0 | 0 | 0 | 0 | 0 | 0 | 0 | 0 | 0 | 0 | 0 | 0 | 0 | 0 | 0 | 0 | 0 | 0 | 0
| 20100090 | 1" GALV 90 ELBOW |  | 0 | 0 | 0 | 0 | 0 | 0 | 0 | 0 | 0 | 0 | 0 | 0 | 0 | 0 | 0 | 0 | 0 | 0 | 0 | 0 | 0 | 0
| 20100091 | 1" GALV RED 90 ELBOW |  | 15.5461 | 0 | 0 | 0 | 0 | 0 | 0 | 15.5461 | 0 | 0 | 0 | 0 | 0 | 0 | 0 | 0 | 0 | 0 | 0 | 0 | 0 | 0
| 20100095 | 1" GALV STREET 90 ELBOW |  | 0 | 0 | 0 | 0 | 0 | 0 | 0 | 0 | 0 | 0 | 0 | 0 | 0 | 0 | 0 | 0 | 0 | 0 | 0 | 0 | 0 | 0
| 20100120 | 1 x CL GALV NIPPLE |  | 0 | 0 | 0 | 0 | 0 | 0 | 0 | 0 | 0 | 0 | 0 | 0 | 0 | 0 | 0 | 0 | 0 | 0 | 0 | 0 | 0 | 0
| 20100122 | 1 x 2 GALV NIPPLE |  | 0 | 0 | 0 | 0 | 0 | 0 | 0 | 0 | 0 | 0 | 0 | 0 | 0 | 0 | 0 | 0 | 0 | 0 | 0 | 0 | 0 | 0
| 20100123 | 1 x 2 1/2 GALV NIPPLE |  | 0 | 0 | 0 | 0 | 0 | 0 | 0 | 0 | 0 | 0 | 0 | 0 | 0 | 0 | 0 | 0 | 0 | 0 | 0 | 0 | 0 | 0
| 20100124 | 1 x 3 GALV NIPPLE |  | 0 | 0 | 0 | 0 | 0 | 0 | 0 | 0 | 0 | 0 | 0 | 0 | 0 | 0 | 0 | 0 | 0 | 0 | 0 | 0 | 0 | 0
| 20100125 | 1 x 3 1/2 GALV NIPPLE |  | 0 | 0 | 0 | 0 | 0 | 0 | 0 | 0 | 0 | 0 | 0 | 0 | 0 | 0 | 0 | 0 | 0 | 0 | 0 | 0 | 0 | 0
| 20100126 | 1 x 4 GALV NIPPLE |  | 0 | 0 | 0 | 0 | 0 | 0 | 0 | 0 | 0 | 0 | 0 | 0 | 0 | 0 | 0 | 0 | 0 | 0 | 0 | 0 | 0 | 0
| 20100127 | 1 x 4 1/2 GALV NIPPLE |  | 0 | 0 | 0 | 0 | 0 | 0 | 0 | 0 | 0 | 0 | 0 | 0 | 0 | 0 | 0 | 0 | 0 | 0 | 0 | 0 | 0 | 0
| 20100128 | 1 x 5 GALV NIPPLE |  | 0 | 0 | 0 | 0 | 0 | 0 | 0 | 0 | 0 | 0 | 0 | 0 | 0 | 0 | 0 | 0 | 0 | 0 | 0 | 0 | 0 | 0
| 20100129 | 1 x 5 1/2 GALV NIPPLE |  | 0 | 0 | 0 | 0 | 0 | 0 | 0 | 0 | 0 | 0 | 0 | 0 | 0 | 0 | 0 | 0 | 0 | 0 | 0 | 0 | 0 | 0
| 20100130 | 1 x 6 GALV NIPPLE |  | 0 | 0 | 0 | 0 | 0 | 0 | 0 | 0 | 0 | 0 | 0 | 0 | 0 | 0 | 0 | 0 | 0 | 0 | 0 | 0 | 0 | 0
| 20100132 | 1 x 8 GALV NIPPLE |  | 0 | 0 | 0 | 0 | 0 | 0 | 0 | 0 | 0 | 0 | 0 | 0 | 0 | 0 | 0 | 0 | 0 | 0 | 0 | 0 | 0 | 0
| 20100133 | 1 x 10 GALV NIPPLE |  | 0 | 0 | 0 | 0 | 0 | 0 | 0 | 0 | 0 | 0 | 0 | 0 | 0 | 0 | 0 | 0 | 0 | 0 | 0 | 0 | 0 | 0
| 20100134 | 1 x 12 GALV NIPPLE |  | 0 | 0 | 0 | 0 | 0 | 0 | 0 | 0 | 0 | 0 | 0 | 0 | 0 | 0 | 0 | 0 | 0 | 0 | 0 | 0 | 0 | 0
| 20100135 | 1 x 18 GALV NIPPLE |  | 0 | 0 | 0 | 0 | 0 | 0 | 0 | 0 | 0 | 0 | 0 | 0 | 0 | 0 | 0 | 0 | 0 | 0 | 0 | 0 | 0 | 0
| 20100140 | 1" GALVANIZED PIPE |  | 0 | 0 | 0 | 0 | 0 | 0 | 0 | 0 | 0 | 0 | 0 | 0 | 0 | 0 | 0 | 0 | 0 | 0 | 0 | 0 | 0 | 0
| 20100150 | 1" GALV PLUG |  | 0 | 0 | 0 | 0 | 0 | 0 | 0 | 0 | 0 | 0 | 0 | 0 | 0 | 0 | 0 | 0 | 0 | 0 | 0 | 0 | 0 | 0
| 20100160 | 1" GALV BELL REDUCER |  | 0 | 0 | 0 | 0 | 0 | 0 | 0 | 0 | 0 | 0 | 0 | 0 | 0 | 0 | 0 | 0 | 0 | 0 | 0 | 0 | 0 | 0
| 20100180 | 1" GALV 180 ELBOW |  | 0 | 0 | 0 | 0 | 0 | 0 | 0 | 0 | 0 | 0 | 0 | 0 | 0 | 0 | 0 | 0 | 0 | 0 | 0 | 0 | 0 | 0
| 20100190 | 1" GALV TEE |  | 0 | 0 | 0 | 0 | 0 | 0 | 0 | 0 | 0 | 0 | 0 | 0 | 0 | 0 | 0 | 0 | 0 | 0 | 0 | 0 | 0 | 0
| 20100191 | 1" GALV REDUCING TEE |  | 69.056 | 0 | 0 | 0 | 0 | 0 | 43.16 | 0 | 0 | 0 | 0 | 0 | 0 | 25.896 | 0 | 0 | 0 | 0 | 0 | 0 | 0 | 0
| 20100195 | 1" GALV BULL HEAD TEE |  | 0 | 0 | 0 | 0 | 0 | 0 | 0 | 0 | 0 | 0 | 0 | 0 | 0 | 0 | 0 | 0 | 0 | 0 | 0 | 0 | 0 | 0
| 20100200 | 1" GALV UNION |  | 0 | 0 | 0 | 0 | 0 | 0 | 0 | 0 | 0 | 0 | 0 | 0 | 0 | 0 | 0 | 0 | 0 | 0 | 0 | 0 | 0 | 0
| 20112045 | 1-1/2" GALV 45 ELBOW |  | 0 | 0 | 0 | 0 | 0 | 0 | 0 | 0 | 0 | 0 | 0 | 0 | 0 | 0 | 0 | 0 | 0 | 0 | 0 | 0 | 0 | 0
| 20112050 | 1-1/2" GALV BUSHING |  | 0 | 0 | 0 | 0 | 0 | 0 | 0 | 0 | 0 | 0 | 0 | 0 | 0 | 0 | 0 | 0 | 0 | 0 | 0 | 0 | 0 | 0
| 20112060 | 1-1/2" GALV CAP |  | 0 | 0 | 0 | 0 | 0 | 0 | 0 | 0 | 0 | 0 | 0 | 0 | 0 | 0 | 0 | 0 | 0 | 0 | 0 | 0 | 0 | 0
| 20112070 | 1-1/2" GALV COUPLING |  | 0 | 0 | 0 | 0 | 0 | 0 | 0 | 0 | 0 | 0 | 0 | 0 | 0 | 0 | 0 | 0 | 0 | 0 | 0 | 0 | 0 | 0
| 20112071 | 1-1/2" GALV FLOW COUPLING |  | 0 | 0 | 0 | 0 | 0 | 0 | 0 | 0 | 0 | 0 | 0 | 0 | 0 | 0 | 0 | 0 | 0 | 0 | 0 | 0 | 0 | 0
| 20112080 | 1-1/2" GALV CROSS |  | 0 | 0 | 0 | 0 | 0 | 0 | 0 | 0 | 0 | 0 | 0 | 0 | 0 | 0 | 0 | 0 | 0 | 0 | 0 | 0 | 0 | 0
| 20112090 | 1-1/2" GALV 90 ELBOW |  | 0 | 0 | 0 | 0 | 0 | 0 | 0 | 0 | 0 | 0 | 0 | 0 | 0 | 0 | 0 | 0 | 0 | 0 | 0 | 0 | 0 | 0
| 20112091 | 1-1/2" GALV RED 90 ELBOW |  | 0 | 0 | 0 | 0 | 0 | 0 | 0 | 0 | 0 | 0 | 0 | 0 | 0 | 0 | 0 | 0 | 0 | 0 | 0 | 0 | 0 | 0
| 20112095 | 1-1/2" STREET GALV 90 ELBOW |  | 0 | 0 | 0 | 0 | 0 | 0 | 0 | 0 | 0 | 0 | 0 | 0 | 0 | 0 | 0 | 0 | 0 | 0 | 0 | 0 | 0 | 0
| 20112120 | 1 1/2 x CL GALV NIPPLE |  | 0 | 0 | 0 | 0 | 0 | 0 | 0 | 0 | 0 | 0 | 0 | 0 | 0 | 0 | 0 | 0 | 0 | 0 | 0 | 0 | 0 | 0
| 20112122 | 1 1/2 x 2 GALV NIPPLE |  | 0 | 0 | 0 | 0 | 0 | 0 | 0 | 0 | 0 | 0 | 0 | 0 | 0 | 0 | 0 | 0 | 0 | 0 | 0 | 0 | 0 | 0
| 20112123 | 1 1/2 x 2 1/2 GALV NIPPLE |  | 0 | 0 | 0 | 0 | 0 | 0 | 0 | 0 | 0 | 0 | 0 | 0 | 0 | 0 | 0 | 0 | 0 | 0 | 0 | 0 | 0 | 0
| 20112124 | 1 1/2 x 3 GALV NIPPLE |  | 0 | 0 | 0 | 0 | 0 | 0 | 0 | 0 | 0 | 0 | 0 | 0 | 0 | 0 | 0 | 0 | 0 | 0 | 0 | 0 | 0 | 0
| 20112125 | 1 1/2 x 3 1/2 GALV NIPPLE |  | 0 | 0 | 0 | 0 | 0 | 0 | 0 | 0 | 0 | 0 | 0 | 0 | 0 | 0 | 0 | 0 | 0 | 0 | 0 | 0 | 0 | 0
| 20112126 | 1 1/2 x 4 GALV NIPPLE |  | 0 | 0 | 0 | 0 | 0 | 0 | 0 | 0 | 0 | 0 | 0 | 0 | 0 | 0 | 0 | 0 | 0 | 0 | 0 | 0 | 0 | 0
| 20112127 | 1 1/2 x 4 1/2 GALV NIPPLE |  | 0 | 0 | 0 | 0 | 0 | 0 | 0 | 0 | 0 | 0 | 0 | 0 | 0 | 0 | 0 | 0 | 0 | 0 | 0 | 0 | 0 | 0
| 20112128 | 1 1/2 x 5 GALV NIPPLE |  | 0 | 0 | 0 | 0 | 0 | 0 | 0 | 0 | 0 | 0 | 0 | 0 | 0 | 0 | 0 | 0 | 0 | 0 | 0 | 0 | 0 | 0
| 20112129 | 1 1/2 x 5 1/2 GALV NIPPLE |  | 0 | 0 | 0 | 0 | 0 | 0 | 0 | 0 | 0 | 0 | 0 | 0 | 0 | 0 | 0 | 0 | 0 | 0 | 0 | 0 | 0 | 0
| 20112130 | 1 1/2 x 6 GALV NIPPLE |  | 0 | 0 | 0 | 0 | 0 | 0 | 0 | 0 | 0 | 0 | 0 | 0 | 0 | 0 | 0 | 0 | 0 | 0 | 0 | 0 | 0 | 0
| 20112132 | 1 1/2 x 8 GALV NIPPLE |  | 0 | 0 | 0 | 0 | 0 | 0 | 0 | 0 | 0 | 0 | 0 | 0 | 0 | 0 | 0 | 0 | 0 | 0 | 0 | 0 | 0 | 0
| 20112133 | 1 1/2 x 10 GALV NIPPLE |  | 0 | 0 | 0 | 0 | 0 | 0 | 0 | 0 | 0 | 0 | 0 | 0 | 0 | 0 | 0 | 0 | 0 | 0 | 0 | 0 | 0 | 0
| 20112134 | 1 1/2 x 12 GALV NIPPLE |  | 0 | 0 | 0 | 0 | 0 | 0 | 0 | 0 | 0 | 0 | 0 | 0 | 0 | 0 | 0 | 0 | 0 | 0 | 0 | 0 | 0 | 0
| 20112140 | 1-1/2" GALVANIZED PIPE |  | 0 | 0 | 0 | 0 | 0 | 0 | 0 | 0 | 0 | 0 | 0 | 0 | 0 | 0 | 0 | 0 | 0 | 0 | 0 | 0 | 0 | 0
| 20112150 | 1-1/2" GALV PLUG |  | 0 | 0 | 0 | 0 | 0 | 0 | 0 | 0 | 0 | 0 | 0 | 0 | 0 | 0 | 0 | 0 | 0 | 0 | 0 | 0 | 0 | 0
| 20112160 | 1-1/2" GALV BELL REDUCER |  | 0 | 0 | 0 | 0 | 0 | 0 | 0 | 0 | 0 | 0 | 0 | 0 | 0 | 0 | 0 | 0 | 0 | 0 | 0 | 0 | 0 | 0
| 20112180 | 1-1/2" GALV 180 ELBOW |  | 0 | 0 | 0 | 0 | 0 | 0 | 0 | 0 | 0 | 0 | 0 | 0 | 0 | 0 | 0 | 0 | 0 | 0 | 0 | 0 | 0 | 0
| 20112190 | 1-1/2" GALV TEE |  | 0 | 0 | 0 | 0 | 0 | 0 | 0 | 0 | 0 | 0 | 0 | 0 | 0 | 0 | 0 | 0 | 0 | 0 | 0 | 0 | 0 | 0
| 20112191 | 1-1/2" GALV REDUCING TEE |  | 0 | 0 | 0 | 0 | 0 | 0 | 0 | 0 | 0 | 0 | 0 | 0 | 0 | 0 | 0 | 0 | 0 | 0 | 0 | 0 | 0 | 0
| 20112200 | 1-1/2" GALV UNION |  | 0 | 0 | 0 | 0 | 0 | 0 | 0 | 0 | 0 | 0 | 0 | 0 | 0 | 0 | 0 | 0 | 0 | 0 | 0 | 0 | 0 | 0
| 20114045 | 1-1/4" GALV 45 ELBOW |  | 0 | 0 | 0 | 0 | 0 | 0 | 0 | 0 | 0 | 0 | 0 | 0 | 0 | 0 | 0 | 0 | 0 | 0 | 0 | 0 | 0 | 0
| 20114050 | 1-1/4" GALV BUSHING |  | 0 | 0 | 0 | 0 | 0 | 0 | 0 | 0 | 0 | 0 | 0 | 0 | 0 | 0 | 0 | 0 | 0 | 0 | 0 | 0 | 0 | 0
| 20114060 | 1-1/4" GALV CAP |  | 0 | 0 | 0 | 0 | 0 | 0 | 0 | 0 | 0 | 0 | 0 | 0 | 0 | 0 | 0 | 0 | 0 | 0 | 0 | 0 | 0 | 0
| 20114070 | 1-1/4" GALV COUPLING |  | 0 | 0 | 0 | 0 | 0 | 0 | 0 | 0 | 0 | 0 | 0 | 0 | 0 | 0 | 0 | 0 | 0 | 0 | 0 | 0 | 0 | 0
| 20114071 | 1-1/4" GALV FLOW COUPLING |  | 0 | 0 | 0 | 0 | 0 | 0 | 0 | 0 | 0 | 0 | 0 | 0 | 0 | 0 | 0 | 0 | 0 | 0 | 0 | 0 | 0 | 0
| 20114080 | 1-1/4" GALV CROSS |  | 0 | 0 | 0 | 0 | 0 | 0 | 0 | 0 | 0 | 0 | 0 | 0 | 0 | 0 | 0 | 0 | 0 | 0 | 0 | 0 | 0 | 0
| 20114090 | 1-1/4" GALV 90 ELBOW |  | 0 | 0 | 0 | 0 | 0 | 0 | 0 | 0 | 0 | 0 | 0 | 0 | 0 | 0 | 0 | 0 | 0 | 0 | 0 | 0 | 0 | 0
| 20114091 | 1-1/4" GALV RED 90 ELBOW |  | 0 | 0 | 0 | 0 | 0 | 0 | 0 | 0 | 0 | 0 | 0 | 0 | 0 | 0 | 0 | 0 | 0 | 0 | 0 | 0 | 0 | 0
| 20114095 | 1-1/4" STREET GALV 90 ELBOW |  | 0 | 0 | 0 | 0 | 0 | 0 | 0 | 0 | 0 | 0 | 0 | 0 | 0 | 0 | 0 | 0 | 0 | 0 | 0 | 0 | 0 | 0
| 20114120 | 1 1/4 x CL GALV NIPPLE |  | 0 | 0 | 0 | 0 | 0 | 0 | 0 | 0 | 0 | 0 | 0 | 0 | 0 | 0 | 0 | 0 | 0 | 0 | 0 | 0 | 0 | 0
| 20114122 | 1 1/4 x 2 GALV NIPPLE |  | 0 | 0 | 0 | 0 | 0 | 0 | 0 | 0 | 0 | 0 | 0 | 0 | 0 | 0 | 0 | 0 | 0 | 0 | 0 | 0 | 0 | 0
| 20114123 | 1 1/4 x 2 1/2 GALV NIPPLE |  | 0 | 0 | 0 | 0 | 0 | 0 | 0 | 0 | 0 | 0 | 0 | 0 | 0 | 0 | 0 | 0 | 0 | 0 | 0 | 0 | 0 | 0
| 20114124 | 1 1/4 x 3 GALV NIPPLE |  | 0 | 0 | 0 | 0 | 0 | 0 | 0 | 0 | 0 | 0 | 0 | 0 | 0 | 0 | 0 | 0 | 0 | 0 | 0 | 0 | 0 | 0
| 20114125 | 1 1/4 x 3 1/2 GALV NIPPLE |  | 0 | 0 | 0 | 0 | 0 | 0 | 0 | 0 | 0 | 0 | 0 | 0 | 0 | 0 | 0 | 0 | 0 | 0 | 0 | 0 | 0 | 0
| 20114126 | 1 1/4 x 4 GALV NIPPLE |  | 0 | 0 | 0 | 0 | 0 | 0 | 0 | 0 | 0 | 0 | 0 | 0 | 0 | 0 | 0 | 0 | 0 | 0 | 0 | 0 | 0 | 0
| 20114127 | 1 1/4 x 4 1/2 GALV NIPPLE |  | 0 | 0 | 0 | 0 | 0 | 0 | 0 | 0 | 0 | 0 | 0 | 0 | 0 | 0 | 0 | 0 | 0 | 0 | 0 | 0 | 0 | 0
| 20114128 | 1 1/4 x 5 GALV NIPPLE |  | 0 | 0 | 0 | 0 | 0 | 0 | 0 | 0 | 0 | 0 | 0 | 0 | 0 | 0 | 0 | 0 | 0 | 0 | 0 | 0 | 0 | 0
| 20114129 | 1 1/4 x 5 1/2 GALV NIPPLE |  | 0 | 0 | 0 | 0 | 0 | 0 | 0 | 0 | 0 | 0 | 0 | 0 | 0 | 0 | 0 | 0 | 0 | 0 | 0 | 0 | 0 | 0
| 20114130 | 1 1/4 x 6 GALV NIPPLE |  | 0 | 0 | 0 | 0 | 0 | 0 | 0 | 0 | 0 | 0 | 0 | 0 | 0 | 0 | 0 | 0 | 0 | 0 | 0 | 0 | 0 | 0
| 20114132 | 1 1/4 x 8 GALV NIPPLE |  | 0 | 0 | 0 | 0 | 0 | 0 | 0 | 0 | 0 | 0 | 0 | 0 | 0 | 0 | 0 | 0 | 0 | 0 | 0 | 0 | 0 | 0
| 20114133 | 1 1/4 x 10 GALV NIPPLE |  | 0 | 0 | 0 | 0 | 0 | 0 | 0 | 0 | 0 | 0 | 0 | 0 | 0 | 0 | 0 | 0 | 0 | 0 | 0 | 0 | 0 | 0
| 20114134 | 1 1/4 x 12 GALV NIPPLE |  | 0 | 0 | 0 | 0 | 0 | 0 | 0 | 0 | 0 | 0 | 0 | 0 | 0 | 0 | 0 | 0 | 0 | 0 | 0 | 0 | 0 | 0
| 20114135 | 1 1/4 x 18 GALV NIPPLE |  | 0 | 0 | 0 | 0 | 0 | 0 | 0 | 0 | 0 | 0 | 0 | 0 | 0 | 0 | 0 | 0 | 0 | 0 | 0 | 0 | 0 | 0
| 20114140 | 1-1/4" GALVANIZED PIPE |  | 0 | 0 | 0 | 0 | 0 | 0 | 0 | 0 | 0 | 0 | 0 | 0 | 0 | 0 | 0 | 0 | 0 | 0 | 0 | 0 | 0 | 0
| 20114150 | 1-1/4" GALV PLUG |  | 0 | 0 | 0 | 0 | 0 | 0 | 0 | 0 | 0 | 0 | 0 | 0 | 0 | 0 | 0 | 0 | 0 | 0 | 0 | 0 | 0 | 0
| 20114160 | 1-1/4" GALV BELL REDUCER |  | 0 | 0 | 0 | 0 | 0 | 0 | 0 | 0 | 0 | 0 | 0 | 0 | 0 | 0 | 0 | 0 | 0 | 0 | 0 | 0 | 0 | 0
| 20114190 | 1-1/4" GALV TEE |  | 0 | 0 | 0 | 0 | 0 | 0 | 0 | 0 | 0 | 0 | 0 | 0 | 0 | 0 | 0 | 0 | 0 | 0 | 0 | 0 | 0 | 0
| 20114191 | 1-1/4" GALV REDUCING TEE |  | 0 | 0 | 0 | 0 | 0 | 0 | 0 | 0 | 0 | 0 | 0 | 0 | 0 | 0 | 0 | 0 | 0 | 0 | 0 | 0 | 0 | 0
| 20114200 | 1-1/4" GALV UNION |  | 0 | 0 | 0 | 0 | 0 | 0 | 0 | 0 | 0 | 0 | 0 | 0 | 0 | 0 | 0 | 0 | 0 | 0 | 0 | 0 | 0 | 0
| 20200045 | 2" GALV 45 ELBOW |  | 0 | 0 | 0 | 0 | 0 | 0 | 0 | 0 | 0 | 0 | 0 | 0 | 0 | 0 | 0 | 0 | 0 | 0 | 0 | 0 | 0 | 0
| 20200050 | 2" GALV BUSHING |  | 0 | 0 | 0 | 0 | 0 | 0 | 0 | 0 | 0 | 0 | 0 | 0 | 0 | 0 | 0 | 0 | 0 | 0 | 0 | 0 | 0 | 0
| 20200060 | 2" GALV CAP |  | 0 | 0 | 0 | 0 | 0 | 0 | 0 | 0 | 0 | 0 | 0 | 0 | 0 | 0 | 0 | 0 | 0 | 0 | 0 | 0 | 0 | 0
| 20200070 | 2" GALV COUPLING |  | 0 | 0 | 0 | 0 | 0 | 0 | 0 | 0 | 0 | 0 | 0 | 0 | 0 | 0 | 0 | 0 | 0 | 0 | 0 | 0 | 0 | 0
| 20200071 | 2" GALV FLOW COUPLING |  | 0 | 0 | 0 | 0 | 0 | 0 | 0 | 0 | 0 | 0 | 0 | 0 | 0 | 0 | 0 | 0 | 0 | 0 | 0 | 0 | 0 | 0
| 20200080 | 2" GALV CROSS |  | 0 | 0 | 0 | 0 | 0 | 0 | 0 | 0 | 0 | 0 | 0 | 0 | 0 | 0 | 0 | 0 | 0 | 0 | 0 | 0 | 0 | 0
| 20200090 | 2" GALV 90 ELBOW |  | 45.8458 | 0 | 0 | 0 | 9.1692 | 0 | 0 | 0 | 0 | 0 | 0 | 0 | 0 | 0 | 36.6766 | 0 | 0 | 0 | 0 | 0 | 0 | 0
| 20200091 | 2" GALV RED 90 ELBOW |  | 0 | 0 | 0 | 0 | 0 | 0 | 0 | 0 | 0 | 0 | 0 | 0 | 0 | 0 | 0 | 0 | 0 | 0 | 0 | 0 | 0 | 0
| 20200095 | 2" GALV STREET 90 ELBOW |  | 0 | 0 | 0 | 0 | 0 | 0 | 0 | 0 | 0 | 0 | 0 | 0 | 0 | 0 | 0 | 0 | 0 | 0 | 0 | 0 | 0 | 0
| 20200120 | 2 x CL GALV NIPPLE |  | 0 | 0 | 0 | 0 | 0 | 0 | 0 | 0 | 0 | 0 | 0 | 0 | 0 | 0 | 0 | 0 | 0 | 0 | 0 | 0 | 0 | 0
| 20200123 | 2 x 2 1/2 GALV NIPPLE |  | 0 | 0 | 0 | 0 | 0 | 0 | 0 | 0 | 0 | 0 | 0 | 0 | 0 | 0 | 0 | 0 | 0 | 0 | 0 | 0 | 0 | 0
| 20200124 | 2 x 3 GALV NIPPLE |  | 0 | 0 | 0 | 0 | 0 | 0 | 0 | 0 | 0 | 0 | 0 | 0 | 0 | 0 | 0 | 0 | 0 | 0 | 0 | 0 | 0 | 0
| 20200125 | 2 x 3 1/2 GALV NIPPLE |  | 0 | 0 | 0 | 0 | 0 | 0 | 0 | 0 | 0 | 0 | 0 | 0 | 0 | 0 | 0 | 0 | 0 | 0 | 0 | 0 | 0 | 0
| 20200126 | 2 x 4 GALV NIPPLE |  | 0 | 0 | 0 | 0 | 0 | 0 | 0 | 0 | 0 | 0 | 0 | 0 | 0 | 0 | 0 | 0 | 0 | 0 | 0 | 0 | 0 | 0
| 20200127 | 2 x 4 1/2 GALV NIPPLE |  | 0 | 0 | 0 | 0 | 0 | 0 | 0 | 0 | 0 | 0 | 0 | 0 | 0 | 0 | 0 | 0 | 0 | 0 | 0 | 0 | 0 | 0
| 20200128 | 2 x 5 GALV NIPPLE |  | 0 | 0 | 0 | 0 | 0 | 0 | 0 | 0 | 0 | 0 | 0 | 0 | 0 | 0 | 0 | 0 | 0 | 0 | 0 | 0 | 0 | 0
| 20200129 | 2 x 5 1/2 GALV NIPPLE |  | 0 | 0 | 0 | 0 | 0 | 0 | 0 | 0 | 0 | 0 | 0 | 0 | 0 | 0 | 0 | 0 | 0 | 0 | 0 | 0 | 0 | 0
| 20200130 | 2 x 6 GALV NIPPLE |  | 38.6914 | 0 | 0 | 0 | 16.582 | 0 | 0 | 0 | 0 | 0 | 0 | 0 | 0 | 0 | 22.1094 | 0 | 0 | 0 | 0 | 0 | 0 | 0
| 20200132 | 2 x 8 GALV NIPPLE |  | 0 | 0 | 0 | 0 | 0 | 0 | 0 | 0 | 0 | 0 | 0 | 0 | 0 | 0 | 0 | 0 | 0 | 0 | 0 | 0 | 0 | 0
| 20200133 | 2 x 10 GALV NIPPLE |  | 0 | 0 | 0 | 0 | 0 | 0 | 0 | 0 | 0 | 0 | 0 | 0 | 0 | 0 | 0 | 0 | 0 | 0 | 0 | 0 | 0 | 0
| 20200134 | 2 x 12 GALV NIPPLE |  | 0 | 0 | 0 | 0 | 0 | 0 | 0 | 0 | 0 | 0 | 0 | 0 | 0 | 0 | 0 | 0 | 0 | 0 | 0 | 0 | 0 | 0
| 20200140 | 2" GALVANIZED PIPE |  | 25.0169 | 0 | 0 | 0 | 0 | 0 | 0 | 0 | 0 | 0 | 0 | 0 | 0 | 0 | 25.0169 | 0 | 0 | 0 | 0 | 0 | 0 | 0
| 20200150 | 2" GALV PLUG |  | 0 | 0 | 0 | 0 | 0 | 0 | 0 | 0 | 0 | 0 | 0 | 0 | 0 | 0 | 0 | 0 | 0 | 0 | 0 | 0 | 0 | 0
| 20200160 | 2" GALV BELL REDUCER |  | 0 | 0 | 0 | 0 | 0 | 0 | 0 | 0 | 0 | 0 | 0 | 0 | 0 | 0 | 0 | 0 | 0 | 0 | 0 | 0 | 0 | 0
| 20200180 | 2" GALV 180 ELBOW |  | 0 | 0 | 0 | 0 | 0 | 0 | 0 | 0 | 0 | 0 | 0 | 0 | 0 | 0 | 0 | 0 | 0 | 0 | 0 | 0 | 0 | 0
| 20200190 | 2" GALV TEE |  | 0 | 0 | 0 | 0 | 0 | 0 | 0 | 0 | 0 | 0 | 0 | 0 | 0 | 0 | 0 | 0 | 0 | 0 | 0 | 0 | 0 | 0
| 20200191 | 2" GALV REDUCING TEE |  | 0 | 0 | 0 | 0 | 0 | 0 | 0 | 0 | 0 | 0 | 0 | 0 | 0 | 0 | 0 | 0 | 0 | 0 | 0 | 0 | 0 | 0
| 20200200 | 2" GALV UNION |  | 0 | 0 | 0 | 0 | 0 | 0 | 0 | 0 | 0 | 0 | 0 | 0 | 0 | 0 | 0 | 0 | 0 | 0 | 0 | 0 | 0 | 0
| 20212045 | 2-1/2" GALV 45 ELBOW |  | 0 | 0 | 0 | 0 | 0 | 0 | 0 | 0 | 0 | 0 | 0 | 0 | 0 | 0 | 0 | 0 | 0 | 0 | 0 | 0 | 0 | 0
| 20212050 | 2-1/2" GALV BUSHING |  | 0 | 0 | 0 | 0 | 0 | 0 | 0 | 0 | 0 | 0 | 0 | 0 | 0 | 0 | 0 | 0 | 0 | 0 | 0 | 0 | 0 | 0
| 20212060 | 2-1/2" GALV CAP |  | 0 | 0 | 0 | 0 | 0 | 0 | 0 | 0 | 0 | 0 | 0 | 0 | 0 | 0 | 0 | 0 | 0 | 0 | 0 | 0 | 0 | 0
| 20212070 | 2-1/2" GALV COUPLING |  | 0 | 0 | 0 | 0 | 0 | 0 | 0 | 0 | 0 | 0 | 0 | 0 | 0 | 0 | 0 | 0 | 0 | 0 | 0 | 0 | 0 | 0
| 20212080 | 2-1/2" GALV CROSS |  | 0 | 0 | 0 | 0 | 0 | 0 | 0 | 0 | 0 | 0 | 0 | 0 | 0 | 0 | 0 | 0 | 0 | 0 | 0 | 0 | 0 | 0
| 20212090 | 2-1/2" GALV 90 ELBOW |  | 0 | 0 | 0 | 0 | 0 | 0 | 0 | 0 | 0 | 0 | 0 | 0 | 0 | 0 | 0 | 0 | 0 | 0 | 0 | 0 | 0 | 0
| 20212091 | 2-1/2" GALV RED 90 ELBOW |  | 0 | 0 | 0 | 0 | 0 | 0 | 0 | 0 | 0 | 0 | 0 | 0 | 0 | 0 | 0 | 0 | 0 | 0 | 0 | 0 | 0 | 0
| 20212095 | 2-1/2" GALV STREET 90 ELBOW |  | 0 | 0 | 0 | 0 | 0 | 0 | 0 | 0 | 0 | 0 | 0 | 0 | 0 | 0 | 0 | 0 | 0 | 0 | 0 | 0 | 0 | 0
| 20212120 | 2 1/2 x CL GALV NIPPLE |  | 0 | 0 | 0 | 0 | 0 | 0 | 0 | 0 | 0 | 0 | 0 | 0 | 0 | 0 | 0 | 0 | 0 | 0 | 0 | 0 | 0 | 0
| 20212123 | 2 1/2 x 2 1/2 GALV NIPPLE |  | 0 | 0 | 0 | 0 | 0 | 0 | 0 | 0 | 0 | 0 | 0 | 0 | 0 | 0 | 0 | 0 | 0 | 0 | 0 | 0 | 0 | 0
| 20212124 | 2 1/2 x 3 GALV NIPPLE |  | 0 | 0 | 0 | 0 | 0 | 0 | 0 | 0 | 0 | 0 | 0 | 0 | 0 | 0 | 0 | 0 | 0 | 0 | 0 | 0 | 0 | 0
| 20212125 | 2 1/2 x 3 1/2 GALV NIPPLE |  | 0 | 0 | 0 | 0 | 0 | 0 | 0 | 0 | 0 | 0 | 0 | 0 | 0 | 0 | 0 | 0 | 0 | 0 | 0 | 0 | 0 | 0
| 20212126 | 2 1/2 x 4 GALV NIPPLE |  | 0 | 0 | 0 | 0 | 0 | 0 | 0 | 0 | 0 | 0 | 0 | 0 | 0 | 0 | 0 | 0 | 0 | 0 | 0 | 0 | 0 | 0
| 20212127 | 2 1/2 x 4 1/2 GALV NIPPLE |  | 0 | 0 | 0 | 0 | 0 | 0 | 0 | 0 | 0 | 0 | 0 | 0 | 0 | 0 | 0 | 0 | 0 | 0 | 0 | 0 | 0 | 0
| 20212128 | 2 1/2 x 5 GALV NIPPLE |  | 0 | 0 | 0 | 0 | 0 | 0 | 0 | 0 | 0 | 0 | 0 | 0 | 0 | 0 | 0 | 0 | 0 | 0 | 0 | 0 | 0 | 0
| 20212130 | 2 1/2 x 6 GALV NIPPLE |  | 0 | 0 | 0 | 0 | 0 | 0 | 0 | 0 | 0 | 0 | 0 | 0 | 0 | 0 | 0 | 0 | 0 | 0 | 0 | 0 | 0 | 0
| 20212132 | 2 1/2 x 8 GALV NIPPLE |  | 0 | 0 | 0 | 0 | 0 | 0 | 0 | 0 | 0 | 0 | 0 | 0 | 0 | 0 | 0 | 0 | 0 | 0 | 0 | 0 | 0 | 0
| 20212133 | 2 1/2 x 10 GALV NIPPLE |  | 0 | 0 | 0 | 0 | 0 | 0 | 0 | 0 | 0 | 0 | 0 | 0 | 0 | 0 | 0 | 0 | 0 | 0 | 0 | 0 | 0 | 0
| 20212134 | 2 1/2 x 12 GALV NIPPLE |  | 0 | 0 | 0 | 0 | 0 | 0 | 0 | 0 | 0 | 0 | 0 | 0 | 0 | 0 | 0 | 0 | 0 | 0 | 0 | 0 | 0 | 0
| 20212140 | 2-1/2" GALVANIZED PIPE |  | 0 | 0 | 0 | 0 | 0 | 0 | 0 | 0 | 0 | 0 | 0 | 0 | 0 | 0 | 0 | 0 | 0 | 0 | 0 | 0 | 0 | 0
| 20212150 | 2-1/2" GALV PLUG |  | 0 | 0 | 0 | 0 | 0 | 0 | 0 | 0 | 0 | 0 | 0 | 0 | 0 | 0 | 0 | 0 | 0 | 0 | 0 | 0 | 0 | 0
| 20212160 | 2-1/2" GALV BELL REDUCER |  | 0 | 0 | 0 | 0 | 0 | 0 | 0 | 0 | 0 | 0 | 0 | 0 | 0 | 0 | 0 | 0 | 0 | 0 | 0 | 0 | 0 | 0
| 20212190 | 2-1/2" GALV TEE |  | 0 | 0 | 0 | 0 | 0 | 0 | 0 | 0 | 0 | 0 | 0 | 0 | 0 | 0 | 0 | 0 | 0 | 0 | 0 | 0 | 0 | 0
| 20212191 | 2-1/2" GALV REDUCING TEE |  | 0 | 0 | 0 | 0 | 0 | 0 | 0 | 0 | 0 | 0 | 0 | 0 | 0 | 0 | 0 | 0 | 0 | 0 | 0 | 0 | 0 | 0
| 20212200 | 2-1/2" GALV UNION |  | 0 | 0 | 0 | 0 | 0 | 0 | 0 | 0 | 0 | 0 | 0 | 0 | 0 | 0 | 0 | 0 | 0 | 0 | 0 | 0 | 0 | 0
| 20300045 | 3" GALV 45 ELBOW |  | 0 | 0 | 0 | 0 | 0 | 0 | 0 | 0 | 0 | 0 | 0 | 0 | 0 | 0 | 0 | 0 | 0 | 0 | 0 | 0 | 0 | 0
| 20300050 | 3" GALV BUSHING |  | 0 | 0 | 0 | 0 | 0 | 0 | 0 | 0 | 0 | 0 | 0 | 0 | 0 | 0 | 0 | 0 | 0 | 0 | 0 | 0 | 0 | 0
| 20300060 | 3" GALV CAP |  | 0 | 0 | 0 | 0 | 0 | 0 | 0 | 0 | 0 | 0 | 0 | 0 | 0 | 0 | 0 | 0 | 0 | 0 | 0 | 0 | 0 | 0
| 20300070 | 3" GALV COUPLING |  | 0 | 0 | 0 | 0 | 0 | 0 | 0 | 0 | 0 | 0 | 0 | 0 | 0 | 0 | 0 | 0 | 0 | 0 | 0 | 0 | 0 | 0
| 20300080 | 3" GALV CROSS |  | 0 | 0 | 0 | 0 | 0 | 0 | 0 | 0 | 0 | 0 | 0 | 0 | 0 | 0 | 0 | 0 | 0 | 0 | 0 | 0 | 0 | 0
| 20300090 | 3" GALV 90 ELBOW |  | 0 | 0 | 0 | 0 | 0 | 0 | 0 | 0 | 0 | 0 | 0 | 0 | 0 | 0 | 0 | 0 | 0 | 0 | 0 | 0 | 0 | 0
| 20300095 | 3" GALV STREET 90 ELBOW |  | 0 | 0 | 0 | 0 | 0 | 0 | 0 | 0 | 0 | 0 | 0 | 0 | 0 | 0 | 0 | 0 | 0 | 0 | 0 | 0 | 0 | 0
| 20300120 | 3 x CL GALV NIPPLE |  | 0 | 0 | 0 | 0 | 0 | 0 | 0 | 0 | 0 | 0 | 0 | 0 | 0 | 0 | 0 | 0 | 0 | 0 | 0 | 0 | 0 | 0
| 20300124 | 3 x 3 GALV NIPPLE |  | 0 | 0 | 0 | 0 | 0 | 0 | 0 | 0 | 0 | 0 | 0 | 0 | 0 | 0 | 0 | 0 | 0 | 0 | 0 | 0 | 0 | 0
| 20300125 | 3 x 3 1/2 GALV NIPPLE |  | 0 | 0 | 0 | 0 | 0 | 0 | 0 | 0 | 0 | 0 | 0 | 0 | 0 | 0 | 0 | 0 | 0 | 0 | 0 | 0 | 0 | 0
| 20300126 | 3 x 4 GALV NIPPLE |  | 0 | 0 | 0 | 0 | 0 | 0 | 0 | 0 | 0 | 0 | 0 | 0 | 0 | 0 | 0 | 0 | 0 | 0 | 0 | 0 | 0 | 0
| 20300127 | 3 x 4 1/2 GALV NIPPLE |  | 0 | 0 | 0 | 0 | 0 | 0 | 0 | 0 | 0 | 0 | 0 | 0 | 0 | 0 | 0 | 0 | 0 | 0 | 0 | 0 | 0 | 0
| 20300128 | 3 x 5 GALV NIPPLE |  | 0 | 0 | 0 | 0 | 0 | 0 | 0 | 0 | 0 | 0 | 0 | 0 | 0 | 0 | 0 | 0 | 0 | 0 | 0 | 0 | 0 | 0
| 20300129 | 3 x 5 1/2 GALV NIPPLE |  | 0 | 0 | 0 | 0 | 0 | 0 | 0 | 0 | 0 | 0 | 0 | 0 | 0 | 0 | 0 | 0 | 0 | 0 | 0 | 0 | 0 | 0
| 20300130 | 3 x 6 GALV NIPPLE |  | 0 | 0 | 0 | 0 | 0 | 0 | 0 | 0 | 0 | 0 | 0 | 0 | 0 | 0 | 0 | 0 | 0 | 0 | 0 | 0 | 0 | 0
| 20300132 | 3 x 8 GALV NIPPLE |  | 0 | 0 | 0 | 0 | 0 | 0 | 0 | 0 | 0 | 0 | 0 | 0 | 0 | 0 | 0 | 0 | 0 | 0 | 0 | 0 | 0 | 0
| 20300134 | 3 x 12 GALV NIPPLE |  | 0 | 0 | 0 | 0 | 0 | 0 | 0 | 0 | 0 | 0 | 0 | 0 | 0 | 0 | 0 | 0 | 0 | 0 | 0 | 0 | 0 | 0
| 20300136 | 3 x 24 GALV NIPPLE |  | 0 | 0 | 0 | 0 | 0 | 0 | 0 | 0 | 0 | 0 | 0 | 0 | 0 | 0 | 0 | 0 | 0 | 0 | 0 | 0 | 0 | 0
| 20300140 | 3" GALVANIZED PIPE |  | 0 | 0 | 0 | 0 | 0 | 0 | 0 | 0 | 0 | 0 | 0 | 0 | 0 | 0 | 0 | 0 | 0 | 0 | 0 | 0 | 0 | 0
| 20300150 | 3" GALV PLUG |  | 0 | 0 | 0 | 0 | 0 | 0 | 0 | 0 | 0 | 0 | 0 | 0 | 0 | 0 | 0 | 0 | 0 | 0 | 0 | 0 | 0 | 0
| 20300160 | 3" GALV BELL REDUCER |  | 0 | 0 | 0 | 0 | 0 | 0 | 0 | 0 | 0 | 0 | 0 | 0 | 0 | 0 | 0 | 0 | 0 | 0 | 0 | 0 | 0 | 0
| 20300190 | 3" GALV TEE |  | 0 | 0 | 0 | 0 | 0 | 0 | 0 | 0 | 0 | 0 | 0 | 0 | 0 | 0 | 0 | 0 | 0 | 0 | 0 | 0 | 0 | 0
| 20300191 | 3" GALV REDUCING TEE |  | 0 | 0 | 0 | 0 | 0 | 0 | 0 | 0 | 0 | 0 | 0 | 0 | 0 | 0 | 0 | 0 | 0 | 0 | 0 | 0 | 0 | 0
| 20300200 | 3" GALV UNION |  | 0 | 0 | 0 | 0 | 0 | 0 | 0 | 0 | 0 | 0 | 0 | 0 | 0 | 0 | 0 | 0 | 0 | 0 | 0 | 0 | 0 | 0
| 20400045 | 4" GALV 45 ELBOW |  | 0 | 0 | 0 | 0 | 0 | 0 | 0 | 0 | 0 | 0 | 0 | 0 | 0 | 0 | 0 | 0 | 0 | 0 | 0 | 0 | 0 | 0
| 20400050 | 4" GALV BUSHING |  | 0 | 0 | 0 | 0 | 0 | 0 | 0 | 0 | 0 | 0 | 0 | 0 | 0 | 0 | 0 | 0 | 0 | 0 | 0 | 0 | 0 | 0
| 20400060 | 4" GALV CAP |  | 0 | 0 | 0 | 0 | 0 | 0 | 0 | 0 | 0 | 0 | 0 | 0 | 0 | 0 | 0 | 0 | 0 | 0 | 0 | 0 | 0 | 0
| 20400070 | 4" GALV COUPLING |  | 0 | 0 | 0 | 0 | 0 | 0 | 0 | 0 | 0 | 0 | 0 | 0 | 0 | 0 | 0 | 0 | 0 | 0 | 0 | 0 | 0 | 0
| 20400080 | 4" GALV CROSS |  | 0 | 0 | 0 | 0 | 0 | 0 | 0 | 0 | 0 | 0 | 0 | 0 | 0 | 0 | 0 | 0 | 0 | 0 | 0 | 0 | 0 | 0
| 20400090 | 4" GALV 90 ELBOW |  | 0 | 0 | 0 | 0 | 0 | 0 | 0 | 0 | 0 | 0 | 0 | 0 | 0 | 0 | 0 | 0 | 0 | 0 | 0 | 0 | 0 | 0
| 20400091 | 4" GALV RED 90 ELBOW |  | 0 | 0 | 0 | 0 | 0 | 0 | 0 | 0 | 0 | 0 | 0 | 0 | 0 | 0 | 0 | 0 | 0 | 0 | 0 | 0 | 0 | 0
| 20400095 | 4" GALV STREET 90 ELBOW |  | 0 | 0 | 0 | 0 | 0 | 0 | 0 | 0 | 0 | 0 | 0 | 0 | 0 | 0 | 0 | 0 | 0 | 0 | 0 | 0 | 0 | 0
| 20400120 | 4 x CL GALV NIPPLE |  | 0 | 0 | 0 | 0 | 0 | 0 | 0 | 0 | 0 | 0 | 0 | 0 | 0 | 0 | 0 | 0 | 0 | 0 | 0 | 0 | 0 | 0
| 20400126 | 4 x 4 GALV NIPPLE |  | 0 | 0 | 0 | 0 | 0 | 0 | 0 | 0 | 0 | 0 | 0 | 0 | 0 | 0 | 0 | 0 | 0 | 0 | 0 | 0 | 0 | 0
| 20400127 | 4 x 4 1/2 GALV NIPPLE |  | 0 | 0 | 0 | 0 | 0 | 0 | 0 | 0 | 0 | 0 | 0 | 0 | 0 | 0 | 0 | 0 | 0 | 0 | 0 | 0 | 0 | 0
| 20400128 | 4 x 5 GALV NIPPLE |  | 0 | 0 | 0 | 0 | 0 | 0 | 0 | 0 | 0 | 0 | 0 | 0 | 0 | 0 | 0 | 0 | 0 | 0 | 0 | 0 | 0 | 0
| 20400129 | 4 x 5 1/2 GALV NIPPLE |  | 0 | 0 | 0 | 0 | 0 | 0 | 0 | 0 | 0 | 0 | 0 | 0 | 0 | 0 | 0 | 0 | 0 | 0 | 0 | 0 | 0 | 0
| 20400130 | 4 x 6 GALV NIPPLE |  | 0 | 0 | 0 | 0 | 0 | 0 | 0 | 0 | 0 | 0 | 0 | 0 | 0 | 0 | 0 | 0 | 0 | 0 | 0 | 0 | 0 | 0
| 20400134 | 4 x 12 GALV NIPPLE |  | 0 | 0 | 0 | 0 | 0 | 0 | 0 | 0 | 0 | 0 | 0 | 0 | 0 | 0 | 0 | 0 | 0 | 0 | 0 | 0 | 0 | 0
| 20400140 | 4" GALVANIZED PIPE |  | 0 | 0 | 0 | 0 | 0 | 0 | 0 | 0 | 0 | 0 | 0 | 0 | 0 | 0 | 0 | 0 | 0 | 0 | 0 | 0 | 0 | 0
| 20400150 | 4" GALV PLUG |  | 0 | 0 | 0 | 0 | 0 | 0 | 0 | 0 | 0 | 0 | 0 | 0 | 0 | 0 | 0 | 0 | 0 | 0 | 0 | 0 | 0 | 0
| 20400160 | 4" GALV BELL REDUCER |  | 0 | 0 | 0 | 0 | 0 | 0 | 0 | 0 | 0 | 0 | 0 | 0 | 0 | 0 | 0 | 0 | 0 | 0 | 0 | 0 | 0 | 0
| 20400190 | 4" GALV TEE |  | 0 | 0 | 0 | 0 | 0 | 0 | 0 | 0 | 0 | 0 | 0 | 0 | 0 | 0 | 0 | 0 | 0 | 0 | 0 | 0 | 0 | 0
| 20400191 | 4" GALV REDUCING TEE |  | 0 | 0 | 0 | 0 | 0 | 0 | 0 | 0 | 0 | 0 | 0 | 0 | 0 | 0 | 0 | 0 | 0 | 0 | 0 | 0 | 0 | 0
| 20400200 | 4" GALV UNION |  | 0 | 0 | 0 | 0 | 0 | 0 | 0 | 0 | 0 | 0 | 0 | 0 | 0 | 0 | 0 | 0 | 0 | 0 | 0 | 0 | 0 | 0
| 20600050 | 6" GALV BUSHING |  | 0 | 0 | 0 | 0 | 0 | 0 | 0 | 0 | 0 | 0 | 0 | 0 | 0 | 0 | 0 | 0 | 0 | 0 | 0 | 0 | 0 | 0
| 20600070 | 6" GALV COUPLING |  | 0 | 0 | 0 | 0 | 0 | 0 | 0 | 0 | 0 | 0 | 0 | 0 | 0 | 0 | 0 | 0 | 0 | 0 | 0 | 0 | 0 | 0
| 20600090 | 6" GALV 90 ELBOW |  | 0 | 0 | 0 | 0 | 0 | 0 | 0 | 0 | 0 | 0 | 0 | 0 | 0 | 0 | 0 | 0 | 0 | 0 | 0 | 0 | 0 | 0
| 20600140 | 6" GALVANIZED PIPE |  | 0 | 0 | 0 | 0 | 0 | 0 | 0 | 0 | 0 | 0 | 0 | 0 | 0 | 0 | 0 | 0 | 0 | 0 | 0 | 0 | 0 | 0
| 20600150 | 6" GALV PLUG |  | 0 | 0 | 0 | 0 | 0 | 0 | 0 | 0 | 0 | 0 | 0 | 0 | 0 | 0 | 0 | 0 | 0 | 0 | 0 | 0 | 0 | 0
| 20600190 | 6" GALV TEE |  | 0 | 0 | 0 | 0 | 0 | 0 | 0 | 0 | 0 | 0 | 0 | 0 | 0 | 0 | 0 | 0 | 0 | 0 | 0 | 0 | 0 | 0
| 20800140 | 8" GALVANIZED PIPE |  | 0 | 0 | 0 | 0 | 0 | 0 | 0 | 0 | 0 | 0 | 0 | 0 | 0 | 0 | 0 | 0 | 0 | 0 | 0 | 0 | 0 | 0
| 30012170 | 1/2 x 6 REP CLAMP, Style SC |  | 0 | 0 | 0 | 0 | 0 | 0 | 0 | 0 | 0 | 0 | 0 | 0 | 0 | 0 | 0 | 0 | 0 | 0 | 0 | 0 | 0 | 0
| 30034170 | 3/4 x 6 REP CLAMP, Style SC |  | 0 | 0 | 0 | 0 | 0 | 0 | 0 | 0 | 0 | 0 | 0 | 0 | 0 | 0 | 0 | 0 | 0 | 0 | 0 | 0 | 0 | 0
| 30100170 | 1 x 6 REP CLAMP, Style SC |  | 0 | 0 | 0 | 0 | 0 | 0 | 0 | 0 | 0 | 0 | 0 | 0 | 0 | 0 | 0 | 0 | 0 | 0 | 0 | 0 | 0 | 0
| 30112170 | 1-1/2 x 6 REP CLAMP, Style SC |  | 0 | 0 | 0 | 0 | 0 | 0 | 0 | 0 | 0 | 0 | 0 | 0 | 0 | 0 | 0 | 0 | 0 | 0 | 0 | 0 | 0 | 0
| 30114170 | 1-1/4 x 6 REP CLAMP, Style SC |  | 0 | 0 | 0 | 0 | 0 | 0 | 0 | 0 | 0 | 0 | 0 | 0 | 0 | 0 | 0 | 0 | 0 | 0 | 0 | 0 | 0 | 0
| 30200073 | 2" COLLAR LK CLAMP Glue Jt |  | 0 | 0 | 0 | 0 | 0 | 0 | 0 | 0 | 0 | 0 | 0 | 0 | 0 | 0 | 0 | 0 | 0 | 0 | 0 | 0 | 0 | 0
| 30200075 | COUPLING, UNIVRSAL SB or ROMAC |  | 0 | 0 | 0 | 0 | 0 | 0 | 0 | 0 | 0 | 0 | 0 | 0 | 0 | 0 | 0 | 0 | 0 | 0 | 0 | 0 | 0 | 0
| 30200105 | 2" COMPANION FLANGE |  | 0 | 0 | 0 | 0 | 0 | 0 | 0 | 0 | 0 | 0 | 0 | 0 | 0 | 0 | 0 | 0 | 0 | 0 | 0 | 0 | 0 | 0
| 30200122 | 2" FLANGE GASKET |  | 0 | 0 | 0 | 0 | 0 | 0 | 0 | 0 | 0 | 0 | 0 | 0 | 0 | 0 | 0 | 0 | 0 | 0 | 0 | 0 | 0 | 0
| 30200170 | 2 x 6 REP CLAMP, Style SC |  | 0 | 0 | 0 | 0 | 0 | 0 | 0 | 0 | 0 | 0 | 0 | 0 | 0 | 0 | 0 | 0 | 0 | 0 | 0 | 0 | 0 | 0
| 30200171 | 2 x 7-1/2 REP BAND, Style CL1 |  | 0 | 0 | 0 | 0 | 0 | 0 | 0 | 0 | 0 | 0 | 0 | 0 | 0 | 0 | 0 | 0 | 0 | 0 | 0 | 0 | 0 | 0
| 30200172 | 2 x 12 REP BAND, Style CL1 |  | 0 | 0 | 0 | 0 | 0 | 0 | 0 | 0 | 0 | 0 | 0 | 0 | 0 | 0 | 0 | 0 | 0 | 0 | 0 | 0 | 0 | 0
| 30200181 | 2 x 1 TAPPING SADDLE |  | 0 | 0 | 0 | 0 | 0 | 0 | 0 | 0 | 0 | 0 | 0 | 0 | 0 | 0 | 0 | 0 | 0 | 0 | 0 | 0 | 0 | 0
| 30201192 | 2 x 1 TAPPING SLEEVE |  | 0 | 0 | 0 | 0 | 0 | 0 | 0 | 0 | 0 | 0 | 0 | 0 | 0 | 0 | 0 | 0 | 0 | 0 | 0 | 0 | 0 | 0
| 30212073 | 2-1/2" COLLAR LK CLAMP Glue Jt |  | 0 | 0 | 0 | 0 | 0 | 0 | 0 | 0 | 0 | 0 | 0 | 0 | 0 | 0 | 0 | 0 | 0 | 0 | 0 | 0 | 0 | 0
| 30212075 | COUPLING, UNIVRSAL SB or ROMAC |  | 0 | 0 | 0 | 0 | 0 | 0 | 0 | 0 | 0 | 0 | 0 | 0 | 0 | 0 | 0 | 0 | 0 | 0 | 0 | 0 | 0 | 0
| 30212105 | 2-1/2" COMPANION FLANGE |  | 0 | 0 | 0 | 0 | 0 | 0 | 0 | 0 | 0 | 0 | 0 | 0 | 0 | 0 | 0 | 0 | 0 | 0 | 0 | 0 | 0 | 0
| 30212122 | 2-1/2" FLANGE GASKET |  | 0 | 0 | 0 | 0 | 0 | 0 | 0 | 0 | 0 | 0 | 0 | 0 | 0 | 0 | 0 | 0 | 0 | 0 | 0 | 0 | 0 | 0
| 30212170 | 2-1/2 x 6 REP CLAMP, Style SC |  | 0 | 0 | 0 | 0 | 0 | 0 | 0 | 0 | 0 | 0 | 0 | 0 | 0 | 0 | 0 | 0 | 0 | 0 | 0 | 0 | 0 | 0
| 30212171 | 2-1/2 x 7-1/2 REP BAND, CL1 |  | 0 | 0 | 0 | 0 | 0 | 0 | 0 | 0 | 0 | 0 | 0 | 0 | 0 | 0 | 0 | 0 | 0 | 0 | 0 | 0 | 0 | 0
| 30212173 | 2 1/2 x 15 REP BAND, Style CL1 |  | 0 | 0 | 0 | 0 | 0 | 0 | 0 | 0 | 0 | 0 | 0 | 0 | 0 | 0 | 0 | 0 | 0 | 0 | 0 | 0 | 0 | 0
| 30212181 | 2 1/2 x 1 TAPPING SADDLE |  | 0 | 0 | 0 | 0 | 0 | 0 | 0 | 0 | 0 | 0 | 0 | 0 | 0 | 0 | 0 | 0 | 0 | 0 | 0 | 0 | 0 | 0
| 30212192 | 2-1/2 x 1 TAPPING SLEEVE |  | 0 | 0 | 0 | 0 | 0 | 0 | 0 | 0 | 0 | 0 | 0 | 0 | 0 | 0 | 0 | 0 | 0 | 0 | 0 | 0 | 0 | 0
| 30300024 | 3" FLG x MJ ADAPTOR |  | 0 | 0 | 0 | 0 | 0 | 0 | 0 | 0 | 0 | 0 | 0 | 0 | 0 | 0 | 0 | 0 | 0 | 0 | 0 | 0 | 0 | 0
| 30300027 | 3" MJ GLAND PACK KIT |  | 0 | 0 | 0 | 0 | 0 | 0 | 0 | 0 | 0 | 0 | 0 | 0 | 0 | 0 | 0 | 0 | 0 | 0 | 0 | 0 | 0 | 0
| 30300028 | 3" MEGALUG PK/KIT (DI) |  | 0 | 0 | 0 | 0 | 0 | 0 | 0 | 0 | 0 | 0 | 0 | 0 | 0 | 0 | 0 | 0 | 0 | 0 | 0 | 0 | 0 | 0
| 30300029 | 3" MEGALUG PK/KIT (PVC) |  | 0 | 0 | 0 | 0 | 0 | 0 | 0 | 0 | 0 | 0 | 0 | 0 | 0 | 0 | 0 | 0 | 0 | 0 | 0 | 0 | 0 | 0
| 30300030 | 3" FLG BOLT & GSKT KIT |  | 0 | 0 | 0 | 0 | 0 | 0 | 0 | 0 | 0 | 0 | 0 | 0 | 0 | 0 | 0 | 0 | 0 | 0 | 0 | 0 | 0 | 0
| 30300045 | 3" MJ 45 ELBOW |  | 0 | 0 | 0 | 0 | 0 | 0 | 0 | 0 | 0 | 0 | 0 | 0 | 0 | 0 | 0 | 0 | 0 | 0 | 0 | 0 | 0 | 0
| 30300063 | 3" CAP, MJ SOLID CAP |  | 0 | 0 | 0 | 0 | 0 | 0 | 0 | 0 | 0 | 0 | 0 | 0 | 0 | 0 | 0 | 0 | 0 | 0 | 0 | 0 | 0 | 0
| 30300073 | 3" COLLAR LK CLAMP Glue Jt |  | 0 | 0 | 0 | 0 | 0 | 0 | 0 | 0 | 0 | 0 | 0 | 0 | 0 | 0 | 0 | 0 | 0 | 0 | 0 | 0 | 0 | 0
| 30300075 | COUPLING, UNIVRSAL SB or ROMAC |  | 0 | 0 | 0 | 0 | 0 | 0 | 0 | 0 | 0 | 0 | 0 | 0 | 0 | 0 | 0 | 0 | 0 | 0 | 0 | 0 | 0 | 0
| 30300078 | 3" HYMAX COUPLING |  | 0 | 0 | 0 | 0 | 0 | 0 | 0 | 0 | 0 | 0 | 0 | 0 | 0 | 0 | 0 | 0 | 0 | 0 | 0 | 0 | 0 | 0
| 30300095 | 3" MJ 90 ELBOW |  | 0 | 0 | 0 | 0 | 0 | 0 | 0 | 0 | 0 | 0 | 0 | 0 | 0 | 0 | 0 | 0 | 0 | 0 | 0 | 0 | 0 | 0
| 30300105 | 3" COMPANION FLANGE |  | 0 | 0 | 0 | 0 | 0 | 0 | 0 | 0 | 0 | 0 | 0 | 0 | 0 | 0 | 0 | 0 | 0 | 0 | 0 | 0 | 0 | 0
| 30300107 | 3" FLG TAPPED 2*2-1/2" |  | 0 | 0 | 0 | 0 | 0 | 0 | 0 | 0 | 0 | 0 | 0 | 0 | 0 | 0 | 0 | 0 | 0 | 0 | 0 | 0 | 0 | 0
| 30300111 | 3" MJ x PVC TRANS GASKET |  | 0 | 0 | 0 | 0 | 0 | 0 | 0 | 0 | 0 | 0 | 0 | 0 | 0 | 0 | 0 | 0 | 0 | 0 | 0 | 0 | 0 | 0
| 30300122 | 3" FLANGE GASKET |  | 0 | 0 | 0 | 0 | 0 | 0 | 0 | 0 | 0 | 0 | 0 | 0 | 0 | 0 | 0 | 0 | 0 | 0 | 0 | 0 | 0 | 0
| 30300151 | 3" MJ PLUG (Tapped or not) |  | 0 | 0 | 0 | 0 | 0 | 0 | 0 | 0 | 0 | 0 | 0 | 0 | 0 | 0 | 0 | 0 | 0 | 0 | 0 | 0 | 0 | 0
| 30300170 | 3 x 8 REP BAND, Style CL1 |  | 0 | 0 | 0 | 0 | 0 | 0 | 0 | 0 | 0 | 0 | 0 | 0 | 0 | 0 | 0 | 0 | 0 | 0 | 0 | 0 | 0 | 0
| 30300171 | 3 x 7-1/2 REP BAND, Style CL1 |  | 0 | 0 | 0 | 0 | 0 | 0 | 0 | 0 | 0 | 0 | 0 | 0 | 0 | 0 | 0 | 0 | 0 | 0 | 0 | 0 | 0 | 0
| 30300172 | 3 x 12 REP BAND, Style CL1 |  | 0 | 0 | 0 | 0 | 0 | 0 | 0 | 0 | 0 | 0 | 0 | 0 | 0 | 0 | 0 | 0 | 0 | 0 | 0 | 0 | 0 | 0
| 30300173 | 3 x 15 REP BAND, Style CL1 |  | 0 | 0 | 0 | 0 | 0 | 0 | 0 | 0 | 0 | 0 | 0 | 0 | 0 | 0 | 0 | 0 | 0 | 0 | 0 | 0 | 0 | 0
| 30300181 | 3 x 1 TAPPING SADDLE |  | 0 | 0 | 0 | 0 | 0 | 0 | 0 | 0 | 0 | 0 | 0 | 0 | 0 | 0 | 0 | 0 | 0 | 0 | 0 | 0 | 0 | 0
| 30300183 | 3 x 2 TAPPING SADDLE |  | 0 | 0 | 0 | 0 | 0 | 0 | 0 | 0 | 0 | 0 | 0 | 0 | 0 | 0 | 0 | 0 | 0 | 0 | 0 | 0 | 0 | 0
| 30300194 | 3" MJ x FLG TEE |  | 0 | 0 | 0 | 0 | 0 | 0 | 0 | 0 | 0 | 0 | 0 | 0 | 0 | 0 | 0 | 0 | 0 | 0 | 0 | 0 | 0 | 0
| 30300196 | 4" MJ TEE |  | 0 | 0 | 0 | 0 | 0 | 0 | 0 | 0 | 0 | 0 | 0 | 0 | 0 | 0 | 0 | 0 | 0 | 0 | 0 | 0 | 0 | 0
| 30301192 | 3" MJ LONG BARREL |  | 0 | 0 | 0 | 0 | 0 | 0 | 0 | 0 | 0 | 0 | 0 | 0 | 0 | 0 | 0 | 0 | 0 | 0 | 0 | 0 | 0 | 0
| 30400022 | 4" MJ 22 1/2 ELBOW |  | 0 | 0 | 0 | 0 | 0 | 0 | 0 | 0 | 0 | 0 | 0 | 0 | 0 | 0 | 0 | 0 | 0 | 0 | 0 | 0 | 0 | 0
| 30400024 | 4" FLG x MJ ADAPTOR |  | 0 | 0 | 0 | 0 | 0 | 0 | 0 | 0 | 0 | 0 | 0 | 0 | 0 | 0 | 0 | 0 | 0 | 0 | 0 | 0 | 0 | 0
| 30400027 | 4" MJ GLAND PACK KIT |  | 0 | 0 | 0 | 0 | 0 | 0 | 0 | 0 | 0 | 0 | 0 | 0 | 0 | 0 | 0 | 0 | 0 | 0 | 0 | 0 | 0 | 0
| 30400028 | 4" MEGALUG PK/KIT (DI) |  | 0 | 0 | 0 | 0 | 0 | 0 | 0 | 0 | 0 | 0 | 0 | 0 | 0 | 0 | 0 | 0 | 0 | 0 | 0 | 0 | 0 | 0
| 30400029 | 4" MEGALUG PK/KIT (PVC) |  | 0 | 0 | 0 | 0 | 0 | 0 | 0 | 0 | 0 | 0 | 0 | 0 | 0 | 0 | 0 | 0 | 0 | 0 | 0 | 0 | 0 | 0
| 30400030 | 4" FLG BOLT & GSKT KIT |  | 0 | 0 | 0 | 0 | 0 | 0 | 0 | 0 | 0 | 0 | 0 | 0 | 0 | 0 | 0 | 0 | 0 | 0 | 0 | 0 | 0 | 0
| 30400045 | 4" MJ 45 ELBOW |  | 0 | 0 | 0 | 0 | 0 | 0 | 0 | 0 | 0 | 0 | 0 | 0 | 0 | 0 | 0 | 0 | 0 | 0 | 0 | 0 | 0 | 0
| 30400063 | 4" MJ SOLID CAP |  | 0 | 0 | 0 | 0 | 0 | 0 | 0 | 0 | 0 | 0 | 0 | 0 | 0 | 0 | 0 | 0 | 0 | 0 | 0 | 0 | 0 | 0
| 30400071 | 4" COLLAR LK CLAMP Glue Jt |  | 0 | 0 | 0 | 0 | 0 | 0 | 0 | 0 | 0 | 0 | 0 | 0 | 0 | 0 | 0 | 0 | 0 | 0 | 0 | 0 | 0 | 0
| 30400072 | 4" BELL JT LK CLAMP Slip Jt |  | 0 | 0 | 0 | 0 | 0 | 0 | 0 | 0 | 0 | 0 | 0 | 0 | 0 | 0 | 0 | 0 | 0 | 0 | 0 | 0 | 0 | 0
| 30400075 | COUPLING, UNIVRSAL SB or ROMAC |  | 0 | 0 | 0 | 0 | 0 | 0 | 0 | 0 | 0 | 0 | 0 | 0 | 0 | 0 | 0 | 0 | 0 | 0 | 0 | 0 | 0 | 0
| 30400078 | 4" HYMAX COUPLING |  | 0 | 0 | 0 | 0 | 0 | 0 | 0 | 0 | 0 | 0 | 0 | 0 | 0 | 0 | 0 | 0 | 0 | 0 | 0 | 0 | 0 | 0
| 30400094 | ELBOW, FLANGE 90 ELBOW DI |  | 0 | 0 | 0 | 0 | 0 | 0 | 0 | 0 | 0 | 0 | 0 | 0 | 0 | 0 | 0 | 0 | 0 | 0 | 0 | 0 | 0 | 0
| 30400095 | 4" MJ 90 ELBOW |  | 0 | 0 | 0 | 0 | 0 | 0 | 0 | 0 | 0 | 0 | 0 | 0 | 0 | 0 | 0 | 0 | 0 | 0 | 0 | 0 | 0 | 0
| 30400097 | 4" MJ x FLG 90 ELBOW |  | 0 | 0 | 0 | 0 | 0 | 0 | 0 | 0 | 0 | 0 | 0 | 0 | 0 | 0 | 0 | 0 | 0 | 0 | 0 | 0 | 0 | 0
| 30400103 | 4" BLIND FLANGE |  | 0 | 0 | 0 | 0 | 0 | 0 | 0 | 0 | 0 | 0 | 0 | 0 | 0 | 0 | 0 | 0 | 0 | 0 | 0 | 0 | 0 | 0
| 30400105 | 4" COMPANION FLANGE |  | 0 | 0 | 0 | 0 | 0 | 0 | 0 | 0 | 0 | 0 | 0 | 0 | 0 | 0 | 0 | 0 | 0 | 0 | 0 | 0 | 0 | 0
| 30400106 | 4" UNI, KWIK or FIELD FLANGE |  | 0 | 0 | 0 | 0 | 0 | 0 | 0 | 0 | 0 | 0 | 0 | 0 | 0 | 0 | 0 | 0 | 0 | 0 | 0 | 0 | 0 | 0
| 30400107 | 4" FLG TAPPED 2*2-1/2*3" |  | 0 | 0 | 0 | 0 | 0 | 0 | 0 | 0 | 0 | 0 | 0 | 0 | 0 | 0 | 0 | 0 | 0 | 0 | 0 | 0 | 0 | 0
| 30400111 | 4" MJ x PVC TRANS GASKET |  | 0 | 0 | 0 | 0 | 0 | 0 | 0 | 0 | 0 | 0 | 0 | 0 | 0 | 0 | 0 | 0 | 0 | 0 | 0 | 0 | 0 | 0
| 30400122 | 4" FLANGE GASKET |  | 0 | 0 | 0 | 0 | 0 | 0 | 0 | 0 | 0 | 0 | 0 | 0 | 0 | 0 | 0 | 0 | 0 | 0 | 0 | 0 | 0 | 0
| 30400141 | 4" DUCTILE IRON PIPE |  | 0 | 0 | 0 | 0 | 0 | 0 | 0 | 0 | 0 | 0 | 0 | 0 | 0 | 0 | 0 | 0 | 0 | 0 | 0 | 0 | 0 | 0
| 30400151 | 4" MJ PLUG (Tapped or not) |  | 0 | 0 | 0 | 0 | 0 | 0 | 0 | 0 | 0 | 0 | 0 | 0 | 0 | 0 | 0 | 0 | 0 | 0 | 0 | 0 | 0 | 0
| 30400163 | 4" MJ REDUCER |  | 0 | 0 | 0 | 0 | 0 | 0 | 0 | 0 | 0 | 0 | 0 | 0 | 0 | 0 | 0 | 0 | 0 | 0 | 0 | 0 | 0 | 0
| 30400165 | 4 x 3 FLG REDUCER |  | 0 | 0 | 0 | 0 | 0 | 0 | 0 | 0 | 0 | 0 | 0 | 0 | 0 | 0 | 0 | 0 | 0 | 0 | 0 | 0 | 0 | 0
| 30400171 | 4 x 7-1/2 REP BAND, Style CL1 |  | 0 | 0 | 0 | 0 | 0 | 0 | 0 | 0 | 0 | 0 | 0 | 0 | 0 | 0 | 0 | 0 | 0 | 0 | 0 | 0 | 0 | 0
| 30400172 | 4 x 10 REP BAND, Style CL2 |  | 0 | 0 | 0 | 0 | 0 | 0 | 0 | 0 | 0 | 0 | 0 | 0 | 0 | 0 | 0 | 0 | 0 | 0 | 0 | 0 | 0 | 0
| 30400173 | 4 x 15 REP BAND, Style CL1or2 |  | 0 | 0 | 0 | 0 | 0 | 0 | 0 | 0 | 0 | 0 | 0 | 0 | 0 | 0 | 0 | 0 | 0 | 0 | 0 | 0 | 0 | 0
| 30400174 | 4 x 20 REP BAND, Style CL1or2 |  | 0 | 0 | 0 | 0 | 0 | 0 | 0 | 0 | 0 | 0 | 0 | 0 | 0 | 0 | 0 | 0 | 0 | 0 | 0 | 0 | 0 | 0
| 30400175 | 4 x 25 REP BAND, Style CL1or2 |  | 0 | 0 | 0 | 0 | 0 | 0 | 0 | 0 | 0 | 0 | 0 | 0 | 0 | 0 | 0 | 0 | 0 | 0 | 0 | 0 | 0 | 0
| 30400181 | 4 x 1 TAPPING SADDLE |  | 0 | 0 | 0 | 0 | 0 | 0 | 0 | 0 | 0 | 0 | 0 | 0 | 0 | 0 | 0 | 0 | 0 | 0 | 0 | 0 | 0 | 0
| 30400183 | 4 x 2 TAPPING SADDLE |  | 0 | 0 | 0 | 0 | 0 | 0 | 0 | 0 | 0 | 0 | 0 | 0 | 0 | 0 | 0 | 0 | 0 | 0 | 0 | 0 | 0 | 0
| 30400192 | 4 x 4 TAPPING SLEEVE |  | 0 | 0 | 0 | 0 | 0 | 0 | 0 | 0 | 0 | 0 | 0 | 0 | 0 | 0 | 0 | 0 | 0 | 0 | 0 | 0 | 0 | 0
| 30400194 | 4" MJ x FLG TEE |  | 0 | 0 | 0 | 0 | 0 | 0 | 0 | 0 | 0 | 0 | 0 | 0 | 0 | 0 | 0 | 0 | 0 | 0 | 0 | 0 | 0 | 0
| 30400196 | 4" MJ TEE |  | 0 | 0 | 0 | 0 | 0 | 0 | 0 | 0 | 0 | 0 | 0 | 0 | 0 | 0 | 0 | 0 | 0 | 0 | 0 | 0 | 0 | 0
| 30400198 | 4" FLANGE TEE |  | 0 | 0 | 0 | 0 | 0 | 0 | 0 | 0 | 0 | 0 | 0 | 0 | 0 | 0 | 0 | 0 | 0 | 0 | 0 | 0 | 0 | 0
| 30401192 | 4" MJ LONG BARREL |  | 0 | 0 | 0 | 0 | 0 | 0 | 0 | 0 | 0 | 0 | 0 | 0 | 0 | 0 | 0 | 0 | 0 | 0 | 0 | 0 | 0 | 0
| 30402192 | 4 x 2 TAPPING SLEEVE |  | 0 | 0 | 0 | 0 | 0 | 0 | 0 | 0 | 0 | 0 | 0 | 0 | 0 | 0 | 0 | 0 | 0 | 0 | 0 | 0 | 0 | 0
| 30403164 | 4 x 3 MJ x FLG REDUCER |  | 0 | 0 | 0 | 0 | 0 | 0 | 0 | 0 | 0 | 0 | 0 | 0 | 0 | 0 | 0 | 0 | 0 | 0 | 0 | 0 | 0 | 0
| 30403168 | 4 x 3 MJxPE Sml End Bell RED |  | 0 | 0 | 0 | 0 | 0 | 0 | 0 | 0 | 0 | 0 | 0 | 0 | 0 | 0 | 0 | 0 | 0 | 0 | 0 | 0 | 0 | 0
| 30403199 | 4 x 3 FLG REDUCING TEE |  | 0 | 0 | 0 | 0 | 0 | 0 | 0 | 0 | 0 | 0 | 0 | 0 | 0 | 0 | 0 | 0 | 0 | 0 | 0 | 0 | 0 | 0
| 30404167 | 4 x 3 MJxPE Lg End Bell RED |  | 0 | 0 | 0 | 0 | 0 | 0 | 0 | 0 | 0 | 0 | 0 | 0 | 0 | 0 | 0 | 0 | 0 | 0 | 0 | 0 | 0 | 0
| 30600011 | 6" MJ 11-1/4 ELBOW |  | 0 | 0 | 0 | 0 | 0 | 0 | 0 | 0 | 0 | 0 | 0 | 0 | 0 | 0 | 0 | 0 | 0 | 0 | 0 | 0 | 0 | 0
| 30600022 | 6" MJ 22 1/2 ELBOW |  | 0 | 0 | 0 | 0 | 0 | 0 | 0 | 0 | 0 | 0 | 0 | 0 | 0 | 0 | 0 | 0 | 0 | 0 | 0 | 0 | 0 | 0
| 30600024 | 6" FLG x MJ ADAPTOR |  | 0 | 0 | 0 | 0 | 0 | 0 | 0 | 0 | 0 | 0 | 0 | 0 | 0 | 0 | 0 | 0 | 0 | 0 | 0 | 0 | 0 | 0
| 30600027 | 6" MJ GLAND PACK KIT |  | 0 | 0 | 0 | 0 | 0 | 0 | 0 | 0 | 0 | 0 | 0 | 0 | 0 | 0 | 0 | 0 | 0 | 0 | 0 | 0 | 0 | 0
| 30600028 | 6" MEGALUG PK/KIT (DI) |  | 463.3013 | 0 | 463.3013 | 0 | 0 | 0 | 0 | 0 | 0 | 0 | 0 | 0 | 0 | 0 | 0 | 0 | 0 | 0 | 0 | 0 | 0 | 0
| 30600029 | 6" MEGALUG PK/KIT (PVC) |  | 671.5514 | 0 | 537.2411 | 0 | 0 | 0 | 0 | 0 | 0 | 0 | 0 | 0 | 0 | 0 | 0 | 134.3103 | 0 | 0 | 0 | 0 | 0 | 0
| 30600030 | 6" FLG BOLT & GSKT KIT |  | 68.796 | 0 | 68.796 | 0 | 0 | 0 | 0 | 0 | 0 | 0 | 0 | 0 | 0 | 0 | 0 | 0 | 0 | 0 | 0 | 0 | 0 | 0
| 30600045 | 6" MJ 45 ELBOW |  | 0 | 0 | 0 | 0 | 0 | 0 | 0 | 0 | 0 | 0 | 0 | 0 | 0 | 0 | 0 | 0 | 0 | 0 | 0 | 0 | 0 | 0
| 30600063 | 6" MJ SOLID CAP |  | 0 | 0 | 0 | 0 | 0 | 0 | 0 | 0 | 0 | 0 | 0 | 0 | 0 | 0 | 0 | 0 | 0 | 0 | 0 | 0 | 0 | 0
| 30600071 | 6" COLLAR LK CLAMP Glue Jt |  | 0 | 0 | 0 | 0 | 0 | 0 | 0 | 0 | 0 | 0 | 0 | 0 | 0 | 0 | 0 | 0 | 0 | 0 | 0 | 0 | 0 | 0
| 30600072 | 6" BELL JT LK CLAMP Slip Jt |  | 0 | 0 | 0 | 0 | 0 | 0 | 0 | 0 | 0 | 0 | 0 | 0 | 0 | 0 | 0 | 0 | 0 | 0 | 0 | 0 | 0 | 0
| 30600075 | COUPLING, UNIVRSAL SB or ROMAC |  | 0 | 0 | 0 | 0 | 0 | 0 | 0 | 0 | 0 | 0 | 0 | 0 | 0 | 0 | 0 | 0 | 0 | 0 | 0 | 0 | 0 | 0
| 30600078 | 6" HYMAX COUPLING |  | 0 | 0 | 0 | 0 | 0 | 0 | 0 | 0 | 0 | 0 | 0 | 0 | 0 | 0 | 0 | 0 | 0 | 0 | 0 | 0 | 0 | 0
| 30600081 | CROSS, FLANGE CROSS |  | 0 | 0 | 0 | 0 | 0 | 0 | 0 | 0 | 0 | 0 | 0 | 0 | 0 | 0 | 0 | 0 | 0 | 0 | 0 | 0 | 0 | 0
| 30600094 | ELBOW, FLANGE 90 ELBOW DI |  | 0 | 0 | 0 | 0 | 0 | 0 | 0 | 0 | 0 | 0 | 0 | 0 | 0 | 0 | 0 | 0 | 0 | 0 | 0 | 0 | 0 | 0
| 30600095 | 6" MJ 90 ELBOW |  | 79.0261 | 0 | 0 | 0 | 79.0261 | 0 | 0 | 0 | 0 | 0 | 0 | 0 | 0 | 0 | 0 | 0 | 0 | 0 | 0 | 0 | 0 | 0
| 30600097 | 6" MJ x FLG 90 ELBOW |  | 0 | 0 | 0 | 0 | 0 | 0 | 0 | 0 | 0 | 0 | 0 | 0 | 0 | 0 | 0 | 0 | 0 | 0 | 0 | 0 | 0 | 0
| 30600103 | 6" BLIND FLANGE |  | 0 | 0 | 0 | 0 | 0 | 0 | 0 | 0 | 0 | 0 | 0 | 0 | 0 | 0 | 0 | 0 | 0 | 0 | 0 | 0 | 0 | 0
| 30600105 | 6" COMPANION FLANGE |  | 0 | 0 | 0 | 0 | 0 | 0 | 0 | 0 | 0 | 0 | 0 | 0 | 0 | 0 | 0 | 0 | 0 | 0 | 0 | 0 | 0 | 0
| 30600106 | 6" UNI, KWIK or FIELD FLANGE |  | 0 | 0 | 0 | 0 | 0 | 0 | 0 | 0 | 0 | 0 | 0 | 0 | 0 | 0 | 0 | 0 | 0 | 0 | 0 | 0 | 0 | 0
| 30600107 | 6" FLG TAPPED 2*2-1/2*3*4" |  | 0 | 0 | 0 | 0 | 0 | 0 | 0 | 0 | 0 | 0 | 0 | 0 | 0 | 0 | 0 | 0 | 0 | 0 | 0 | 0 | 0 | 0
| 30600111 | 6" MJ x PVC TRANS GASKET |  | 0 | 0 | 0 | 0 | 0 | 0 | 0 | 0 | 0 | 0 | 0 | 0 | 0 | 0 | 0 | 0 | 0 | 0 | 0 | 0 | 0 | 0
| 30600122 | 6" FLANGE GASKET |  | 0 | 0 | 0 | 0 | 0 | 0 | 0 | 0 | 0 | 0 | 0 | 0 | 0 | 0 | 0 | 0 | 0 | 0 | 0 | 0 | 0 | 0
| 30600141 | 6" DUCTILE IRON PIPE |  | 1909.9267 | 0 | 1909.9267 | 0 | 0 | 0 | 0 | 0 | 0 | 0 | 0 | 0 | 0 | 0 | 0 | 0 | 0 | 0 | 0 | 0 | 0 | 0
| 30600151 | 6" MJ PLUG (Tapped or not) |  | 0 | 0 | 0 | 0 | 0 | 0 | 0 | 0 | 0 | 0 | 0 | 0 | 0 | 0 | 0 | 0 | 0 | 0 | 0 | 0 | 0 | 0
| 30600165 | 6 x 4 FLG REDUCER |  | 0 | 0 | 0 | 0 | 0 | 0 | 0 | 0 | 0 | 0 | 0 | 0 | 0 | 0 | 0 | 0 | 0 | 0 | 0 | 0 | 0 | 0
| 30600171 | 6 x 7-1/2 REP BAND, Style CL1 |  | 0 | 0 | 0 | 0 | 0 | 0 | 0 | 0 | 0 | 0 | 0 | 0 | 0 | 0 | 0 | 0 | 0 | 0 | 0 | 0 | 0 | 0
| 30600172 | 6 x 10 REP BAND, Style CL2 |  | 0 | 0 | 0 | 0 | 0 | 0 | 0 | 0 | 0 | 0 | 0 | 0 | 0 | 0 | 0 | 0 | 0 | 0 | 0 | 0 | 0 | 0
| 30600173 | 6 x 15 REP BAND, Style CL1or2 |  | 0 | 0 | 0 | 0 | 0 | 0 | 0 | 0 | 0 | 0 | 0 | 0 | 0 | 0 | 0 | 0 | 0 | 0 | 0 | 0 | 0 | 0
| 30600174 | 6 x 20 REP BAND, Style CL1or2 |  | 0 | 0 | 0 | 0 | 0 | 0 | 0 | 0 | 0 | 0 | 0 | 0 | 0 | 0 | 0 | 0 | 0 | 0 | 0 | 0 | 0 | 0
| 30600175 | 6 x 25 REP BAND, Style CL1or2 |  | 0 | 0 | 0 | 0 | 0 | 0 | 0 | 0 | 0 | 0 | 0 | 0 | 0 | 0 | 0 | 0 | 0 | 0 | 0 | 0 | 0 | 0
| 30600181 | 6 x 1 TAPPING SADDLE |  | 0 | 0 | 0 | 0 | 0 | 0 | 0 | 0 | 0 | 0 | 0 | 0 | 0 | 0 | 0 | 0 | 0 | 0 | 0 | 0 | 0 | 0
| 30600183 | 6 x 2 TAPPING SADDLE |  | 0 | 0 | 0 | 0 | 0 | 0 | 0 | 0 | 0 | 0 | 0 | 0 | 0 | 0 | 0 | 0 | 0 | 0 | 0 | 0 | 0 | 0
| 30600192 | 6 x 6 TAPPING SLEEVE |  | 0 | 0 | 0 | 0 | 0 | 0 | 0 | 0 | 0 | 0 | 0 | 0 | 0 | 0 | 0 | 0 | 0 | 0 | 0 | 0 | 0 | 0
| 30600194 | 6" MJ x FLG TEE |  | 615.732 | 0 | 615.732 | 0 | 0 | 0 | 0 | 0 | 0 | 0 | 0 | 0 | 0 | 0 | 0 | 0 | 0 | 0 | 0 | 0 | 0 | 0
| 30600196 | 6" MJ TEE |  | 0 | 0 | 0 | 0 | 0 | 0 | 0 | 0 | 0 | 0 | 0 | 0 | 0 | 0 | 0 | 0 | 0 | 0 | 0 | 0 | 0 | 0
| 30600198 | 6" FLANGE TEE |  | 231.14 | 0 | 0 | 0 | 231.14 | 0 | 0 | 0 | 0 | 0 | 0 | 0 | 0 | 0 | 0 | 0 | 0 | 0 | 0 | 0 | 0 | 0
| 30601192 | 6" MJ LONG BARREL |  | 0 | 0 | 0 | 0 | 0 | 0 | 0 | 0 | 0 | 0 | 0 | 0 | 0 | 0 | 0 | 0 | 0 | 0 | 0 | 0 | 0 | 0
| 30602165 | 6 x 2 FLG REDUCER |  | 0 | 0 | 0 | 0 | 0 | 0 | 0 | 0 | 0 | 0 | 0 | 0 | 0 | 0 | 0 | 0 | 0 | 0 | 0 | 0 | 0 | 0
| 30603192 | 6 x 3 TAPPING SLEEVE |  | 0 | 0 | 0 | 0 | 0 | 0 | 0 | 0 | 0 | 0 | 0 | 0 | 0 | 0 | 0 | 0 | 0 | 0 | 0 | 0 | 0 | 0
| 30603195 | 6 x 3 MJ x FLG REDUCING TEE |  | 0 | 0 | 0 | 0 | 0 | 0 | 0 | 0 | 0 | 0 | 0 | 0 | 0 | 0 | 0 | 0 | 0 | 0 | 0 | 0 | 0 | 0
| 30603199 | 6 x 3 FLG REDUCING TEE |  | 0 | 0 | 0 | 0 | 0 | 0 | 0 | 0 | 0 | 0 | 0 | 0 | 0 | 0 | 0 | 0 | 0 | 0 | 0 | 0 | 0 | 0
| 30604163 | 6" MJ REDUCER |  | 0 | 0 | 0 | 0 | 0 | 0 | 0 | 0 | 0 | 0 | 0 | 0 | 0 | 0 | 0 | 0 | 0 | 0 | 0 | 0 | 0 | 0
| 30604164 | 6 x 4 MJ x FLG REDUCER |  | 0 | 0 | 0 | 0 | 0 | 0 | 0 | 0 | 0 | 0 | 0 | 0 | 0 | 0 | 0 | 0 | 0 | 0 | 0 | 0 | 0 | 0
| 30604167 | 6 x 4 MJxPE Lg End Bell RED |  | 0 | 0 | 0 | 0 | 0 | 0 | 0 | 0 | 0 | 0 | 0 | 0 | 0 | 0 | 0 | 0 | 0 | 0 | 0 | 0 | 0 | 0
| 30604168 | 6 x 4 MJxPE Sml End Bell RED |  | 0 | 0 | 0 | 0 | 0 | 0 | 0 | 0 | 0 | 0 | 0 | 0 | 0 | 0 | 0 | 0 | 0 | 0 | 0 | 0 | 0 | 0
| 30604192 | 6 x 4 TAPPING SLEEVE |  | 0 | 0 | 0 | 0 | 0 | 0 | 0 | 0 | 0 | 0 | 0 | 0 | 0 | 0 | 0 | 0 | 0 | 0 | 0 | 0 | 0 | 0
| 30604195 | 6 x 4 MJ x FLG REDUCING TEE |  | 0 | 0 | 0 | 0 | 0 | 0 | 0 | 0 | 0 | 0 | 0 | 0 | 0 | 0 | 0 | 0 | 0 | 0 | 0 | 0 | 0 | 0
| 30604197 | 6 x 4 MJ REDUCING TEE |  | 0 | 0 | 0 | 0 | 0 | 0 | 0 | 0 | 0 | 0 | 0 | 0 | 0 | 0 | 0 | 0 | 0 | 0 | 0 | 0 | 0 | 0
| 30604199 | 6 x 4 FLG REDUCING TEE |  | 0 | 0 | 0 | 0 | 0 | 0 | 0 | 0 | 0 | 0 | 0 | 0 | 0 | 0 | 0 | 0 | 0 | 0 | 0 | 0 | 0 | 0
| 30800011 | 8" MJ 11-1/4 ELBOW |  | 0 | 0 | 0 | 0 | 0 | 0 | 0 | 0 | 0 | 0 | 0 | 0 | 0 | 0 | 0 | 0 | 0 | 0 | 0 | 0 | 0 | 0
| 30800022 | 8" MJ 22 1/2 ELBOW |  | 0 | 0 | 0 | 0 | 0 | 0 | 0 | 0 | 0 | 0 | 0 | 0 | 0 | 0 | 0 | 0 | 0 | 0 | 0 | 0 | 0 | 0
| 30800024 | 8" FLG x MJ ADAPTOR |  | 0 | 0 | 0 | 0 | 0 | 0 | 0 | 0 | 0 | 0 | 0 | 0 | 0 | 0 | 0 | 0 | 0 | 0 | 0 | 0 | 0 | 0
| 30800027 | 8" MJ GLAND PACK KIT |  | 0 | 0 | 0 | 0 | 0 | 0 | 0 | 0 | 0 | 0 | 0 | 0 | 0 | 0 | 0 | 0 | 0 | 0 | 0 | 0 | 0 | 0
| 30800028 | 8" MEGALUG PK/KIT (DI) |  | 0 | 0 | 0 | 0 | 0 | 0 | 0 | 0 | 0 | 0 | 0 | 0 | 0 | 0 | 0 | 0 | 0 | 0 | 0 | 0 | 0 | 0
| 30800029 | 8" MEGALUG PK/KIT (PVC) |  | 347.0745 | 0 | 0 | 0 | 347.0745 | 0 | 0 | 0 | 0 | 0 | 0 | 0 | 0 | 0 | 0 | 0 | 0 | 0 | 0 | 0 | 0 | 0
| 30800030 | 8" FLG BOLT & GSKT KIT |  | 0 | 0 | 0 | 0 | 0 | 0 | 0 | 0 | 0 | 0 | 0 | 0 | 0 | 0 | 0 | 0 | 0 | 0 | 0 | 0 | 0 | 0
| 30800045 | 8" MJ 45 ELBOW |  | 0 | 0 | 0 | 0 | 0 | 0 | 0 | 0 | 0 | 0 | 0 | 0 | 0 | 0 | 0 | 0 | 0 | 0 | 0 | 0 | 0 | 0
| 30800063 | 8" MJ SOLID CAP |  | 0 | 0 | 0 | 0 | 0 | 0 | 0 | 0 | 0 | 0 | 0 | 0 | 0 | 0 | 0 | 0 | 0 | 0 | 0 | 0 | 0 | 0
| 30800071 | 8" COLLAR LK CLAMP Glue Jt |  | 0 | 0 | 0 | 0 | 0 | 0 | 0 | 0 | 0 | 0 | 0 | 0 | 0 | 0 | 0 | 0 | 0 | 0 | 0 | 0 | 0 | 0
| 30800072 | 8" BELL JT LK CLAMP Slip Jt |  | 0 | 0 | 0 | 0 | 0 | 0 | 0 | 0 | 0 | 0 | 0 | 0 | 0 | 0 | 0 | 0 | 0 | 0 | 0 | 0 | 0 | 0
| 30800075 | COUPLING, UNIVRSAL SB or ROMAC |  | 0 | 0 | 0 | 0 | 0 | 0 | 0 | 0 | 0 | 0 | 0 | 0 | 0 | 0 | 0 | 0 | 0 | 0 | 0 | 0 | 0 | 0
| 30800078 | 8" HYMAX COUPLING |  | 0 | 0 | 0 | 0 | 0 | 0 | 0 | 0 | 0 | 0 | 0 | 0 | 0 | 0 | 0 | 0 | 0 | 0 | 0 | 0 | 0 | 0
| 30800081 | CROSS, FLANGE CROSS |  | 0 | 0 | 0 | 0 | 0 | 0 | 0 | 0 | 0 | 0 | 0 | 0 | 0 | 0 | 0 | 0 | 0 | 0 | 0 | 0 | 0 | 0
| 30800094 | ELBOW, FLANGE 90 ELBOW DI |  | 0 | 0 | 0 | 0 | 0 | 0 | 0 | 0 | 0 | 0 | 0 | 0 | 0 | 0 | 0 | 0 | 0 | 0 | 0 | 0 | 0 | 0
| 30800095 | 8" MJ 90 ELBOW |  | 132.639 | 0 | 0 | 0 | 132.639 | 0 | 0 | 0 | 0 | 0 | 0 | 0 | 0 | 0 | 0 | 0 | 0 | 0 | 0 | 0 | 0 | 0
| 30800097 | 8" MJ x FLG 90 ELBOW |  | 0 | 0 | 0 | 0 | 0 | 0 | 0 | 0 | 0 | 0 | 0 | 0 | 0 | 0 | 0 | 0 | 0 | 0 | 0 | 0 | 0 | 0
| 30800103 | 8" BLIND FLANGE |  | 0 | 0 | 0 | 0 | 0 | 0 | 0 | 0 | 0 | 0 | 0 | 0 | 0 | 0 | 0 | 0 | 0 | 0 | 0 | 0 | 0 | 0
| 30800105 | 8" COMPANION FLANGE |  | 0 | 0 | 0 | 0 | 0 | 0 | 0 | 0 | 0 | 0 | 0 | 0 | 0 | 0 | 0 | 0 | 0 | 0 | 0 | 0 | 0 | 0
| 30800106 | 8" UNI, KWIK or FIELD FLANGE |  | 0 | 0 | 0 | 0 | 0 | 0 | 0 | 0 | 0 | 0 | 0 | 0 | 0 | 0 | 0 | 0 | 0 | 0 | 0 | 0 | 0 | 0
| 30800107 | 8" FLG TAPPED 2*2-1/2*3*4*6" |  | 0 | 0 | 0 | 0 | 0 | 0 | 0 | 0 | 0 | 0 | 0 | 0 | 0 | 0 | 0 | 0 | 0 | 0 | 0 | 0 | 0 | 0
| 30800111 | 8" MJ x PVC TRANS GASKET |  | 0 | 0 | 0 | 0 | 0 | 0 | 0 | 0 | 0 | 0 | 0 | 0 | 0 | 0 | 0 | 0 | 0 | 0 | 0 | 0 | 0 | 0
| 30800122 | 8" FLANGE GASKET |  | 0 | 0 | 0 | 0 | 0 | 0 | 0 | 0 | 0 | 0 | 0 | 0 | 0 | 0 | 0 | 0 | 0 | 0 | 0 | 0 | 0 | 0
| 30800141 | 8" DUCTILE IRON PIPE |  | 0 | 0 | 0 | 0 | 0 | 0 | 0 | 0 | 0 | 0 | 0 | 0 | 0 | 0 | 0 | 0 | 0 | 0 | 0 | 0 | 0 | 0
| 30800151 | 8" MJ PLUG (Tapped or not) |  | 76.2245 | 0 | 0 | 0 | 76.2245 | 0 | 0 | 0 | 0 | 0 | 0 | 0 | 0 | 0 | 0 | 0 | 0 | 0 | 0 | 0 | 0 | 0
| 30800165 | 8 x 6 FLG REDUCER |  | 0 | 0 | 0 | 0 | 0 | 0 | 0 | 0 | 0 | 0 | 0 | 0 | 0 | 0 | 0 | 0 | 0 | 0 | 0 | 0 | 0 | 0
| 30800172 | 8 x 10 REP BAND, Style CL2 |  | 0 | 0 | 0 | 0 | 0 | 0 | 0 | 0 | 0 | 0 | 0 | 0 | 0 | 0 | 0 | 0 | 0 | 0 | 0 | 0 | 0 | 0
| 30800173 | 8 x 15 REP BAND, Style CL1or2 |  | 0 | 0 | 0 | 0 | 0 | 0 | 0 | 0 | 0 | 0 | 0 | 0 | 0 | 0 | 0 | 0 | 0 | 0 | 0 | 0 | 0 | 0
| 30800174 | 8 x 20 REP BAND, Style CL1or2 |  | 0 | 0 | 0 | 0 | 0 | 0 | 0 | 0 | 0 | 0 | 0 | 0 | 0 | 0 | 0 | 0 | 0 | 0 | 0 | 0 | 0 | 0
| 30800175 | 8 x 25 REP BAND, Style CL1or2 |  | 0 | 0 | 0 | 0 | 0 | 0 | 0 | 0 | 0 | 0 | 0 | 0 | 0 | 0 | 0 | 0 | 0 | 0 | 0 | 0 | 0 | 0
| 30800181 | 8 x 1 TAPPING SADDLE |  | 1881.9251 | 0 | 0 | 0 | 0 | 0 | 697.0093 | 348.5046 | 0 | 0 | 0 | 0 | 0 | 836.4112 | 0 | 0 | 0 | 0 | 0 | 0 | 0 | 0
| 30800183 | 8 x 2 TAPPING SADDLE |  | 271.4759 | 0 | 0 | 0 | 135.7379 | 0 | 0 | 0 | 0 | 0 | 0 | 0 | 0 | 0 | 135.7379 | 0 | 0 | 0 | 0 | 0 | 0 | 0
| 30800192 | 8 x 8 TAPPING SLEEVE |  | 0 | 0 | 0 | 0 | 0 | 0 | 0 | 0 | 0 | 0 | 0 | 0 | 0 | 0 | 0 | 0 | 0 | 0 | 0 | 0 | 0 | 0
| 30800194 | 8" MJ x FLG TEE |  | 0 | 0 | 0 | 0 | 0 | 0 | 0 | 0 | 0 | 0 | 0 | 0 | 0 | 0 | 0 | 0 | 0 | 0 | 0 | 0 | 0 | 0
| 30800196 | 8" MJ TEE |  | 0 | 0 | 0 | 0 | 0 | 0 | 0 | 0 | 0 | 0 | 0 | 0 | 0 | 0 | 0 | 0 | 0 | 0 | 0 | 0 | 0 | 0
| 30800198 | 8" FLANGE TEE |  | 0 | 0 | 0 | 0 | 0 | 0 | 0 | 0 | 0 | 0 | 0 | 0 | 0 | 0 | 0 | 0 | 0 | 0 | 0 | 0 | 0 | 0
| 30801192 | 8" MJ LONG BARREL |  | 0 | 0 | 0 | 0 | 0 | 0 | 0 | 0 | 0 | 0 | 0 | 0 | 0 | 0 | 0 | 0 | 0 | 0 | 0 | 0 | 0 | 0
| 30804192 | 8 x 4 TAPPING SLEEVE |  | 0 | 0 | 0 | 0 | 0 | 0 | 0 | 0 | 0 | 0 | 0 | 0 | 0 | 0 | 0 | 0 | 0 | 0 | 0 | 0 | 0 | 0
| 30804195 | 8 x 4 MJ x FLG REDUCING TEE |  | 0 | 0 | 0 | 0 | 0 | 0 | 0 | 0 | 0 | 0 | 0 | 0 | 0 | 0 | 0 | 0 | 0 | 0 | 0 | 0 | 0 | 0
| 30804197 | 8 x 4 MJ REDUCING TEE |  | 0 | 0 | 0 | 0 | 0 | 0 | 0 | 0 | 0 | 0 | 0 | 0 | 0 | 0 | 0 | 0 | 0 | 0 | 0 | 0 | 0 | 0
| 30804199 | 8 x 4 FLG REDUCING TEE |  | 0 | 0 | 0 | 0 | 0 | 0 | 0 | 0 | 0 | 0 | 0 | 0 | 0 | 0 | 0 | 0 | 0 | 0 | 0 | 0 | 0 | 0
| 30806163 | 8" MJ REDUCER |  | 0 | 0 | 0 | 0 | 0 | 0 | 0 | 0 | 0 | 0 | 0 | 0 | 0 | 0 | 0 | 0 | 0 | 0 | 0 | 0 | 0 | 0
| 30806164 | 8 x 6 MJ x FLG REDUCER |  | 0 | 0 | 0 | 0 | 0 | 0 | 0 | 0 | 0 | 0 | 0 | 0 | 0 | 0 | 0 | 0 | 0 | 0 | 0 | 0 | 0 | 0
| 30806167 | 8 x 6 MJxPE Lg End Bell RED |  | 0 | 0 | 0 | 0 | 0 | 0 | 0 | 0 | 0 | 0 | 0 | 0 | 0 | 0 | 0 | 0 | 0 | 0 | 0 | 0 | 0 | 0
| 30806168 | 8 x 6 MJxPE Sml End Bell RED |  | 0 | 0 | 0 | 0 | 0 | 0 | 0 | 0 | 0 | 0 | 0 | 0 | 0 | 0 | 0 | 0 | 0 | 0 | 0 | 0 | 0 | 0
| 30806192 | 8 x 6 TAPPING SLEEVE |  | 1428.674 | 0 | 0 | 0 | 0 | 0 | 0 | 0 | 0 | 0 | 0 | 0 | 0 | 0 | 0 | 1428.674 | 0 | 0 | 0 | 0 | 0 | 0
| 30806195 | 8 x 6 MJ x FLG REDUCING TEE |  | 776.061 | 0 | 776.061 | 0 | 0 | 0 | 0 | 0 | 0 | 0 | 0 | 0 | 0 | 0 | 0 | 0 | 0 | 0 | 0 | 0 | 0 | 0
| 30806197 | 8 x 6 MJ REDUCING TEE |  | 0 | 0 | 0 | 0 | 0 | 0 | 0 | 0 | 0 | 0 | 0 | 0 | 0 | 0 | 0 | 0 | 0 | 0 | 0 | 0 | 0 | 0
| 30806199 | 8 X 6 FLG REDUCING TEE |  | 0 | 0 | 0 | 0 | 0 | 0 | 0 | 0 | 0 | 0 | 0 | 0 | 0 | 0 | 0 | 0 | 0 | 0 | 0 | 0 | 0 | 0
| 30814165 | 8 x 4 FLG REDUCER |  | 0 | 0 | 0 | 0 | 0 | 0 | 0 | 0 | 0 | 0 | 0 | 0 | 0 | 0 | 0 | 0 | 0 | 0 | 0 | 0 | 0 | 0
| 31000011 | 10" MJ 11-1/4 ELBOW |  | 0 | 0 | 0 | 0 | 0 | 0 | 0 | 0 | 0 | 0 | 0 | 0 | 0 | 0 | 0 | 0 | 0 | 0 | 0 | 0 | 0 | 0
| 31000022 | 10" MJ 22 1/2 ELBOW |  | 0 | 0 | 0 | 0 | 0 | 0 | 0 | 0 | 0 | 0 | 0 | 0 | 0 | 0 | 0 | 0 | 0 | 0 | 0 | 0 | 0 | 0
| 31000024 | 10" FLG x MJ ADAPTOR |  | 0 | 0 | 0 | 0 | 0 | 0 | 0 | 0 | 0 | 0 | 0 | 0 | 0 | 0 | 0 | 0 | 0 | 0 | 0 | 0 | 0 | 0
| 31000027 | 10" MJ GLAND PACK KIT |  | 0 | 0 | 0 | 0 | 0 | 0 | 0 | 0 | 0 | 0 | 0 | 0 | 0 | 0 | 0 | 0 | 0 | 0 | 0 | 0 | 0 | 0
| 31000028 | 10" MEGALUG PK/KIT (DI) |  | 0 | 0 | 0 | 0 | 0 | 0 | 0 | 0 | 0 | 0 | 0 | 0 | 0 | 0 | 0 | 0 | 0 | 0 | 0 | 0 | 0 | 0
| 31000029 | 10" MEGALUG PK/KIT (PVC) |  | 0 | 0 | 0 | 0 | 0 | 0 | 0 | 0 | 0 | 0 | 0 | 0 | 0 | 0 | 0 | 0 | 0 | 0 | 0 | 0 | 0 | 0
| 31000030 | 10" FLG BOLT & GSKT KIT |  | 0 | 0 | 0 | 0 | 0 | 0 | 0 | 0 | 0 | 0 | 0 | 0 | 0 | 0 | 0 | 0 | 0 | 0 | 0 | 0 | 0 | 0
| 31000045 | 10" MJ 45 ELBOW |  | 0 | 0 | 0 | 0 | 0 | 0 | 0 | 0 | 0 | 0 | 0 | 0 | 0 | 0 | 0 | 0 | 0 | 0 | 0 | 0 | 0 | 0
| 31000063 | 10" MJ SOLID CAP |  | 0 | 0 | 0 | 0 | 0 | 0 | 0 | 0 | 0 | 0 | 0 | 0 | 0 | 0 | 0 | 0 | 0 | 0 | 0 | 0 | 0 | 0
| 31000072 | 10" BELL JT LK CLAMP Slip Jt |  | 0 | 0 | 0 | 0 | 0 | 0 | 0 | 0 | 0 | 0 | 0 | 0 | 0 | 0 | 0 | 0 | 0 | 0 | 0 | 0 | 0 | 0
| 31000075 | COUPLING, UNIVRSAL SB or ROMAC |  | 0 | 0 | 0 | 0 | 0 | 0 | 0 | 0 | 0 | 0 | 0 | 0 | 0 | 0 | 0 | 0 | 0 | 0 | 0 | 0 | 0 | 0
| 31000078 | 10" HYMAX COUPLING |  | 0 | 0 | 0 | 0 | 0 | 0 | 0 | 0 | 0 | 0 | 0 | 0 | 0 | 0 | 0 | 0 | 0 | 0 | 0 | 0 | 0 | 0
| 31000095 | 10" MJ 90 ELBOW |  | 0 | 0 | 0 | 0 | 0 | 0 | 0 | 0 | 0 | 0 | 0 | 0 | 0 | 0 | 0 | 0 | 0 | 0 | 0 | 0 | 0 | 0
| 31000103 | 10" BLIND FLANGE |  | 0 | 0 | 0 | 0 | 0 | 0 | 0 | 0 | 0 | 0 | 0 | 0 | 0 | 0 | 0 | 0 | 0 | 0 | 0 | 0 | 0 | 0
| 31000107 | 10" FLG TAPPED 2*2-1/2*3*4*6*8 |  | 0 | 0 | 0 | 0 | 0 | 0 | 0 | 0 | 0 | 0 | 0 | 0 | 0 | 0 | 0 | 0 | 0 | 0 | 0 | 0 | 0 | 0
| 31000111 | 10" MJ x PVC TRANS GASKET |  | 0 | 0 | 0 | 0 | 0 | 0 | 0 | 0 | 0 | 0 | 0 | 0 | 0 | 0 | 0 | 0 | 0 | 0 | 0 | 0 | 0 | 0
| 31000122 | 10" FLANGE GASKET |  | 0 | 0 | 0 | 0 | 0 | 0 | 0 | 0 | 0 | 0 | 0 | 0 | 0 | 0 | 0 | 0 | 0 | 0 | 0 | 0 | 0 | 0
| 31000141 | 10" DUCTILE IRON PIPE |  | 0 | 0 | 0 | 0 | 0 | 0 | 0 | 0 | 0 | 0 | 0 | 0 | 0 | 0 | 0 | 0 | 0 | 0 | 0 | 0 | 0 | 0
| 31000151 | 10" MJ PLUG (Tapped or not) |  | 0 | 0 | 0 | 0 | 0 | 0 | 0 | 0 | 0 | 0 | 0 | 0 | 0 | 0 | 0 | 0 | 0 | 0 | 0 | 0 | 0 | 0
| 31000163 | 10" MJ REDUCER |  | 0 | 0 | 0 | 0 | 0 | 0 | 0 | 0 | 0 | 0 | 0 | 0 | 0 | 0 | 0 | 0 | 0 | 0 | 0 | 0 | 0 | 0
| 31000172 | 10 x 10 REP BAND, Style CL2 |  | 0 | 0 | 0 | 0 | 0 | 0 | 0 | 0 | 0 | 0 | 0 | 0 | 0 | 0 | 0 | 0 | 0 | 0 | 0 | 0 | 0 | 0
| 31000173 | 10 x 15 REP BAND, Style CL1or2 |  | 0 | 0 | 0 | 0 | 0 | 0 | 0 | 0 | 0 | 0 | 0 | 0 | 0 | 0 | 0 | 0 | 0 | 0 | 0 | 0 | 0 | 0
| 31000181 | 10 x 1 TAPPING SADDLE |  | 0 | 0 | 0 | 0 | 0 | 0 | 0 | 0 | 0 | 0 | 0 | 0 | 0 | 0 | 0 | 0 | 0 | 0 | 0 | 0 | 0 | 0
| 31000183 | 10 x 2 TAPPING SADDLE |  | 0 | 0 | 0 | 0 | 0 | 0 | 0 | 0 | 0 | 0 | 0 | 0 | 0 | 0 | 0 | 0 | 0 | 0 | 0 | 0 | 0 | 0
| 31000192 | 10 x 10 TAPPING SLEEVE |  | 0 | 0 | 0 | 0 | 0 | 0 | 0 | 0 | 0 | 0 | 0 | 0 | 0 | 0 | 0 | 0 | 0 | 0 | 0 | 0 | 0 | 0
| 31000194 | 10" MJ x FLG TEE |  | 0 | 0 | 0 | 0 | 0 | 0 | 0 | 0 | 0 | 0 | 0 | 0 | 0 | 0 | 0 | 0 | 0 | 0 | 0 | 0 | 0 | 0
| 31000196 | 10" MJ TEE |  | 0 | 0 | 0 | 0 | 0 | 0 | 0 | 0 | 0 | 0 | 0 | 0 | 0 | 0 | 0 | 0 | 0 | 0 | 0 | 0 | 0 | 0
| 31000198 | 10" FLANGE TEE |  | 0 | 0 | 0 | 0 | 0 | 0 | 0 | 0 | 0 | 0 | 0 | 0 | 0 | 0 | 0 | 0 | 0 | 0 | 0 | 0 | 0 | 0
| 31001192 | 10" MJ LONG BARREL |  | 0 | 0 | 0 | 0 | 0 | 0 | 0 | 0 | 0 | 0 | 0 | 0 | 0 | 0 | 0 | 0 | 0 | 0 | 0 | 0 | 0 | 0
| 31004192 | 10 x 4 TAPPING SLEEVE |  | 0 | 0 | 0 | 0 | 0 | 0 | 0 | 0 | 0 | 0 | 0 | 0 | 0 | 0 | 0 | 0 | 0 | 0 | 0 | 0 | 0 | 0
| 31004195 | 10 x 4 MJ x FLG REDUCING TEE |  | 0 | 0 | 0 | 0 | 0 | 0 | 0 | 0 | 0 | 0 | 0 | 0 | 0 | 0 | 0 | 0 | 0 | 0 | 0 | 0 | 0 | 0
| 31006192 | 10 x 6 TAPPING SLEEVE |  | 0 | 0 | 0 | 0 | 0 | 0 | 0 | 0 | 0 | 0 | 0 | 0 | 0 | 0 | 0 | 0 | 0 | 0 | 0 | 0 | 0 | 0
| 31006195 | 10 x 6 MJ x FLG REDUCING TEE |  | 0 | 0 | 0 | 0 | 0 | 0 | 0 | 0 | 0 | 0 | 0 | 0 | 0 | 0 | 0 | 0 | 0 | 0 | 0 | 0 | 0 | 0
| 31006197 | 10 x 6 MJ REDUCING TEE |  | 0 | 0 | 0 | 0 | 0 | 0 | 0 | 0 | 0 | 0 | 0 | 0 | 0 | 0 | 0 | 0 | 0 | 0 | 0 | 0 | 0 | 0
| 31006199 | 10 x 6 FLG REDUCING TEE |  | 0 | 0 | 0 | 0 | 0 | 0 | 0 | 0 | 0 | 0 | 0 | 0 | 0 | 0 | 0 | 0 | 0 | 0 | 0 | 0 | 0 | 0
| 31008164 | 10 x 8 MJ x FLG REDUCER |  | 0 | 0 | 0 | 0 | 0 | 0 | 0 | 0 | 0 | 0 | 0 | 0 | 0 | 0 | 0 | 0 | 0 | 0 | 0 | 0 | 0 | 0
| 31008165 | 10 x 8 FLG REDUCER |  | 0 | 0 | 0 | 0 | 0 | 0 | 0 | 0 | 0 | 0 | 0 | 0 | 0 | 0 | 0 | 0 | 0 | 0 | 0 | 0 | 0 | 0
| 31008167 | 10 x 8 MJxPE Lg End Bell RED |  | 0 | 0 | 0 | 0 | 0 | 0 | 0 | 0 | 0 | 0 | 0 | 0 | 0 | 0 | 0 | 0 | 0 | 0 | 0 | 0 | 0 | 0
| 31008168 | 10 x 8 MJxPE Sml End Bell RED |  | 0 | 0 | 0 | 0 | 0 | 0 | 0 | 0 | 0 | 0 | 0 | 0 | 0 | 0 | 0 | 0 | 0 | 0 | 0 | 0 | 0 | 0
| 31008195 | 10 x 8 MJ x FLG REDUCING TEE |  | 0 | 0 | 0 | 0 | 0 | 0 | 0 | 0 | 0 | 0 | 0 | 0 | 0 | 0 | 0 | 0 | 0 | 0 | 0 | 0 | 0 | 0
| 31008199 | 10 x 8 FLG REDUCING TEE |  | 0 | 0 | 0 | 0 | 0 | 0 | 0 | 0 | 0 | 0 | 0 | 0 | 0 | 0 | 0 | 0 | 0 | 0 | 0 | 0 | 0 | 0
| 31200011 | 12" MJ 11-1/4 ELBOW |  | 0 | 0 | 0 | 0 | 0 | 0 | 0 | 0 | 0 | 0 | 0 | 0 | 0 | 0 | 0 | 0 | 0 | 0 | 0 | 0 | 0 | 0
| 31200022 | 12" MJ 22 1/2 ELBOW |  | 0 | 0 | 0 | 0 | 0 | 0 | 0 | 0 | 0 | 0 | 0 | 0 | 0 | 0 | 0 | 0 | 0 | 0 | 0 | 0 | 0 | 0
| 31200024 | 12" FLG x MJ ADAPTOR |  | 0 | 0 | 0 | 0 | 0 | 0 | 0 | 0 | 0 | 0 | 0 | 0 | 0 | 0 | 0 | 0 | 0 | 0 | 0 | 0 | 0 | 0
| 31200027 | 12" MJ GLAND PACK KIT |  | 0 | 0 | 0 | 0 | 0 | 0 | 0 | 0 | 0 | 0 | 0 | 0 | 0 | 0 | 0 | 0 | 0 | 0 | 0 | 0 | 0 | 0
| 31200028 | 12" MEGALUG PK/KIT (DI) |  | 0 | 0 | 0 | 0 | 0 | 0 | 0 | 0 | 0 | 0 | 0 | 0 | 0 | 0 | 0 | 0 | 0 | 0 | 0 | 0 | 0 | 0
| 31200029 | 12" MEGALUG PK/KIT (PVC) |  | 0 | 0 | 0 | 0 | 0 | 0 | 0 | 0 | 0 | 0 | 0 | 0 | 0 | 0 | 0 | 0 | 0 | 0 | 0 | 0 | 0 | 0
| 31200030 | 12" FLG BOLT & GSKT KIT |  | 0 | 0 | 0 | 0 | 0 | 0 | 0 | 0 | 0 | 0 | 0 | 0 | 0 | 0 | 0 | 0 | 0 | 0 | 0 | 0 | 0 | 0
| 31200045 | 12" MJ 45 ELBOW |  | 0 | 0 | 0 | 0 | 0 | 0 | 0 | 0 | 0 | 0 | 0 | 0 | 0 | 0 | 0 | 0 | 0 | 0 | 0 | 0 | 0 | 0
| 31200063 | 12" MJ SOLID CAP |  | 0 | 0 | 0 | 0 | 0 | 0 | 0 | 0 | 0 | 0 | 0 | 0 | 0 | 0 | 0 | 0 | 0 | 0 | 0 | 0 | 0 | 0
| 31200075 | COUPLING, UNIVRSAL SB or ROMAC |  | 0 | 0 | 0 | 0 | 0 | 0 | 0 | 0 | 0 | 0 | 0 | 0 | 0 | 0 | 0 | 0 | 0 | 0 | 0 | 0 | 0 | 0
| 31200095 | 12" MJ 90 ELBOW |  | 0 | 0 | 0 | 0 | 0 | 0 | 0 | 0 | 0 | 0 | 0 | 0 | 0 | 0 | 0 | 0 | 0 | 0 | 0 | 0 | 0 | 0
| 31200103 | 12" BLIND FLANGE |  | 0 | 0 | 0 | 0 | 0 | 0 | 0 | 0 | 0 | 0 | 0 | 0 | 0 | 0 | 0 | 0 | 0 | 0 | 0 | 0 | 0 | 0
| 31200111 | 12" MJ x PVC TRANS GASKET |  | 0 | 0 | 0 | 0 | 0 | 0 | 0 | 0 | 0 | 0 | 0 | 0 | 0 | 0 | 0 | 0 | 0 | 0 | 0 | 0 | 0 | 0
| 31200122 | 12" FLANGE GASKET |  | 0 | 0 | 0 | 0 | 0 | 0 | 0 | 0 | 0 | 0 | 0 | 0 | 0 | 0 | 0 | 0 | 0 | 0 | 0 | 0 | 0 | 0
| 31200141 | 12" DUCTILE IRON PIPE |  | 0 | 0 | 0 | 0 | 0 | 0 | 0 | 0 | 0 | 0 | 0 | 0 | 0 | 0 | 0 | 0 | 0 | 0 | 0 | 0 | 0 | 0
| 31200151 | 12" MJ PLUG (Tapped or not) |  | 0 | 0 | 0 | 0 | 0 | 0 | 0 | 0 | 0 | 0 | 0 | 0 | 0 | 0 | 0 | 0 | 0 | 0 | 0 | 0 | 0 | 0
| 31200163 | 12" MJ REDUCER |  | 0 | 0 | 0 | 0 | 0 | 0 | 0 | 0 | 0 | 0 | 0 | 0 | 0 | 0 | 0 | 0 | 0 | 0 | 0 | 0 | 0 | 0
| 31200164 | 12 x 10 MJ x FLG REDUCER |  | 0 | 0 | 0 | 0 | 0 | 0 | 0 | 0 | 0 | 0 | 0 | 0 | 0 | 0 | 0 | 0 | 0 | 0 | 0 | 0 | 0 | 0
| 31200165 | 12 x 10 FLG REDUCER |  | 0 | 0 | 0 | 0 | 0 | 0 | 0 | 0 | 0 | 0 | 0 | 0 | 0 | 0 | 0 | 0 | 0 | 0 | 0 | 0 | 0 | 0
| 31200172 | 12 x 10 REP BAND, Style CL2 |  | 0 | 0 | 0 | 0 | 0 | 0 | 0 | 0 | 0 | 0 | 0 | 0 | 0 | 0 | 0 | 0 | 0 | 0 | 0 | 0 | 0 | 0
| 31200173 | 12 x 15 REP BAND, Style CL1or2 |  | 0 | 0 | 0 | 0 | 0 | 0 | 0 | 0 | 0 | 0 | 0 | 0 | 0 | 0 | 0 | 0 | 0 | 0 | 0 | 0 | 0 | 0
| 31200181 | 12 x 1 TAPPING SADDLE |  | 0 | 0 | 0 | 0 | 0 | 0 | 0 | 0 | 0 | 0 | 0 | 0 | 0 | 0 | 0 | 0 | 0 | 0 | 0 | 0 | 0 | 0
| 31200183 | 12 x 2 TAPPING SADDLE |  | 0 | 0 | 0 | 0 | 0 | 0 | 0 | 0 | 0 | 0 | 0 | 0 | 0 | 0 | 0 | 0 | 0 | 0 | 0 | 0 | 0 | 0
| 31200192 | 12 x 12 TAPPING SLEEVE |  | 0 | 0 | 0 | 0 | 0 | 0 | 0 | 0 | 0 | 0 | 0 | 0 | 0 | 0 | 0 | 0 | 0 | 0 | 0 | 0 | 0 | 0
| 31200194 | 12" MJ x FLG TEE |  | 0 | 0 | 0 | 0 | 0 | 0 | 0 | 0 | 0 | 0 | 0 | 0 | 0 | 0 | 0 | 0 | 0 | 0 | 0 | 0 | 0 | 0
| 31200196 | 12" MJ TEE |  | 0 | 0 | 0 | 0 | 0 | 0 | 0 | 0 | 0 | 0 | 0 | 0 | 0 | 0 | 0 | 0 | 0 | 0 | 0 | 0 | 0 | 0
| 31200198 | 12" FLANGE TEE |  | 0 | 0 | 0 | 0 | 0 | 0 | 0 | 0 | 0 | 0 | 0 | 0 | 0 | 0 | 0 | 0 | 0 | 0 | 0 | 0 | 0 | 0
| 31201192 | 12" MJ LONG BARREL |  | 0 | 0 | 0 | 0 | 0 | 0 | 0 | 0 | 0 | 0 | 0 | 0 | 0 | 0 | 0 | 0 | 0 | 0 | 0 | 0 | 0 | 0
| 31204195 | 12 x 4 MJ x FLG REDUCING TEE |  | 0 | 0 | 0 | 0 | 0 | 0 | 0 | 0 | 0 | 0 | 0 | 0 | 0 | 0 | 0 | 0 | 0 | 0 | 0 | 0 | 0 | 0
| 31206195 | 12 x 6 MJ x FLG REDUCING TEE |  | 0 | 0 | 0 | 0 | 0 | 0 | 0 | 0 | 0 | 0 | 0 | 0 | 0 | 0 | 0 | 0 | 0 | 0 | 0 | 0 | 0 | 0
| 31206197 | 12 x 6 MJ REDUCING TEE |  | 0 | 0 | 0 | 0 | 0 | 0 | 0 | 0 | 0 | 0 | 0 | 0 | 0 | 0 | 0 | 0 | 0 | 0 | 0 | 0 | 0 | 0
| 31206199 | 12 x 6 FLG REDUCING TEE |  | 0 | 0 | 0 | 0 | 0 | 0 | 0 | 0 | 0 | 0 | 0 | 0 | 0 | 0 | 0 | 0 | 0 | 0 | 0 | 0 | 0 | 0
| 31208167 | 12 x 8 MJxPE Lg End Bell RED |  | 0 | 0 | 0 | 0 | 0 | 0 | 0 | 0 | 0 | 0 | 0 | 0 | 0 | 0 | 0 | 0 | 0 | 0 | 0 | 0 | 0 | 0
| 31208168 | 12 x 8 MJxPE Sml End Bell RED |  | 0 | 0 | 0 | 0 | 0 | 0 | 0 | 0 | 0 | 0 | 0 | 0 | 0 | 0 | 0 | 0 | 0 | 0 | 0 | 0 | 0 | 0
| 31208195 | 12 x 8 MJ x FLG REDUCING TEE |  | 0 | 0 | 0 | 0 | 0 | 0 | 0 | 0 | 0 | 0 | 0 | 0 | 0 | 0 | 0 | 0 | 0 | 0 | 0 | 0 | 0 | 0
| 31208197 | 12 x 8 MJ REDUCING TEE |  | 0 | 0 | 0 | 0 | 0 | 0 | 0 | 0 | 0 | 0 | 0 | 0 | 0 | 0 | 0 | 0 | 0 | 0 | 0 | 0 | 0 | 0
| 31210167 | 12 x 10 MJxPE Lg End Bell RED |  | 0 | 0 | 0 | 0 | 0 | 0 | 0 | 0 | 0 | 0 | 0 | 0 | 0 | 0 | 0 | 0 | 0 | 0 | 0 | 0 | 0 | 0
| 31210168 | 12 x 10 MJxPE Sml End Bell RED |  | 0 | 0 | 0 | 0 | 0 | 0 | 0 | 0 | 0 | 0 | 0 | 0 | 0 | 0 | 0 | 0 | 0 | 0 | 0 | 0 | 0 | 0
| 40012230 | 1/2" BALL VALVE |  | 0 | 0 | 0 | 0 | 0 | 0 | 0 | 0 | 0 | 0 | 0 | 0 | 0 | 0 | 0 | 0 | 0 | 0 | 0 | 0 | 0 | 0
| 40012231 | 1/2" CHK (COMPRESSOR RPR) |  | 0 | 0 | 0 | 0 | 0 | 0 | 0 | 0 | 0 | 0 | 0 | 0 | 0 | 0 | 0 | 0 | 0 | 0 | 0 | 0 | 0 | 0
| 40012232 | 1/2" PVC BALL VALVE |  | 0 | 0 | 0 | 0 | 0 | 0 | 0 | 0 | 0 | 0 | 0 | 0 | 0 | 0 | 0 | 0 | 0 | 0 | 0 | 0 | 0 | 0
| 40012240 | 1/2" INLINE CHK (Flwmatic # 80 |  | 0 | 0 | 0 | 0 | 0 | 0 | 0 | 0 | 0 | 0 | 0 | 0 | 0 | 0 | 0 | 0 | 0 | 0 | 0 | 0 | 0 | 0
| 40012245 | 1/2" SWING CHECK |  | 0 | 0 | 0 | 0 | 0 | 0 | 0 | 0 | 0 | 0 | 0 | 0 | 0 | 0 | 0 | 0 | 0 | 0 | 0 | 0 | 0 | 0
| 40012283 | 1/2" WHEEL GATE VALVE |  | 0 | 0 | 0 | 0 | 0 | 0 | 0 | 0 | 0 | 0 | 0 | 0 | 0 | 0 | 0 | 0 | 0 | 0 | 0 | 0 | 0 | 0
| 40012290 | 1/2" HOSE BIBB |  | 0 | 0 | 0 | 0 | 0 | 0 | 0 | 0 | 0 | 0 | 0 | 0 | 0 | 0 | 0 | 0 | 0 | 0 | 0 | 0 | 0 | 0
| 40012310 | 1/2"-3/4" AIR RLEASE Apco S-50 |  | 0 | 0 | 0 | 0 | 0 | 0 | 0 | 0 | 0 | 0 | 0 | 0 | 0 | 0 | 0 | 0 | 0 | 0 | 0 | 0 | 0 | 0
| 40012330 | 1/2" WYE STRAINER |  | 0 | 0 | 0 | 0 | 0 | 0 | 0 | 0 | 0 | 0 | 0 | 0 | 0 | 0 | 0 | 0 | 0 | 0 | 0 | 0 | 0 | 0
| 40014136 | 1/4" NEEDLE VALVE |  | 0 | 0 | 0 | 0 | 0 | 0 | 0 | 0 | 0 | 0 | 0 | 0 | 0 | 0 | 0 | 0 | 0 | 0 | 0 | 0 | 0 | 0
| 40014230 | 1/4" BALL VALVE |  | 0 | 0 | 0 | 0 | 0 | 0 | 0 | 0 | 0 | 0 | 0 | 0 | 0 | 0 | 0 | 0 | 0 | 0 | 0 | 0 | 0 | 0
| 40014283 | 1/4" WHEEL GATE VALVE |  | 0 | 0 | 0 | 0 | 0 | 0 | 0 | 0 | 0 | 0 | 0 | 0 | 0 | 0 | 0 | 0 | 0 | 0 | 0 | 0 | 0 | 0
| 40014310 | 1/4" AIR RELEASE 1/4 or 1/2 |  | 0 | 0 | 0 | 0 | 0 | 0 | 0 | 0 | 0 | 0 | 0 | 0 | 0 | 0 | 0 | 0 | 0 | 0 | 0 | 0 | 0 | 0
| 40014335 | 1/4" SNIFTER VALVE |  | 0 | 0 | 0 | 0 | 0 | 0 | 0 | 0 | 0 | 0 | 0 | 0 | 0 | 0 | 0 | 0 | 0 | 0 | 0 | 0 | 0 | 0
| 40018250 | 1/8" COCK VALVE |  | 0 | 0 | 0 | 0 | 0 | 0 | 0 | 0 | 0 | 0 | 0 | 0 | 0 | 0 | 0 | 0 | 0 | 0 | 0 | 0 | 0 | 0
| 40018335 | 1/8" SNIFTER VALVE |  | 0 | 0 | 0 | 0 | 0 | 0 | 0 | 0 | 0 | 0 | 0 | 0 | 0 | 0 | 0 | 0 | 0 | 0 | 0 | 0 | 0 | 0
| 40025250 | 1/4" COCK VALVE |  | 0 | 0 | 0 | 0 | 0 | 0 | 0 | 0 | 0 | 0 | 0 | 0 | 0 | 0 | 0 | 0 | 0 | 0 | 0 | 0 | 0 | 0
| 40034210 | 3/4' ANGLE CHECK |  | 0 | 0 | 0 | 0 | 0 | 0 | 0 | 0 | 0 | 0 | 0 | 0 | 0 | 0 | 0 | 0 | 0 | 0 | 0 | 0 | 0 | 0
| 40034211 | 3/4' STRAIGHT CHECK |  | 0 | 0 | 0 | 0 | 0 | 0 | 0 | 0 | 0 | 0 | 0 | 0 | 0 | 0 | 0 | 0 | 0 | 0 | 0 | 0 | 0 | 0
| 40034220 | 3/4" ANGLE STOP |  | 1518.921 | 0 | 0 | 0 | 0 | 0 | 821.0384 | 205.2596 | 0 | 0 | 0 | 0 | 0 | 492.623 | 0 | 0 | 0 | 0 | 0 | 0 | 0 | 0
| 40034221 | 3/4" STRAIGHT STOP |  | 0 | 0 | 0 | 0 | 0 | 0 | 0 | 0 | 0 | 0 | 0 | 0 | 0 | 0 | 0 | 0 | 0 | 0 | 0 | 0 | 0 | 0
| 40034230 | 3/4" BALL VALVE |  | 0 | 0 | 0 | 0 | 0 | 0 | 0 | 0 | 0 | 0 | 0 | 0 | 0 | 0 | 0 | 0 | 0 | 0 | 0 | 0 | 0 | 0
| 40034231 | 3/4" CHK (COMPRESSOR RPR) |  | 0 | 0 | 0 | 0 | 0 | 0 | 0 | 0 | 0 | 0 | 0 | 0 | 0 | 0 | 0 | 0 | 0 | 0 | 0 | 0 | 0 | 0
| 40034240 | 3/4" INLINE CHK (Flwmatic # 80 |  | 0 | 0 | 0 | 0 | 0 | 0 | 0 | 0 | 0 | 0 | 0 | 0 | 0 | 0 | 0 | 0 | 0 | 0 | 0 | 0 | 0 | 0
| 40034245 | 3/4" SWING CHECK |  | 0 | 0 | 0 | 0 | 0 | 0 | 0 | 0 | 0 | 0 | 0 | 0 | 0 | 0 | 0 | 0 | 0 | 0 | 0 | 0 | 0 | 0
| 40034250 | 3/4" COCK VALVE |  | 0 | 0 | 0 | 0 | 0 | 0 | 0 | 0 | 0 | 0 | 0 | 0 | 0 | 0 | 0 | 0 | 0 | 0 | 0 | 0 | 0 | 0
| 40034270 | 3/4" FOOT VALVE |  | 0 | 0 | 0 | 0 | 0 | 0 | 0 | 0 | 0 | 0 | 0 | 0 | 0 | 0 | 0 | 0 | 0 | 0 | 0 | 0 | 0 | 0
| 40034283 | 3/4" WHEEL GATE VALVE |  | 0 | 0 | 0 | 0 | 0 | 0 | 0 | 0 | 0 | 0 | 0 | 0 | 0 | 0 | 0 | 0 | 0 | 0 | 0 | 0 | 0 | 0
| 40034290 | 3/4" HOSE BIBB |  | 0 | 0 | 0 | 0 | 0 | 0 | 0 | 0 | 0 | 0 | 0 | 0 | 0 | 0 | 0 | 0 | 0 | 0 | 0 | 0 | 0 | 0
| 40034300 | 3/4" PRESS REGULATING VALVE |  | 0 | 0 | 0 | 0 | 0 | 0 | 0 | 0 | 0 | 0 | 0 | 0 | 0 | 0 | 0 | 0 | 0 | 0 | 0 | 0 | 0 | 0
| 40034320 | 3/4" PRESS RELIEF VALVE |  | 0 | 0 | 0 | 0 | 0 | 0 | 0 | 0 | 0 | 0 | 0 | 0 | 0 | 0 | 0 | 0 | 0 | 0 | 0 | 0 | 0 | 0
| 40034321 | 3/4" PRESS REL NON-CODE ADJ |  | 0 | 0 | 0 | 0 | 0 | 0 | 0 | 0 | 0 | 0 | 0 | 0 | 0 | 0 | 0 | 0 | 0 | 0 | 0 | 0 | 0 | 0
| 40034330 | 3/4" WYE STRAINER |  | 0 | 0 | 0 | 0 | 0 | 0 | 0 | 0 | 0 | 0 | 0 | 0 | 0 | 0 | 0 | 0 | 0 | 0 | 0 | 0 | 0 | 0
| 40034350 | 3/4" STOP & WASTE |  | 0 | 0 | 0 | 0 | 0 | 0 | 0 | 0 | 0 | 0 | 0 | 0 | 0 | 0 | 0 | 0 | 0 | 0 | 0 | 0 | 0 | 0
| 40100210 | 1' ANGLE CHECK |  | 0 | 0 | 0 | 0 | 0 | 0 | 0 | 0 | 0 | 0 | 0 | 0 | 0 | 0 | 0 | 0 | 0 | 0 | 0 | 0 | 0 | 0
| 40100211 | 1' STRAIGHT CHECK |  | 0 | 0 | 0 | 0 | 0 | 0 | 0 | 0 | 0 | 0 | 0 | 0 | 0 | 0 | 0 | 0 | 0 | 0 | 0 | 0 | 0 | 0
| 40100220 | 1" ANGLE STOP |  | 0 | 0 | 0 | 0 | 0 | 0 | 0 | 0 | 0 | 0 | 0 | 0 | 0 | 0 | 0 | 0 | 0 | 0 | 0 | 0 | 0 | 0
| 40100221 | 1" STRAIGHT STOP |  | 0 | 0 | 0 | 0 | 0 | 0 | 0 | 0 | 0 | 0 | 0 | 0 | 0 | 0 | 0 | 0 | 0 | 0 | 0 | 0 | 0 | 0
| 40100230 | 1" BALL VALVE |  | 0 | 0 | 0 | 0 | 0 | 0 | 0 | 0 | 0 | 0 | 0 | 0 | 0 | 0 | 0 | 0 | 0 | 0 | 0 | 0 | 0 | 0
| 40100232 | 1" PVC BALL VALVE |  | 0 | 0 | 0 | 0 | 0 | 0 | 0 | 0 | 0 | 0 | 0 | 0 | 0 | 0 | 0 | 0 | 0 | 0 | 0 | 0 | 0 | 0
| 40100240 | 1" INLINE CHK (Flwmatic # 80) |  | 0 | 0 | 0 | 0 | 0 | 0 | 0 | 0 | 0 | 0 | 0 | 0 | 0 | 0 | 0 | 0 | 0 | 0 | 0 | 0 | 0 | 0
| 40100245 | 1" SWING CHECK |  | 0 | 0 | 0 | 0 | 0 | 0 | 0 | 0 | 0 | 0 | 0 | 0 | 0 | 0 | 0 | 0 | 0 | 0 | 0 | 0 | 0 | 0
| 40100250 | 1" COCK VALVE |  | 0 | 0 | 0 | 0 | 0 | 0 | 0 | 0 | 0 | 0 | 0 | 0 | 0 | 0 | 0 | 0 | 0 | 0 | 0 | 0 | 0 | 0
| 40100255 | 1" CORPORATION STOP VALVE |  | 0 | 0 | 0 | 0 | 0 | 0 | 0 | 0 | 0 | 0 | 0 | 0 | 0 | 0 | 0 | 0 | 0 | 0 | 0 | 0 | 0 | 0
| 40100256 | 1" CORP STOP x PJ for CTS |  | 0 | 0 | 0 | 0 | 0 | 0 | 0 | 0 | 0 | 0 | 0 | 0 | 0 | 0 | 0 | 0 | 0 | 0 | 0 | 0 | 0 | 0
| 40100270 | 1" FOOT VALVE |  | 0 | 0 | 0 | 0 | 0 | 0 | 0 | 0 | 0 | 0 | 0 | 0 | 0 | 0 | 0 | 0 | 0 | 0 | 0 | 0 | 0 | 0
| 40100271 | 1" ENVIRO STRAINER |  | 0 | 0 | 0 | 0 | 0 | 0 | 0 | 0 | 0 | 0 | 0 | 0 | 0 | 0 | 0 | 0 | 0 | 0 | 0 | 0 | 0 | 0
| 40100282 | 1" THREADED GATE AWWA |  | 0 | 0 | 0 | 0 | 0 | 0 | 0 | 0 | 0 | 0 | 0 | 0 | 0 | 0 | 0 | 0 | 0 | 0 | 0 | 0 | 0 | 0
| 40100283 | 1" WHEEL GATE VALVE |  | 0 | 0 | 0 | 0 | 0 | 0 | 0 | 0 | 0 | 0 | 0 | 0 | 0 | 0 | 0 | 0 | 0 | 0 | 0 | 0 | 0 | 0
| 40100300 | 1" PRESS REGULATING VALVE |  | 0 | 0 | 0 | 0 | 0 | 0 | 0 | 0 | 0 | 0 | 0 | 0 | 0 | 0 | 0 | 0 | 0 | 0 | 0 | 0 | 0 | 0
| 40100305 | 1" DOUBLE CHK (BACKFLOW) |  | 0 | 0 | 0 | 0 | 0 | 0 | 0 | 0 | 0 | 0 | 0 | 0 | 0 | 0 | 0 | 0 | 0 | 0 | 0 | 0 | 0 | 0
| 40100310 | 1" AIR RELEASE, Apco #200 |  | 0 | 0 | 0 | 0 | 0 | 0 | 0 | 0 | 0 | 0 | 0 | 0 | 0 | 0 | 0 | 0 | 0 | 0 | 0 | 0 | 0 | 0
| 40100311 | 1" AIR/VAC, Apco 143C |  | 0 | 0 | 0 | 0 | 0 | 0 | 0 | 0 | 0 | 0 | 0 | 0 | 0 | 0 | 0 | 0 | 0 | 0 | 0 | 0 | 0 | 0
| 40100312 | 1" AIR/VAC, ARV #D-040 |  | 0 | 0 | 0 | 0 | 0 | 0 | 0 | 0 | 0 | 0 | 0 | 0 | 0 | 0 | 0 | 0 | 0 | 0 | 0 | 0 | 0 | 0
| 40100320 | 1" PRESS RELIEF VALVE |  | 0 | 0 | 0 | 0 | 0 | 0 | 0 | 0 | 0 | 0 | 0 | 0 | 0 | 0 | 0 | 0 | 0 | 0 | 0 | 0 | 0 | 0
| 40100350 | 1" STOP & WASTE |  | 0 | 0 | 0 | 0 | 0 | 0 | 0 | 0 | 0 | 0 | 0 | 0 | 0 | 0 | 0 | 0 | 0 | 0 | 0 | 0 | 0 | 0
| 40101255 | 1" CORP STOP x PAK JT |  | 177.658 | 0 | 0 | 0 | 0 | 0 | 0 | 0 | 0 | 0 | 0 | 0 | 177.658 | 0 | 0 | 0 | 0 | 0 | 0 | 0 | 0 | 0
| 40112210 | 1-1/2' ANGLE CHECK |  | 0 | 0 | 0 | 0 | 0 | 0 | 0 | 0 | 0 | 0 | 0 | 0 | 0 | 0 | 0 | 0 | 0 | 0 | 0 | 0 | 0 | 0
| 40112220 | 1-1/2" ANGLE STOP |  | 0 | 0 | 0 | 0 | 0 | 0 | 0 | 0 | 0 | 0 | 0 | 0 | 0 | 0 | 0 | 0 | 0 | 0 | 0 | 0 | 0 | 0
| 40112221 | 1-1/2" STRAIGHT STOP |  | 0 | 0 | 0 | 0 | 0 | 0 | 0 | 0 | 0 | 0 | 0 | 0 | 0 | 0 | 0 | 0 | 0 | 0 | 0 | 0 | 0 | 0
| 40112230 | 1-1/2" BALL VALVE |  | 0 | 0 | 0 | 0 | 0 | 0 | 0 | 0 | 0 | 0 | 0 | 0 | 0 | 0 | 0 | 0 | 0 | 0 | 0 | 0 | 0 | 0
| 40112240 | 1-1/2" INLINE CHK (Flwmatic # |  | 0 | 0 | 0 | 0 | 0 | 0 | 0 | 0 | 0 | 0 | 0 | 0 | 0 | 0 | 0 | 0 | 0 | 0 | 0 | 0 | 0 | 0
| 40112241 | 1-1/2" INLINE PVC CHK VALVE |  | 0 | 0 | 0 | 0 | 0 | 0 | 0 | 0 | 0 | 0 | 0 | 0 | 0 | 0 | 0 | 0 | 0 | 0 | 0 | 0 | 0 | 0
| 40112245 | 1-1/2" SWING CHECK |  | 0 | 0 | 0 | 0 | 0 | 0 | 0 | 0 | 0 | 0 | 0 | 0 | 0 | 0 | 0 | 0 | 0 | 0 | 0 | 0 | 0 | 0
| 40112255 | 1-1/2" CORP STOP x PAK JT |  | 0 | 0 | 0 | 0 | 0 | 0 | 0 | 0 | 0 | 0 | 0 | 0 | 0 | 0 | 0 | 0 | 0 | 0 | 0 | 0 | 0 | 0
| 40112270 | 1-1/2" FOOT VALVE |  | 0 | 0 | 0 | 0 | 0 | 0 | 0 | 0 | 0 | 0 | 0 | 0 | 0 | 0 | 0 | 0 | 0 | 0 | 0 | 0 | 0 | 0
| 40112282 | 1-1/2" THREADED GATE AWWA |  | 0 | 0 | 0 | 0 | 0 | 0 | 0 | 0 | 0 | 0 | 0 | 0 | 0 | 0 | 0 | 0 | 0 | 0 | 0 | 0 | 0 | 0
| 40112283 | 1-1/2" WHEEL GATE VALVE |  | 0 | 0 | 0 | 0 | 0 | 0 | 0 | 0 | 0 | 0 | 0 | 0 | 0 | 0 | 0 | 0 | 0 | 0 | 0 | 0 | 0 | 0
| 40112300 | 1-1/2" PRESS REGULATING VALVE |  | 0 | 0 | 0 | 0 | 0 | 0 | 0 | 0 | 0 | 0 | 0 | 0 | 0 | 0 | 0 | 0 | 0 | 0 | 0 | 0 | 0 | 0
| 40112320 | 1-1/2" PRESS RELIEF VALVE |  | 0 | 0 | 0 | 0 | 0 | 0 | 0 | 0 | 0 | 0 | 0 | 0 | 0 | 0 | 0 | 0 | 0 | 0 | 0 | 0 | 0 | 0
| 40112330 | 1-1/2" WYE STRAINER |  | 0 | 0 | 0 | 0 | 0 | 0 | 0 | 0 | 0 | 0 | 0 | 0 | 0 | 0 | 0 | 0 | 0 | 0 | 0 | 0 | 0 | 0
| 40112340 | 1-1/2" SOLENOID VALVE |  | 0 | 0 | 0 | 0 | 0 | 0 | 0 | 0 | 0 | 0 | 0 | 0 | 0 | 0 | 0 | 0 | 0 | 0 | 0 | 0 | 0 | 0
| 40114210 | 1-1/4' ANGLE CHECK |  | 0 | 0 | 0 | 0 | 0 | 0 | 0 | 0 | 0 | 0 | 0 | 0 | 0 | 0 | 0 | 0 | 0 | 0 | 0 | 0 | 0 | 0
| 40114230 | 1-1/4" BALL VALVE |  | 0 | 0 | 0 | 0 | 0 | 0 | 0 | 0 | 0 | 0 | 0 | 0 | 0 | 0 | 0 | 0 | 0 | 0 | 0 | 0 | 0 | 0
| 40114240 | 1-1/4" INLINE CHK (Flwmatic # |  | 0 | 0 | 0 | 0 | 0 | 0 | 0 | 0 | 0 | 0 | 0 | 0 | 0 | 0 | 0 | 0 | 0 | 0 | 0 | 0 | 0 | 0
| 40114245 | 1-1/4" SWING CHECK |  | 0 | 0 | 0 | 0 | 0 | 0 | 0 | 0 | 0 | 0 | 0 | 0 | 0 | 0 | 0 | 0 | 0 | 0 | 0 | 0 | 0 | 0
| 40114270 | 1-1/4" FOOT VALVE |  | 0 | 0 | 0 | 0 | 0 | 0 | 0 | 0 | 0 | 0 | 0 | 0 | 0 | 0 | 0 | 0 | 0 | 0 | 0 | 0 | 0 | 0
| 40114283 | 1-1/4" WHEEL GATE VALVE |  | 0 | 0 | 0 | 0 | 0 | 0 | 0 | 0 | 0 | 0 | 0 | 0 | 0 | 0 | 0 | 0 | 0 | 0 | 0 | 0 | 0 | 0
| 40114300 | 1-/4" PRESS REGULATING VALVE |  | 0 | 0 | 0 | 0 | 0 | 0 | 0 | 0 | 0 | 0 | 0 | 0 | 0 | 0 | 0 | 0 | 0 | 0 | 0 | 0 | 0 | 0
| 40114320 | 1-1/4" PRESS RELIEF VALVE |  | 0 | 0 | 0 | 0 | 0 | 0 | 0 | 0 | 0 | 0 | 0 | 0 | 0 | 0 | 0 | 0 | 0 | 0 | 0 | 0 | 0 | 0
| 40114330 | 1-1/4" WYE STRAINER |  | 0 | 0 | 0 | 0 | 0 | 0 | 0 | 0 | 0 | 0 | 0 | 0 | 0 | 0 | 0 | 0 | 0 | 0 | 0 | 0 | 0 | 0
| 40114350 | 1-1/4" STOP & WASTE |  | 0 | 0 | 0 | 0 | 0 | 0 | 0 | 0 | 0 | 0 | 0 | 0 | 0 | 0 | 0 | 0 | 0 | 0 | 0 | 0 | 0 | 0
| 40200210 | 2' ANGLE CHECK |  | 0 | 0 | 0 | 0 | 0 | 0 | 0 | 0 | 0 | 0 | 0 | 0 | 0 | 0 | 0 | 0 | 0 | 0 | 0 | 0 | 0 | 0
| 40200211 | 1-1/4' STRAIGHT CHECK |  | 0 | 0 | 0 | 0 | 0 | 0 | 0 | 0 | 0 | 0 | 0 | 0 | 0 | 0 | 0 | 0 | 0 | 0 | 0 | 0 | 0 | 0
| 40200220 | 2"" ANGLE STOP |  | 0 | 0 | 0 | 0 | 0 | 0 | 0 | 0 | 0 | 0 | 0 | 0 | 0 | 0 | 0 | 0 | 0 | 0 | 0 | 0 | 0 | 0
| 40200230 | 2" BALL VALVE |  | 0 | 0 | 0 | 0 | 0 | 0 | 0 | 0 | 0 | 0 | 0 | 0 | 0 | 0 | 0 | 0 | 0 | 0 | 0 | 0 | 0 | 0
| 40200232 | 2" PVC BALL VALVE |  | 0 | 0 | 0 | 0 | 0 | 0 | 0 | 0 | 0 | 0 | 0 | 0 | 0 | 0 | 0 | 0 | 0 | 0 | 0 | 0 | 0 | 0
| 40200240 | 2" INLINE CHK (Flwmatic # 80) |  | 0 | 0 | 0 | 0 | 0 | 0 | 0 | 0 | 0 | 0 | 0 | 0 | 0 | 0 | 0 | 0 | 0 | 0 | 0 | 0 | 0 | 0
| 40200241 | 2" WFR CHK (Flwmatic #888) |  | 0 | 0 | 0 | 0 | 0 | 0 | 0 | 0 | 0 | 0 | 0 | 0 | 0 | 0 | 0 | 0 | 0 | 0 | 0 | 0 | 0 | 0
| 40200245 | 2" SWING CHECK |  | 0 | 0 | 0 | 0 | 0 | 0 | 0 | 0 | 0 | 0 | 0 | 0 | 0 | 0 | 0 | 0 | 0 | 0 | 0 | 0 | 0 | 0
| 40200255 | 2" CORPORATION STOP VALVE |  | 0 | 0 | 0 | 0 | 0 | 0 | 0 | 0 | 0 | 0 | 0 | 0 | 0 | 0 | 0 | 0 | 0 | 0 | 0 | 0 | 0 | 0
| 40200270 | 2" FOOT VALVE |  | 0 | 0 | 0 | 0 | 0 | 0 | 0 | 0 | 0 | 0 | 0 | 0 | 0 | 0 | 0 | 0 | 0 | 0 | 0 | 0 | 0 | 0
| 40200271 | 2" ENVIRO STRAINER |  | 0 | 0 | 0 | 0 | 0 | 0 | 0 | 0 | 0 | 0 | 0 | 0 | 0 | 0 | 0 | 0 | 0 | 0 | 0 | 0 | 0 | 0
| 40200282 | 2" THREADED GATE AWWA |  | 713.7296 | 0 | 0 | 0 | 356.8648 | 0 | 0 | 0 | 0 | 0 | 0 | 0 | 0 | 0 | 356.8648 | 0 | 0 | 0 | 0 | 0 | 0 | 0
| 40200283 | 2" WHEEL GATE VALVE |  | 0 | 0 | 0 | 0 | 0 | 0 | 0 | 0 | 0 | 0 | 0 | 0 | 0 | 0 | 0 | 0 | 0 | 0 | 0 | 0 | 0 | 0
| 40200300 | 2" PRESS REGULATING VALVE |  | 0 | 0 | 0 | 0 | 0 | 0 | 0 | 0 | 0 | 0 | 0 | 0 | 0 | 0 | 0 | 0 | 0 | 0 | 0 | 0 | 0 | 0
| 40200310 | 2" AIR RELEASE, Apco #200 |  | 0 | 0 | 0 | 0 | 0 | 0 | 0 | 0 | 0 | 0 | 0 | 0 | 0 | 0 | 0 | 0 | 0 | 0 | 0 | 0 | 0 | 0
| 40200311 | 2" AIR/VAC, Apco 145C |  | 0 | 0 | 0 | 0 | 0 | 0 | 0 | 0 | 0 | 0 | 0 | 0 | 0 | 0 | 0 | 0 | 0 | 0 | 0 | 0 | 0 | 0
| 40200312 | 2" AIR/VAC, ARV #D-040 |  | 0 | 0 | 0 | 0 | 0 | 0 | 0 | 0 | 0 | 0 | 0 | 0 | 0 | 0 | 0 | 0 | 0 | 0 | 0 | 0 | 0 | 0
| 40200320 | 2" PRESS RELIEF VALVE |  | 0 | 0 | 0 | 0 | 0 | 0 | 0 | 0 | 0 | 0 | 0 | 0 | 0 | 0 | 0 | 0 | 0 | 0 | 0 | 0 | 0 | 0
| 40200330 | 2" WYE STRAINER |  | 0 | 0 | 0 | 0 | 0 | 0 | 0 | 0 | 0 | 0 | 0 | 0 | 0 | 0 | 0 | 0 | 0 | 0 | 0 | 0 | 0 | 0
| 40200340 | 2" SOLENOID VALVE |  | 0 | 0 | 0 | 0 | 0 | 0 | 0 | 0 | 0 | 0 | 0 | 0 | 0 | 0 | 0 | 0 | 0 | 0 | 0 | 0 | 0 | 0
| 40212230 | 2-1/2" BALL VALVE |  | 0 | 0 | 0 | 0 | 0 | 0 | 0 | 0 | 0 | 0 | 0 | 0 | 0 | 0 | 0 | 0 | 0 | 0 | 0 | 0 | 0 | 0
| 40212240 | 2-1/2" INLINE CHK (Flwmatic # |  | 0 | 0 | 0 | 0 | 0 | 0 | 0 | 0 | 0 | 0 | 0 | 0 | 0 | 0 | 0 | 0 | 0 | 0 | 0 | 0 | 0 | 0
| 40212241 | 2-1/2" WFR CHK (Flwmatic #888) |  | 0 | 0 | 0 | 0 | 0 | 0 | 0 | 0 | 0 | 0 | 0 | 0 | 0 | 0 | 0 | 0 | 0 | 0 | 0 | 0 | 0 | 0
| 40212245 | 2-1/2" SWING CHECK |  | 0 | 0 | 0 | 0 | 0 | 0 | 0 | 0 | 0 | 0 | 0 | 0 | 0 | 0 | 0 | 0 | 0 | 0 | 0 | 0 | 0 | 0
| 40212270 | 2-1/2" FOOT VALVE |  | 0 | 0 | 0 | 0 | 0 | 0 | 0 | 0 | 0 | 0 | 0 | 0 | 0 | 0 | 0 | 0 | 0 | 0 | 0 | 0 | 0 | 0
| 40212280 | 2-1/2"FLG GATE VALVE AWWA |  | 0 | 0 | 0 | 0 | 0 | 0 | 0 | 0 | 0 | 0 | 0 | 0 | 0 | 0 | 0 | 0 | 0 | 0 | 0 | 0 | 0 | 0
| 40212282 | 2-1/2" THREADED GATE AWWA |  | 0 | 0 | 0 | 0 | 0 | 0 | 0 | 0 | 0 | 0 | 0 | 0 | 0 | 0 | 0 | 0 | 0 | 0 | 0 | 0 | 0 | 0
| 40212283 | 2-1/2" WHEEL GATE VALVE |  | 0 | 0 | 0 | 0 | 0 | 0 | 0 | 0 | 0 | 0 | 0 | 0 | 0 | 0 | 0 | 0 | 0 | 0 | 0 | 0 | 0 | 0
| 40300240 | 3" INLINE CHK (Flwmatic # 80) |  | 0 | 0 | 0 | 0 | 0 | 0 | 0 | 0 | 0 | 0 | 0 | 0 | 0 | 0 | 0 | 0 | 0 | 0 | 0 | 0 | 0 | 0
| 40300241 | 3" WFR CHK (Flwmatic #888) |  | 0 | 0 | 0 | 0 | 0 | 0 | 0 | 0 | 0 | 0 | 0 | 0 | 0 | 0 | 0 | 0 | 0 | 0 | 0 | 0 | 0 | 0
| 40300245 | 3" SWING CHECK |  | 0 | 0 | 0 | 0 | 0 | 0 | 0 | 0 | 0 | 0 | 0 | 0 | 0 | 0 | 0 | 0 | 0 | 0 | 0 | 0 | 0 | 0
| 40300270 | 3" FOOT VALVE |  | 0 | 0 | 0 | 0 | 0 | 0 | 0 | 0 | 0 | 0 | 0 | 0 | 0 | 0 | 0 | 0 | 0 | 0 | 0 | 0 | 0 | 0
| 40300280 | 3" FLG GATE VALVE AWWA |  | 0 | 0 | 0 | 0 | 0 | 0 | 0 | 0 | 0 | 0 | 0 | 0 | 0 | 0 | 0 | 0 | 0 | 0 | 0 | 0 | 0 | 0
| 40300282 | 3" THREADED GATE AWWA |  | 0 | 0 | 0 | 0 | 0 | 0 | 0 | 0 | 0 | 0 | 0 | 0 | 0 | 0 | 0 | 0 | 0 | 0 | 0 | 0 | 0 | 0
| 40300283 | 3" WHEEL GATE VALVE |  | 0 | 0 | 0 | 0 | 0 | 0 | 0 | 0 | 0 | 0 | 0 | 0 | 0 | 0 | 0 | 0 | 0 | 0 | 0 | 0 | 0 | 0
| 40300285 | 3" MJ x FLG GATE VALVE |  | 0 | 0 | 0 | 0 | 0 | 0 | 0 | 0 | 0 | 0 | 0 | 0 | 0 | 0 | 0 | 0 | 0 | 0 | 0 | 0 | 0 | 0
| 40300287 | 3" MJ GATE VALVE AWWA |  | 0 | 0 | 0 | 0 | 0 | 0 | 0 | 0 | 0 | 0 | 0 | 0 | 0 | 0 | 0 | 0 | 0 | 0 | 0 | 0 | 0 | 0
| 40400240 | 4" INLINE CHK (Flwmatic # 80) |  | 0 | 0 | 0 | 0 | 0 | 0 | 0 | 0 | 0 | 0 | 0 | 0 | 0 | 0 | 0 | 0 | 0 | 0 | 0 | 0 | 0 | 0
| 40400241 | 4" WFR CHK (Flwmatic #888) |  | 0 | 0 | 0 | 0 | 0 | 0 | 0 | 0 | 0 | 0 | 0 | 0 | 0 | 0 | 0 | 0 | 0 | 0 | 0 | 0 | 0 | 0
| 40400270 | 4" FOOT VALVE |  | 0 | 0 | 0 | 0 | 0 | 0 | 0 | 0 | 0 | 0 | 0 | 0 | 0 | 0 | 0 | 0 | 0 | 0 | 0 | 0 | 0 | 0
| 40400280 | 4" FLG GATE VALVE AWWA |  | 0 | 0 | 0 | 0 | 0 | 0 | 0 | 0 | 0 | 0 | 0 | 0 | 0 | 0 | 0 | 0 | 0 | 0 | 0 | 0 | 0 | 0
| 40400282 | 4" THREADED GATE AWWA |  | 0 | 0 | 0 | 0 | 0 | 0 | 0 | 0 | 0 | 0 | 0 | 0 | 0 | 0 | 0 | 0 | 0 | 0 | 0 | 0 | 0 | 0
| 40400283 | 4" WHEEL GATE VALVE |  | 0 | 0 | 0 | 0 | 0 | 0 | 0 | 0 | 0 | 0 | 0 | 0 | 0 | 0 | 0 | 0 | 0 | 0 | 0 | 0 | 0 | 0
| 40400285 | 4" MJ x FLG GATE VALVE |  | 0 | 0 | 0 | 0 | 0 | 0 | 0 | 0 | 0 | 0 | 0 | 0 | 0 | 0 | 0 | 0 | 0 | 0 | 0 | 0 | 0 | 0
| 40400287 | 4" MJ GATE VALVE AWWA |  | 0 | 0 | 0 | 0 | 0 | 0 | 0 | 0 | 0 | 0 | 0 | 0 | 0 | 0 | 0 | 0 | 0 | 0 | 0 | 0 | 0 | 0
| 40400295 | 4" POST IND, VALVE WITH POST |  | 0 | 0 | 0 | 0 | 0 | 0 | 0 | 0 | 0 | 0 | 0 | 0 | 0 | 0 | 0 | 0 | 0 | 0 | 0 | 0 | 0 | 0
| 40401295 | 4" or 6" POST IND, POST ONLY |  | 0 | 0 | 0 | 0 | 0 | 0 | 0 | 0 | 0 | 0 | 0 | 0 | 0 | 0 | 0 | 0 | 0 | 0 | 0 | 0 | 0 | 0
| 40402295 | 4" POST IND, VALVE ONLY |  | 0 | 0 | 0 | 0 | 0 | 0 | 0 | 0 | 0 | 0 | 0 | 0 | 0 | 0 | 0 | 0 | 0 | 0 | 0 | 0 | 0 | 0
| 40600240 | 6" INLINE CHK (Flwmatic # 80) |  | 0 | 0 | 0 | 0 | 0 | 0 | 0 | 0 | 0 | 0 | 0 | 0 | 0 | 0 | 0 | 0 | 0 | 0 | 0 | 0 | 0 | 0
| 40600241 | 6" WFR CHK (Flwmatic #888) |  | 0 | 0 | 0 | 0 | 0 | 0 | 0 | 0 | 0 | 0 | 0 | 0 | 0 | 0 | 0 | 0 | 0 | 0 | 0 | 0 | 0 | 0
| 40600245 | 6" SWING CHECK |  | 0 | 0 | 0 | 0 | 0 | 0 | 0 | 0 | 0 | 0 | 0 | 0 | 0 | 0 | 0 | 0 | 0 | 0 | 0 | 0 | 0 | 0
| 40600280 | 6" FLG GATE VALVE AWWA |  | 0 | 0 | 0 | 0 | 0 | 0 | 0 | 0 | 0 | 0 | 0 | 0 | 0 | 0 | 0 | 0 | 0 | 0 | 0 | 0 | 0 | 0
| 40600285 | 6" MJ x FLG GATE VALVE |  | 4149.061 | 0 | 2766.0407 | 0 | 0 | 0 | 0 | 0 | 0 | 0 | 0 | 0 | 0 | 0 | 0 | 1383.0203 | 0 | 0 | 0 | 0 | 0 | 0
| 40600287 | 6" MJ GATE VALVE AWWA |  | 0 | 0 | 0 | 0 | 0 | 0 | 0 | 0 | 0 | 0 | 0 | 0 | 0 | 0 | 0 | 0 | 0 | 0 | 0 | 0 | 0 | 0
| 40600295 | 6" POST IND, VALVE WITH POST |  | 0 | 0 | 0 | 0 | 0 | 0 | 0 | 0 | 0 | 0 | 0 | 0 | 0 | 0 | 0 | 0 | 0 | 0 | 0 | 0 | 0 | 0
| 40602295 | 6" POST IND, VALVE ONLY |  | 0 | 0 | 0 | 0 | 0 | 0 | 0 | 0 | 0 | 0 | 0 | 0 | 0 | 0 | 0 | 0 | 0 | 0 | 0 | 0 | 0 | 0
| 40800240 | 8" INLINE CHK (Flwmatic # 80) |  | 0 | 0 | 0 | 0 | 0 | 0 | 0 | 0 | 0 | 0 | 0 | 0 | 0 | 0 | 0 | 0 | 0 | 0 | 0 | 0 | 0 | 0
| 40800241 | 8" WFR CHK (Flwmatic #888) |  | 0 | 0 | 0 | 0 | 0 | 0 | 0 | 0 | 0 | 0 | 0 | 0 | 0 | 0 | 0 | 0 | 0 | 0 | 0 | 0 | 0 | 0
| 40800245 | 8" SWING CHECK |  | 0 | 0 | 0 | 0 | 0 | 0 | 0 | 0 | 0 | 0 | 0 | 0 | 0 | 0 | 0 | 0 | 0 | 0 | 0 | 0 | 0 | 0
| 40800280 | 8" FLG GATE VALVE AWWA |  | 0 | 0 | 0 | 0 | 0 | 0 | 0 | 0 | 0 | 0 | 0 | 0 | 0 | 0 | 0 | 0 | 0 | 0 | 0 | 0 | 0 | 0
| 40800285 | 8" MJ x FLG GATE VALVE |  | 0 | 0 | 0 | 0 | 0 | 0 | 0 | 0 | 0 | 0 | 0 | 0 | 0 | 0 | 0 | 0 | 0 | 0 | 0 | 0 | 0 | 0
| 40800287 | 8" MJ GATE VALVE AWWA |  | 0 | 0 | 0 | 0 | 0 | 0 | 0 | 0 | 0 | 0 | 0 | 0 | 0 | 0 | 0 | 0 | 0 | 0 | 0 | 0 | 0 | 0
| 41000285 | 10" MJ x FLG GATE VALVE |  | 0 | 0 | 0 | 0 | 0 | 0 | 0 | 0 | 0 | 0 | 0 | 0 | 0 | 0 | 0 | 0 | 0 | 0 | 0 | 0 | 0 | 0
| 41000287 | 10" MJ GATE VALVE AWWA |  | 0 | 0 | 0 | 0 | 0 | 0 | 0 | 0 | 0 | 0 | 0 | 0 | 0 | 0 | 0 | 0 | 0 | 0 | 0 | 0 | 0 | 0
| 41200285 | 12" MJ x FLG GATE VALVE |  | 0 | 0 | 0 | 0 | 0 | 0 | 0 | 0 | 0 | 0 | 0 | 0 | 0 | 0 | 0 | 0 | 0 | 0 | 0 | 0 | 0 | 0
| 41200287 | 12" MJ GATE VALVE AWWA |  | 0 | 0 | 0 | 0 | 0 | 0 | 0 | 0 | 0 | 0 | 0 | 0 | 0 | 0 | 0 | 0 | 0 | 0 | 0 | 0 | 0 | 0
| 50010075 | 10MFD 370V RUN CAPACITOR |  | 0 | 0 | 0 | 0 | 0 | 0 | 0 | 0 | 0 | 0 | 0 | 0 | 0 | 0 | 0 | 0 | 0 | 0 | 0 | 0 | 0 | 0
| 50010228 | FUSE REDUCER, ANY |  | 0 | 0 | 0 | 0 | 0 | 0 | 0 | 0 | 0 | 0 | 0 | 0 | 0 | 0 | 0 | 0 | 0 | 0 | 0 | 0 | 0 | 0
| 50012061 | BUSHING, KO PLASTIC |  | 0 | 0 | 0 | 0 | 0 | 0 | 0 | 0 | 0 | 0 | 0 | 0 | 0 | 0 | 0 | 0 | 0 | 0 | 0 | 0 | 0 | 0
| 50012062 | 1/2" INS PLASTIC BUSHING |  | 0 | 0 | 0 | 0 | 0 | 0 | 0 | 0 | 0 | 0 | 0 | 0 | 0 | 0 | 0 | 0 | 0 | 0 | 0 | 0 | 0 | 0
| 50012065 | 1/2" CHASE NIPPLE |  | 0 | 0 | 0 | 0 | 0 | 0 | 0 | 0 | 0 | 0 | 0 | 0 | 0 | 0 | 0 | 0 | 0 | 0 | 0 | 0 | 0 | 0
| 50012070 | 1/2" PVC CONDUIT COUPLING |  | 0 | 0 | 0 | 0 | 0 | 0 | 0 | 0 | 0 | 0 | 0 | 0 | 0 | 0 | 0 | 0 | 0 | 0 | 0 | 0 | 0 | 0
| 50012071 | 1/2" EMT CONDUIT COUPLING |  | 0 | 0 | 0 | 0 | 0 | 0 | 0 | 0 | 0 | 0 | 0 | 0 | 0 | 0 | 0 | 0 | 0 | 0 | 0 | 0 | 0 | 0
| 50012091 | 1/2" UNI STRUT STRAP |  | 0 | 0 | 0 | 0 | 0 | 0 | 0 | 0 | 0 | 0 | 0 | 0 | 0 | 0 | 0 | 0 | 0 | 0 | 0 | 0 | 0 | 0
| 50012092 | 1/2" EMT 90 ELBOW |  | 0 | 0 | 0 | 0 | 0 | 0 | 0 | 0 | 0 | 0 | 0 | 0 | 0 | 0 | 0 | 0 | 0 | 0 | 0 | 0 | 0 | 0
| 50012093 | 1/2" LT 90 FLEX ELBOW |  | 0 | 0 | 0 | 0 | 0 | 0 | 0 | 0 | 0 | 0 | 0 | 0 | 0 | 0 | 0 | 0 | 0 | 0 | 0 | 0 | 0 | 0
| 50012094 | 1/2" FLEX 90 CONNECTOR ELBOW |  | 0 | 0 | 0 | 0 | 0 | 0 | 0 | 0 | 0 | 0 | 0 | 0 | 0 | 0 | 0 | 0 | 0 | 0 | 0 | 0 | 0 | 0
| 50012095 | 1/2" PVC 90 SWP/PULLING ELBOW |  | 0 | 0 | 0 | 0 | 0 | 0 | 0 | 0 | 0 | 0 | 0 | 0 | 0 | 0 | 0 | 0 | 0 | 0 | 0 | 0 | 0 | 0
| 50012110 | 1/2" RUNNING THREAD CONDUIT |  | 0 | 0 | 0 | 0 | 0 | 0 | 0 | 0 | 0 | 0 | 0 | 0 | 0 | 0 | 0 | 0 | 0 | 0 | 0 | 0 | 0 | 0
| 50012111 | 1/2" EMT CONDUIT |  | 0 | 0 | 0 | 0 | 0 | 0 | 0 | 0 | 0 | 0 | 0 | 0 | 0 | 0 | 0 | 0 | 0 | 0 | 0 | 0 | 0 | 0
| 50012112 | 1/2" FLEX ALUM CONDUIT |  | 0 | 0 | 0 | 0 | 0 | 0 | 0 | 0 | 0 | 0 | 0 | 0 | 0 | 0 | 0 | 0 | 0 | 0 | 0 | 0 | 0 | 0
| 50012113 | 1/2" LT FLEX CONDUIT |  | 0 | 0 | 0 | 0 | 0 | 0 | 0 | 0 | 0 | 0 | 0 | 0 | 0 | 0 | 0 | 0 | 0 | 0 | 0 | 0 | 0 | 0
| 50012114 | 1/2" PVC SCHEDULE 40 CONDUIT |  | 0 | 0 | 0 | 0 | 0 | 0 | 0 | 0 | 0 | 0 | 0 | 0 | 0 | 0 | 0 | 0 | 0 | 0 | 0 | 0 | 0 | 0
| 50012115 | 1/2" RIGID CONDUIT |  | 0 | 0 | 0 | 0 | 0 | 0 | 0 | 0 | 0 | 0 | 0 | 0 | 0 | 0 | 0 | 0 | 0 | 0 | 0 | 0 | 0 | 0
| 50012129 | 1/2" EMT x FLEX CONNECTOR |  | 0 | 0 | 0 | 0 | 0 | 0 | 0 | 0 | 0 | 0 | 0 | 0 | 0 | 0 | 0 | 0 | 0 | 0 | 0 | 0 | 0 | 0
| 50012130 | 1/2" FLEX CONNECTOR |  | 0 | 0 | 0 | 0 | 0 | 0 | 0 | 0 | 0 | 0 | 0 | 0 | 0 | 0 | 0 | 0 | 0 | 0 | 0 | 0 | 0 | 0
| 50012132 | 1/2" LT or FLEX CONNECTOR |  | 0 | 0 | 0 | 0 | 0 | 0 | 0 | 0 | 0 | 0 | 0 | 0 | 0 | 0 | 0 | 0 | 0 | 0 | 0 | 0 | 0 | 0
| 50012133 | 1/2" EMT OFF-SET CONNECTOR |  | 0 | 0 | 0 | 0 | 0 | 0 | 0 | 0 | 0 | 0 | 0 | 0 | 0 | 0 | 0 | 0 | 0 | 0 | 0 | 0 | 0 | 0
| 50012134 | 1/2" EMT CONNECTOR |  | 0 | 0 | 0 | 0 | 0 | 0 | 0 | 0 | 0 | 0 | 0 | 0 | 0 | 0 | 0 | 0 | 0 | 0 | 0 | 0 | 0 | 0
| 50012137 | 1/2" MALE/FEM PVC TERM ADPTR |  | 0 | 0 | 0 | 0 | 0 | 0 | 0 | 0 | 0 | 0 | 0 | 0 | 0 | 0 | 0 | 0 | 0 | 0 | 0 | 0 | 0 | 0
| 50012139 | 1/2" UF CONNECTOR |  | 0 | 0 | 0 | 0 | 0 | 0 | 0 | 0 | 0 | 0 | 0 | 0 | 0 | 0 | 0 | 0 | 0 | 0 | 0 | 0 | 0 | 0
| 50012145 | 1/2" PVC 45 ELBOW |  | 0 | 0 | 0 | 0 | 0 | 0 | 0 | 0 | 0 | 0 | 0 | 0 | 0 | 0 | 0 | 0 | 0 | 0 | 0 | 0 | 0 | 0
| 50012146 | 1/2" LT 45 CONNECTOR ELBOW |  | 0 | 0 | 0 | 0 | 0 | 0 | 0 | 0 | 0 | 0 | 0 | 0 | 0 | 0 | 0 | 0 | 0 | 0 | 0 | 0 | 0 | 0
| 50012340 | 1/2" LOCKNUT |  | 0 | 0 | 0 | 0 | 0 | 0 | 0 | 0 | 0 | 0 | 0 | 0 | 0 | 0 | 0 | 0 | 0 | 0 | 0 | 0 | 0 | 0
| 50012341 | 1/2" BONDING LOCKNUT |  | 0 | 0 | 0 | 0 | 0 | 0 | 0 | 0 | 0 | 0 | 0 | 0 | 0 | 0 | 0 | 0 | 0 | 0 | 0 | 0 | 0 | 0
| 50012360 | 1/2" OFFSET NIPPLE |  | 0 | 0 | 0 | 0 | 0 | 0 | 0 | 0 | 0 | 0 | 0 | 0 | 0 | 0 | 0 | 0 | 0 | 0 | 0 | 0 | 0 | 0
| 50012400 | 1/2" SNAP & SEAL PLUG |  | 0 | 0 | 0 | 0 | 0 | 0 | 0 | 0 | 0 | 0 | 0 | 0 | 0 | 0 | 0 | 0 | 0 | 0 | 0 | 0 | 0 | 0
| 50012440 | 1/2" METAL SHORT LEFT BEND |  | 0 | 0 | 0 | 0 | 0 | 0 | 0 | 0 | 0 | 0 | 0 | 0 | 0 | 0 | 0 | 0 | 0 | 0 | 0 | 0 | 0 | 0
| 50012441 | 1/2" PVC SHORT LEFT BEND |  | 0 | 0 | 0 | 0 | 0 | 0 | 0 | 0 | 0 | 0 | 0 | 0 | 0 | 0 | 0 | 0 | 0 | 0 | 0 | 0 | 0 | 0
| 50012520 | SIZE 0 STARTER |  | 0 | 0 | 0 | 0 | 0 | 0 | 0 | 0 | 0 | 0 | 0 | 0 | 0 | 0 | 0 | 0 | 0 | 0 | 0 | 0 | 0 | 0
| 50012530 | 1/2" CONDUIT STRAP |  | 0 | 0 | 0 | 0 | 0 | 0 | 0 | 0 | 0 | 0 | 0 | 0 | 0 | 0 | 0 | 0 | 0 | 0 | 0 | 0 | 0 | 0
| 50012531 | 1/2" EMT CONDUIT STRAP |  | 0 | 0 | 0 | 0 | 0 | 0 | 0 | 0 | 0 | 0 | 0 | 0 | 0 | 0 | 0 | 0 | 0 | 0 | 0 | 0 | 0 | 0
| 50012580 | 1/2" PULLING TEE |  | 0 | 0 | 0 | 0 | 0 | 0 | 0 | 0 | 0 | 0 | 0 | 0 | 0 | 0 | 0 | 0 | 0 | 0 | 0 | 0 | 0 | 0
| 50012631 | #1 USE, XHHW WIRE |  | 0 | 0 | 0 | 0 | 0 | 0 | 0 | 0 | 0 | 0 | 0 | 0 | 0 | 0 | 0 | 0 | 0 | 0 | 0 | 0 | 0 | 0
| 50014091 | 1/4" UNI STRUT NUT |  | 0 | 0 | 0 | 0 | 0 | 0 | 0 | 0 | 0 | 0 | 0 | 0 | 0 | 0 | 0 | 0 | 0 | 0 | 0 | 0 | 0 | 0
| 50015075 | 15MFD 370V RUN CAPACITOR |  | 0 | 0 | 0 | 0 | 0 | 0 | 0 | 0 | 0 | 0 | 0 | 0 | 0 | 0 | 0 | 0 | 0 | 0 | 0 | 0 | 0 | 0
| 50018550 | NO/NC MERCURY FLOAT SWITCH |  | 0 | 0 | 0 | 0 | 0 | 0 | 0 | 0 | 0 | 0 | 0 | 0 | 0 | 0 | 0 | 0 | 0 | 0 | 0 | 0 | 0 | 0
| 50020075 | 20MFD 370V RUN CAPACITOR |  | 0 | 0 | 0 | 0 | 0 | 0 | 0 | 0 | 0 | 0 | 0 | 0 | 0 | 0 | 0 | 0 | 0 | 0 | 0 | 0 | 0 | 0
| 50020220 | 250V 2 AMP FUSE |  | 0 | 0 | 0 | 0 | 0 | 0 | 0 | 0 | 0 | 0 | 0 | 0 | 0 | 0 | 0 | 0 | 0 | 0 | 0 | 0 | 0 | 0
| 50024620 | 24VTRANSFORMER |  | 0 | 0 | 0 | 0 | 0 | 0 | 0 | 0 | 0 | 0 | 0 | 0 | 0 | 0 | 0 | 0 | 0 | 0 | 0 | 0 | 0 | 0
| 50030075 | 30MFD 370V RUN CAPACITOR |  | 0 | 0 | 0 | 0 | 0 | 0 | 0 | 0 | 0 | 0 | 0 | 0 | 0 | 0 | 0 | 0 | 0 | 0 | 0 | 0 | 0 | 0
| 50034062 | 3/4" INS PLASTIC BUSHING |  | 0 | 0 | 0 | 0 | 0 | 0 | 0 | 0 | 0 | 0 | 0 | 0 | 0 | 0 | 0 | 0 | 0 | 0 | 0 | 0 | 0 | 0
| 50034063 | 3/4" THREADED BUSHING |  | 0 | 0 | 0 | 0 | 0 | 0 | 0 | 0 | 0 | 0 | 0 | 0 | 0 | 0 | 0 | 0 | 0 | 0 | 0 | 0 | 0 | 0
| 50034065 | 3/4" CHASE NIPPLE |  | 0 | 0 | 0 | 0 | 0 | 0 | 0 | 0 | 0 | 0 | 0 | 0 | 0 | 0 | 0 | 0 | 0 | 0 | 0 | 0 | 0 | 0
| 50034070 | 3/4" PVC CONDUIT COUPLING |  | 0 | 0 | 0 | 0 | 0 | 0 | 0 | 0 | 0 | 0 | 0 | 0 | 0 | 0 | 0 | 0 | 0 | 0 | 0 | 0 | 0 | 0
| 50034071 | 3/4" EMT CONDUIT COUPLING |  | 0 | 0 | 0 | 0 | 0 | 0 | 0 | 0 | 0 | 0 | 0 | 0 | 0 | 0 | 0 | 0 | 0 | 0 | 0 | 0 | 0 | 0
| 50034091 | 3/4" UNI STRUT STRAP |  | 0 | 0 | 0 | 0 | 0 | 0 | 0 | 0 | 0 | 0 | 0 | 0 | 0 | 0 | 0 | 0 | 0 | 0 | 0 | 0 | 0 | 0
| 50034092 | 3/4" EMT 90 ELBOW |  | 0 | 0 | 0 | 0 | 0 | 0 | 0 | 0 | 0 | 0 | 0 | 0 | 0 | 0 | 0 | 0 | 0 | 0 | 0 | 0 | 0 | 0
| 50034093 | 3/4" LT 90 FLEX ELBOW |  | 0 | 0 | 0 | 0 | 0 | 0 | 0 | 0 | 0 | 0 | 0 | 0 | 0 | 0 | 0 | 0 | 0 | 0 | 0 | 0 | 0 | 0
| 50034094 | 3/4" FLEX 90 CONNECTOR ELBOW |  | 0 | 0 | 0 | 0 | 0 | 0 | 0 | 0 | 0 | 0 | 0 | 0 | 0 | 0 | 0 | 0 | 0 | 0 | 0 | 0 | 0 | 0
| 50034095 | 3/4" PVC 90 SWP/PULLING ELBOW |  | 0 | 0 | 0 | 0 | 0 | 0 | 0 | 0 | 0 | 0 | 0 | 0 | 0 | 0 | 0 | 0 | 0 | 0 | 0 | 0 | 0 | 0
| 50034110 | 3/4" RUNNING THREAD CONDUIT |  | 0 | 0 | 0 | 0 | 0 | 0 | 0 | 0 | 0 | 0 | 0 | 0 | 0 | 0 | 0 | 0 | 0 | 0 | 0 | 0 | 0 | 0
| 50034111 | 3/4" EMT CONDUIT |  | 0 | 0 | 0 | 0 | 0 | 0 | 0 | 0 | 0 | 0 | 0 | 0 | 0 | 0 | 0 | 0 | 0 | 0 | 0 | 0 | 0 | 0
| 50034112 | 3/4" FLEX ALUM CONDUIT |  | 0 | 0 | 0 | 0 | 0 | 0 | 0 | 0 | 0 | 0 | 0 | 0 | 0 | 0 | 0 | 0 | 0 | 0 | 0 | 0 | 0 | 0
| 50034113 | 3/4" LT FLEX CONDUIT |  | 0 | 0 | 0 | 0 | 0 | 0 | 0 | 0 | 0 | 0 | 0 | 0 | 0 | 0 | 0 | 0 | 0 | 0 | 0 | 0 | 0 | 0
| 50034114 | 3/4" PVC SCHEDULE 40 CONDUIT |  | 0 | 0 | 0 | 0 | 0 | 0 | 0 | 0 | 0 | 0 | 0 | 0 | 0 | 0 | 0 | 0 | 0 | 0 | 0 | 0 | 0 | 0
| 50034115 | 3/4" RIGID CONDUIT |  | 0 | 0 | 0 | 0 | 0 | 0 | 0 | 0 | 0 | 0 | 0 | 0 | 0 | 0 | 0 | 0 | 0 | 0 | 0 | 0 | 0 | 0
| 50034129 | 3/4" EMT x FLEX CONNECTOR |  | 0 | 0 | 0 | 0 | 0 | 0 | 0 | 0 | 0 | 0 | 0 | 0 | 0 | 0 | 0 | 0 | 0 | 0 | 0 | 0 | 0 | 0
| 50034130 | 3/4" FLEX CONNECTOR |  | 0 | 0 | 0 | 0 | 0 | 0 | 0 | 0 | 0 | 0 | 0 | 0 | 0 | 0 | 0 | 0 | 0 | 0 | 0 | 0 | 0 | 0
| 50034132 | 3/4" LT or FLEX CONNECTOR |  | 0 | 0 | 0 | 0 | 0 | 0 | 0 | 0 | 0 | 0 | 0 | 0 | 0 | 0 | 0 | 0 | 0 | 0 | 0 | 0 | 0 | 0
| 50034133 | 3/4" EMT OFF-SET CONNECTOR |  | 0 | 0 | 0 | 0 | 0 | 0 | 0 | 0 | 0 | 0 | 0 | 0 | 0 | 0 | 0 | 0 | 0 | 0 | 0 | 0 | 0 | 0
| 50034134 | 3/4" EMT CONNECTOR |  | 0 | 0 | 0 | 0 | 0 | 0 | 0 | 0 | 0 | 0 | 0 | 0 | 0 | 0 | 0 | 0 | 0 | 0 | 0 | 0 | 0 | 0
| 50034137 | 3/4" MALE/FEM PVC TERM ADPTR |  | 0 | 0 | 0 | 0 | 0 | 0 | 0 | 0 | 0 | 0 | 0 | 0 | 0 | 0 | 0 | 0 | 0 | 0 | 0 | 0 | 0 | 0
| 50034139 | 3/4" UF CONNECTOR |  | 0 | 0 | 0 | 0 | 0 | 0 | 0 | 0 | 0 | 0 | 0 | 0 | 0 | 0 | 0 | 0 | 0 | 0 | 0 | 0 | 0 | 0
| 50034145 | 3/4" PVC 45 ELBOW |  | 0 | 0 | 0 | 0 | 0 | 0 | 0 | 0 | 0 | 0 | 0 | 0 | 0 | 0 | 0 | 0 | 0 | 0 | 0 | 0 | 0 | 0
| 50034146 | 3/4" LT 45 CONNECTOR ELBOW |  | 0 | 0 | 0 | 0 | 0 | 0 | 0 | 0 | 0 | 0 | 0 | 0 | 0 | 0 | 0 | 0 | 0 | 0 | 0 | 0 | 0 | 0
| 50034340 | 3/4" LOCKNUT |  | 0 | 0 | 0 | 0 | 0 | 0 | 0 | 0 | 0 | 0 | 0 | 0 | 0 | 0 | 0 | 0 | 0 | 0 | 0 | 0 | 0 | 0
| 50034341 | 3/4" BONDING LOCKNUT |  | 0 | 0 | 0 | 0 | 0 | 0 | 0 | 0 | 0 | 0 | 0 | 0 | 0 | 0 | 0 | 0 | 0 | 0 | 0 | 0 | 0 | 0
| 50034360 | 3/4" OFFSET NIPPLE |  | 0 | 0 | 0 | 0 | 0 | 0 | 0 | 0 | 0 | 0 | 0 | 0 | 0 | 0 | 0 | 0 | 0 | 0 | 0 | 0 | 0 | 0
| 50034400 | 3/4" SNAP & SEAL PLUG |  | 0 | 0 | 0 | 0 | 0 | 0 | 0 | 0 | 0 | 0 | 0 | 0 | 0 | 0 | 0 | 0 | 0 | 0 | 0 | 0 | 0 | 0
| 50034440 | 3/4" METAL SHORT LEFT BEND |  | 0 | 0 | 0 | 0 | 0 | 0 | 0 | 0 | 0 | 0 | 0 | 0 | 0 | 0 | 0 | 0 | 0 | 0 | 0 | 0 | 0 | 0
| 50034441 | 3/4" PVC SHORT LEFT BEND |  | 0 | 0 | 0 | 0 | 0 | 0 | 0 | 0 | 0 | 0 | 0 | 0 | 0 | 0 | 0 | 0 | 0 | 0 | 0 | 0 | 0 | 0
| 50034530 | 3/4" CONDUIT STRAP |  | 0 | 0 | 0 | 0 | 0 | 0 | 0 | 0 | 0 | 0 | 0 | 0 | 0 | 0 | 0 | 0 | 0 | 0 | 0 | 0 | 0 | 0
| 50034531 | 3/4" EMT CONDUIT STRAP |  | 0 | 0 | 0 | 0 | 0 | 0 | 0 | 0 | 0 | 0 | 0 | 0 | 0 | 0 | 0 | 0 | 0 | 0 | 0 | 0 | 0 | 0
| 50034580 | 3/4"PULLING TEE |  | 0 | 0 | 0 | 0 | 0 | 0 | 0 | 0 | 0 | 0 | 0 | 0 | 0 | 0 | 0 | 0 | 0 | 0 | 0 | 0 | 0 | 0
| 50035075 | 35MFD 370V RUN CAPACITOR |  | 0 | 0 | 0 | 0 | 0 | 0 | 0 | 0 | 0 | 0 | 0 | 0 | 0 | 0 | 0 | 0 | 0 | 0 | 0 | 0 | 0 | 0
| 50038091 | 3/8" UNI STRUT NUT |  | 0 | 0 | 0 | 0 | 0 | 0 | 0 | 0 | 0 | 0 | 0 | 0 | 0 | 0 | 0 | 0 | 0 | 0 | 0 | 0 | 0 | 0
| 50038094 | 3/8" FLEX 90 CONNECTOR ELBOW |  | 0 | 0 | 0 | 0 | 0 | 0 | 0 | 0 | 0 | 0 | 0 | 0 | 0 | 0 | 0 | 0 | 0 | 0 | 0 | 0 | 0 | 0
| 50038130 | 3/8" FLEX CONNECTOR |  | 0 | 0 | 0 | 0 | 0 | 0 | 0 | 0 | 0 | 0 | 0 | 0 | 0 | 0 | 0 | 0 | 0 | 0 | 0 | 0 | 0 | 0
| 50040382 | 8 SPACE TRANSFER PANEL |  | 0 | 0 | 0 | 0 | 0 | 0 | 0 | 0 | 0 | 0 | 0 | 0 | 0 | 0 | 0 | 0 | 0 | 0 | 0 | 0 | 0 | 0
| 50045075 | 40-45MFD 370V RUN CAPACITOR |  | 0 | 0 | 0 | 0 | 0 | 0 | 0 | 0 | 0 | 0 | 0 | 0 | 0 | 0 | 0 | 0 | 0 | 0 | 0 | 0 | 0 | 0
| 50058090 | 1/2 - 1 1/4 GROUND CLAMP |  | 0 | 0 | 0 | 0 | 0 | 0 | 0 | 0 | 0 | 0 | 0 | 0 | 0 | 0 | 0 | 0 | 0 | 0 | 0 | 0 | 0 | 0
| 50058240 | 5/8 x 8 GROUND ROD |  | 0 | 0 | 0 | 0 | 0 | 0 | 0 | 0 | 0 | 0 | 0 | 0 | 0 | 0 | 0 | 0 | 0 | 0 | 0 | 0 | 0 | 0
| 50058241 | ACORN GROUND CLAMP |  | 0 | 0 | 0 | 0 | 0 | 0 | 0 | 0 | 0 | 0 | 0 | 0 | 0 | 0 | 0 | 0 | 0 | 0 | 0 | 0 | 0 | 0
| 50058242 | 12x12 GROUND PLATE W/CLAMP |  | 0 | 0 | 0 | 0 | 0 | 0 | 0 | 0 | 0 | 0 | 0 | 0 | 0 | 0 | 0 | 0 | 0 | 0 | 0 | 0 | 0 | 0
| 50060382 | 12 SPACE TRANSFER PANEL |  | 0 | 0 | 0 | 0 | 0 | 0 | 0 | 0 | 0 | 0 | 0 | 0 | 0 | 0 | 0 | 0 | 0 | 0 | 0 | 0 | 0 | 0
| 50100020 | ALARM LIGHT ASSEMBLY |  | 0 | 0 | 0 | 0 | 0 | 0 | 0 | 0 | 0 | 0 | 0 | 0 | 0 | 0 | 0 | 0 | 0 | 0 | 0 | 0 | 0 | 0
| 50100021 | ALARM LIGHT GLOBE |  | 0 | 0 | 0 | 0 | 0 | 0 | 0 | 0 | 0 | 0 | 0 | 0 | 0 | 0 | 0 | 0 | 0 | 0 | 0 | 0 | 0 | 0
| 50100022 | ALARM LIGHT GLOBE GUARD |  | 0 | 0 | 0 | 0 | 0 | 0 | 0 | 0 | 0 | 0 | 0 | 0 | 0 | 0 | 0 | 0 | 0 | 0 | 0 | 0 | 0 | 0
| 50100023 | ALARM LIGHT BASE |  | 0 | 0 | 0 | 0 | 0 | 0 | 0 | 0 | 0 | 0 | 0 | 0 | 0 | 0 | 0 | 0 | 0 | 0 | 0 | 0 | 0 | 0
| 50100030 | 110V/220V ALTERNATING RELAY |  | 0 | 0 | 0 | 0 | 0 | 0 | 0 | 0 | 0 | 0 | 0 | 0 | 0 | 0 | 0 | 0 | 0 | 0 | 0 | 0 | 0 | 0
| 50100035 | 115V ALTERNATOR COIL |  | 0 | 0 | 0 | 0 | 0 | 0 | 0 | 0 | 0 | 0 | 0 | 0 | 0 | 0 | 0 | 0 | 0 | 0 | 0 | 0 | 0 | 0
| 50100036 | 120V CONTACTOR COIL SMALL |  | 0 | 0 | 0 | 0 | 0 | 0 | 0 | 0 | 0 | 0 | 0 | 0 | 0 | 0 | 0 | 0 | 0 | 0 | 0 | 0 | 0 | 0
| 50100037 | 120V STARTER COIL LARGE |  | 0 | 0 | 0 | 0 | 0 | 0 | 0 | 0 | 0 | 0 | 0 | 0 | 0 | 0 | 0 | 0 | 0 | 0 | 0 | 0 | 0 | 0
| 50100038 | 120V FURNAS STARTER COIL |  | 0 | 0 | 0 | 0 | 0 | 0 | 0 | 0 | 0 | 0 | 0 | 0 | 0 | 0 | 0 | 0 | 0 | 0 | 0 | 0 | 0 | 0
| 50100041 | 15 AMP 1POLE BREAKER |  | 0 | 0 | 0 | 0 | 0 | 0 | 0 | 0 | 0 | 0 | 0 | 0 | 0 | 0 | 0 | 0 | 0 | 0 | 0 | 0 | 0 | 0
| 50100042 | 20 AMP 1POLE BREAKER |  | 0 | 0 | 0 | 0 | 0 | 0 | 0 | 0 | 0 | 0 | 0 | 0 | 0 | 0 | 0 | 0 | 0 | 0 | 0 | 0 | 0 | 0
| 50100044 | 30 AMP 1POLE BREAKER |  | 0 | 0 | 0 | 0 | 0 | 0 | 0 | 0 | 0 | 0 | 0 | 0 | 0 | 0 | 0 | 0 | 0 | 0 | 0 | 0 | 0 | 0
| 50100045 | 40 AMP 1POLE BREAKER |  | 0 | 0 | 0 | 0 | 0 | 0 | 0 | 0 | 0 | 0 | 0 | 0 | 0 | 0 | 0 | 0 | 0 | 0 | 0 | 0 | 0 | 0
| 50100046 | 50 AMP 1POLE BREAKER |  | 0 | 0 | 0 | 0 | 0 | 0 | 0 | 0 | 0 | 0 | 0 | 0 | 0 | 0 | 0 | 0 | 0 | 0 | 0 | 0 | 0 | 0
| 50100050 | BREAKER RETAINER |  | 0 | 0 | 0 | 0 | 0 | 0 | 0 | 0 | 0 | 0 | 0 | 0 | 0 | 0 | 0 | 0 | 0 | 0 | 0 | 0 | 0 | 0
| 50100051 | BREAKER KO PLUG - ANY SIZE |  | 0 | 0 | 0 | 0 | 0 | 0 | 0 | 0 | 0 | 0 | 0 | 0 | 0 | 0 | 0 | 0 | 0 | 0 | 0 | 0 | 0 | 0
| 50100061 | 1" INSULATED GRD BUSHING |  | 0 | 0 | 0 | 0 | 0 | 0 | 0 | 0 | 0 | 0 | 0 | 0 | 0 | 0 | 0 | 0 | 0 | 0 | 0 | 0 | 0 | 0
| 50100062 | 1" INS PLASTIC BUSHING |  | 0 | 0 | 0 | 0 | 0 | 0 | 0 | 0 | 0 | 0 | 0 | 0 | 0 | 0 | 0 | 0 | 0 | 0 | 0 | 0 | 0 | 0
| 50100063 | 1" THREADED BUSHING |  | 0 | 0 | 0 | 0 | 0 | 0 | 0 | 0 | 0 | 0 | 0 | 0 | 0 | 0 | 0 | 0 | 0 | 0 | 0 | 0 | 0 | 0
| 50100065 | 1" CHASE NIPPLE |  | 0 | 0 | 0 | 0 | 0 | 0 | 0 | 0 | 0 | 0 | 0 | 0 | 0 | 0 | 0 | 0 | 0 | 0 | 0 | 0 | 0 | 0
| 50100070 | 1" PVC CONDUIT COUPLING |  | 0 | 0 | 0 | 0 | 0 | 0 | 0 | 0 | 0 | 0 | 0 | 0 | 0 | 0 | 0 | 0 | 0 | 0 | 0 | 0 | 0 | 0
| 50100071 | 1" EMT CONDUIT COUPLING |  | 0 | 0 | 0 | 0 | 0 | 0 | 0 | 0 | 0 | 0 | 0 | 0 | 0 | 0 | 0 | 0 | 0 | 0 | 0 | 0 | 0 | 0
| 50100091 | 1" UNI STRUT STRAP |  | 0 | 0 | 0 | 0 | 0 | 0 | 0 | 0 | 0 | 0 | 0 | 0 | 0 | 0 | 0 | 0 | 0 | 0 | 0 | 0 | 0 | 0
| 50100092 | 1" EMT 90 ELBOW |  | 0 | 0 | 0 | 0 | 0 | 0 | 0 | 0 | 0 | 0 | 0 | 0 | 0 | 0 | 0 | 0 | 0 | 0 | 0 | 0 | 0 | 0
| 50100093 | 1" LT 90 FLEX ELBOW |  | 0 | 0 | 0 | 0 | 0 | 0 | 0 | 0 | 0 | 0 | 0 | 0 | 0 | 0 | 0 | 0 | 0 | 0 | 0 | 0 | 0 | 0
| 50100094 | 1" FLEX 90 CONNECTOR ELBOW |  | 0 | 0 | 0 | 0 | 0 | 0 | 0 | 0 | 0 | 0 | 0 | 0 | 0 | 0 | 0 | 0 | 0 | 0 | 0 | 0 | 0 | 0
| 50100095 | 1" PVC 90 SWP/PULLING ELBOW |  | 0 | 0 | 0 | 0 | 0 | 0 | 0 | 0 | 0 | 0 | 0 | 0 | 0 | 0 | 0 | 0 | 0 | 0 | 0 | 0 | 0 | 0
| 50100110 | 1" RUNNING THREAD CONDUIT |  | 0 | 0 | 0 | 0 | 0 | 0 | 0 | 0 | 0 | 0 | 0 | 0 | 0 | 0 | 0 | 0 | 0 | 0 | 0 | 0 | 0 | 0
| 50100111 | 1" EMT CONDUIT |  | 0 | 0 | 0 | 0 | 0 | 0 | 0 | 0 | 0 | 0 | 0 | 0 | 0 | 0 | 0 | 0 | 0 | 0 | 0 | 0 | 0 | 0
| 50100112 | 1" FLEX ALUM CONDUIT |  | 0 | 0 | 0 | 0 | 0 | 0 | 0 | 0 | 0 | 0 | 0 | 0 | 0 | 0 | 0 | 0 | 0 | 0 | 0 | 0 | 0 | 0
| 50100113 | 1" LT FLEX CONDUIT |  | 0 | 0 | 0 | 0 | 0 | 0 | 0 | 0 | 0 | 0 | 0 | 0 | 0 | 0 | 0 | 0 | 0 | 0 | 0 | 0 | 0 | 0
| 50100114 | 1" PVC SCHEDULE 40 CONDUIT |  | 0 | 0 | 0 | 0 | 0 | 0 | 0 | 0 | 0 | 0 | 0 | 0 | 0 | 0 | 0 | 0 | 0 | 0 | 0 | 0 | 0 | 0
| 50100115 | 1" RIGID CONDUIT |  | 0 | 0 | 0 | 0 | 0 | 0 | 0 | 0 | 0 | 0 | 0 | 0 | 0 | 0 | 0 | 0 | 0 | 0 | 0 | 0 | 0 | 0
| 50100125 | 1" PVC BELL END CONDUIT |  | 0 | 0 | 0 | 0 | 0 | 0 | 0 | 0 | 0 | 0 | 0 | 0 | 0 | 0 | 0 | 0 | 0 | 0 | 0 | 0 | 0 | 0
| 50100129 | 1" EMT x FLEX CONNECTOR |  | 0 | 0 | 0 | 0 | 0 | 0 | 0 | 0 | 0 | 0 | 0 | 0 | 0 | 0 | 0 | 0 | 0 | 0 | 0 | 0 | 0 | 0
| 50100130 | 1" FLEX CONNECTOR |  | 0 | 0 | 0 | 0 | 0 | 0 | 0 | 0 | 0 | 0 | 0 | 0 | 0 | 0 | 0 | 0 | 0 | 0 | 0 | 0 | 0 | 0
| 50100132 | 1" LT or FLEX CONNECTOR |  | 0 | 0 | 0 | 0 | 0 | 0 | 0 | 0 | 0 | 0 | 0 | 0 | 0 | 0 | 0 | 0 | 0 | 0 | 0 | 0 | 0 | 0
| 50100133 | 1" EMT OFF-SET CONNECTOR |  | 0 | 0 | 0 | 0 | 0 | 0 | 0 | 0 | 0 | 0 | 0 | 0 | 0 | 0 | 0 | 0 | 0 | 0 | 0 | 0 | 0 | 0
| 50100134 | 1" EMT CONNECTOR |  | 0 | 0 | 0 | 0 | 0 | 0 | 0 | 0 | 0 | 0 | 0 | 0 | 0 | 0 | 0 | 0 | 0 | 0 | 0 | 0 | 0 | 0
| 50100135 | #4 TO #1/0 SPLITBOLT CONNECTOR |  | 0 | 0 | 0 | 0 | 0 | 0 | 0 | 0 | 0 | 0 | 0 | 0 | 0 | 0 | 0 | 0 | 0 | 0 | 0 | 0 | 0 | 0
| 50100137 | 1" MALE/FEM PVC TERM ADPTR |  | 0 | 0 | 0 | 0 | 0 | 0 | 0 | 0 | 0 | 0 | 0 | 0 | 0 | 0 | 0 | 0 | 0 | 0 | 0 | 0 | 0 | 0
| 50100140 | N/C or N/O HOA CONTACT BLOCKS |  | 0 | 0 | 0 | 0 | 0 | 0 | 0 | 0 | 0 | 0 | 0 | 0 | 0 | 0 | 0 | 0 | 0 | 0 | 0 | 0 | 0 | 0
| 50100145 | 1" PVC 45 ELBOW |  | 0 | 0 | 0 | 0 | 0 | 0 | 0 | 0 | 0 | 0 | 0 | 0 | 0 | 0 | 0 | 0 | 0 | 0 | 0 | 0 | 0 | 0
| 50100146 | 1" LT 45 CONNECTOR ELBOW |  | 0 | 0 | 0 | 0 | 0 | 0 | 0 | 0 | 0 | 0 | 0 | 0 | 0 | 0 | 0 | 0 | 0 | 0 | 0 | 0 | 0 | 0
| 50100149 | PROGRAMMABLE TIME CTRL SWITCH |  | 0 | 0 | 0 | 0 | 0 | 0 | 0 | 0 | 0 | 0 | 0 | 0 | 0 | 0 | 0 | 0 | 0 | 0 | 0 | 0 | 0 | 0
| 50100150 | 110V ERT, 24 HOUR TIMER |  | 0 | 0 | 0 | 0 | 0 | 0 | 0 | 0 | 0 | 0 | 0 | 0 | 0 | 0 | 0 | 0 | 0 | 0 | 0 | 0 | 0 | 0
| 50100151 | IMPLULSE COUNTER 110V |  | 0 | 0 | 0 | 0 | 0 | 0 | 0 | 0 | 0 | 0 | 0 | 0 | 0 | 0 | 0 | 0 | 0 | 0 | 0 | 0 | 0 | 0
| 50100210 | 3W1 ELECTRODE PROBES |  | 0 | 0 | 0 | 0 | 0 | 0 | 0 | 0 | 0 | 0 | 0 | 0 | 0 | 0 | 0 | 0 | 0 | 0 | 0 | 0 | 0 | 0
| 50100215 | 1/4" 3Z1B ELECTRODE PROBE ADAP |  | 0 | 0 | 0 | 0 | 0 | 0 | 0 | 0 | 0 | 0 | 0 | 0 | 0 | 0 | 0 | 0 | 0 | 0 | 0 | 0 | 0 | 0
| 50100259 | REMOTE BULB THERMOSTAT |  | 0 | 0 | 0 | 0 | 0 | 0 | 0 | 0 | 0 | 0 | 0 | 0 | 0 | 0 | 0 | 0 | 0 | 0 | 0 | 0 | 0 | 0
| 50100260 | THERMOSTAT, HTR MOUNT |  | 0 | 0 | 0 | 0 | 0 | 0 | 0 | 0 | 0 | 0 | 0 | 0 | 0 | 0 | 0 | 0 | 0 | 0 | 0 | 0 | 0 | 0
| 50100261 | HEATER, 750-1500W FORCED AIR |  | 0 | 0 | 0 | 0 | 0 | 0 | 0 | 0 | 0 | 0 | 0 | 0 | 0 | 0 | 0 | 0 | 0 | 0 | 0 | 0 | 0 | 0
| 50100262 | HEATER, OVERLOAD |  | 0 | 0 | 0 | 0 | 0 | 0 | 0 | 0 | 0 | 0 | 0 | 0 | 0 | 0 | 0 | 0 | 0 | 0 | 0 | 0 | 0 | 0
| 50100270 | PILOT INDICATOR LIGHT |  | 0 | 0 | 0 | 0 | 0 | 0 | 0 | 0 | 0 | 0 | 0 | 0 | 0 | 0 | 0 | 0 | 0 | 0 | 0 | 0 | 0 | 0
| 50100271 | INDICATOR LIGHTS NEON -Various |  | 0 | 0 | 0 | 0 | 0 | 0 | 0 | 0 | 0 | 0 | 0 | 0 | 0 | 0 | 0 | 0 | 0 | 0 | 0 | 0 | 0 | 0
| 50100280 | INDICATOR LABEL HOA |  | 0 | 0 | 0 | 0 | 0 | 0 | 0 | 0 | 0 | 0 | 0 | 0 | 0 | 0 | 0 | 0 | 0 | 0 | 0 | 0 | 0 | 0
| 50100285 | INDICATOR LENS COVER |  | 0 | 0 | 0 | 0 | 0 | 0 | 0 | 0 | 0 | 0 | 0 | 0 | 0 | 0 | 0 | 0 | 0 | 0 | 0 | 0 | 0 | 0
| 50100290 | PUSH BUTTON, RED |  | 0 | 0 | 0 | 0 | 0 | 0 | 0 | 0 | 0 | 0 | 0 | 0 | 0 | 0 | 0 | 0 | 0 | 0 | 0 | 0 | 0 | 0
| 50100327 | PORCELAIN LIGHT FIXTURE |  | 0 | 0 | 0 | 0 | 0 | 0 | 0 | 0 | 0 | 0 | 0 | 0 | 0 | 0 | 0 | 0 | 0 | 0 | 0 | 0 | 0 | 0
| 50100328 | LIGHT TOGGLE SWITCH |  | 0 | 0 | 0 | 0 | 0 | 0 | 0 | 0 | 0 | 0 | 0 | 0 | 0 | 0 | 0 | 0 | 0 | 0 | 0 | 0 | 0 | 0
| 50100330 | 120V LIQ LVL CONTROLLER #16DM |  | 0 | 0 | 0 | 0 | 0 | 0 | 0 | 0 | 0 | 0 | 0 | 0 | 0 | 0 | 0 | 0 | 0 | 0 | 0 | 0 | 0 | 0
| 50100340 | 1" LOCKNUT |  | 0 | 0 | 0 | 0 | 0 | 0 | 0 | 0 | 0 | 0 | 0 | 0 | 0 | 0 | 0 | 0 | 0 | 0 | 0 | 0 | 0 | 0
| 50100341 | 1" BONDING LOCKNUT |  | 0 | 0 | 0 | 0 | 0 | 0 | 0 | 0 | 0 | 0 | 0 | 0 | 0 | 0 | 0 | 0 | 0 | 0 | 0 | 0 | 0 | 0
| 50100342 | 1" SEALING LOCKNUT |  | 0 | 0 | 0 | 0 | 0 | 0 | 0 | 0 | 0 | 0 | 0 | 0 | 0 | 0 | 0 | 0 | 0 | 0 | 0 | 0 | 0 | 0
| 50100360 | 1" OFFSET NIPPLE |  | 0 | 0 | 0 | 0 | 0 | 0 | 0 | 0 | 0 | 0 | 0 | 0 | 0 | 0 | 0 | 0 | 0 | 0 | 0 | 0 | 0 | 0
| 50100380 | 12/16 SPACE 125A 1PH PNL w/CVR |  | 0 | 0 | 0 | 0 | 0 | 0 | 0 | 0 | 0 | 0 | 0 | 0 | 0 | 0 | 0 | 0 | 0 | 0 | 0 | 0 | 0 | 0
| 50100382 | 100AMP 1PH MTS TRNSFR SWITCH |  | 0 | 0 | 0 | 0 | 0 | 0 | 0 | 0 | 0 | 0 | 0 | 0 | 0 | 0 | 0 | 0 | 0 | 0 | 0 | 0 | 0 | 0
| 50100384 | 100AMP NEUTRAL KIT |  | 0 | 0 | 0 | 0 | 0 | 0 | 0 | 0 | 0 | 0 | 0 | 0 | 0 | 0 | 0 | 0 | 0 | 0 | 0 | 0 | 0 | 0
| 50100390 | 3PH SIZE 1 PUMP PANEL |  | 0 | 0 | 0 | 0 | 0 | 0 | 0 | 0 | 0 | 0 | 0 | 0 | 0 | 0 | 0 | 0 | 0 | 0 | 0 | 0 | 0 | 0
| 50100400 | 1" SNAP & SEAL PLUG |  | 0 | 0 | 0 | 0 | 0 | 0 | 0 | 0 | 0 | 0 | 0 | 0 | 0 | 0 | 0 | 0 | 0 | 0 | 0 | 0 | 0 | 0
| 50100401 | LT KO SEAL PLUG - Any Size |  | 0 | 0 | 0 | 0 | 0 | 0 | 0 | 0 | 0 | 0 | 0 | 0 | 0 | 0 | 0 | 0 | 0 | 0 | 0 | 0 | 0 | 0
| 50100405 | PLUG-IN OUTLET RECEPTICAL |  | 0 | 0 | 0 | 0 | 0 | 0 | 0 | 0 | 0 | 0 | 0 | 0 | 0 | 0 | 0 | 0 | 0 | 0 | 0 | 0 | 0 | 0
| 50100406 | GFCI OUTLET RECEPTICAL |  | 0 | 0 | 0 | 0 | 0 | 0 | 0 | 0 | 0 | 0 | 0 | 0 | 0 | 0 | 0 | 0 | 0 | 0 | 0 | 0 | 0 | 0
| 50100410 | 12V 8PIN DPDT CONTROL RELAY |  | 0 | 0 | 0 | 0 | 0 | 0 | 0 | 0 | 0 | 0 | 0 | 0 | 0 | 0 | 0 | 0 | 0 | 0 | 0 | 0 | 0 | 0
| 50100411 | 120V 8PIN DPDT CONTROL RELAY |  | 0 | 0 | 0 | 0 | 0 | 0 | 0 | 0 | 0 | 0 | 0 | 0 | 0 | 0 | 0 | 0 | 0 | 0 | 0 | 0 | 0 | 0
| 50100420 | 8PIN SPDT FROST RELAY #ERAA3A1 |  | 0 | 0 | 0 | 0 | 0 | 0 | 0 | 0 | 0 | 0 | 0 | 0 | 0 | 0 | 0 | 0 | 0 | 0 | 0 | 0 | 0 | 0
| 50100421 | 110V TUB 8PIN TIME DELAY RELAY |  | 0 | 0 | 0 | 0 | 0 | 0 | 0 | 0 | 0 | 0 | 0 | 0 | 0 | 0 | 0 | 0 | 0 | 0 | 0 | 0 | 0 | 0
| 50100429 | 480V 3PH SPDT TUBPHASE MONITOR |  | 0 | 0 | 0 | 0 | 0 | 0 | 0 | 0 | 0 | 0 | 0 | 0 | 0 | 0 | 0 | 0 | 0 | 0 | 0 | 0 | 0 | 0
| 50100430 | 11 PIN RELAY SOCKET BASE |  | 0 | 0 | 0 | 0 | 0 | 0 | 0 | 0 | 0 | 0 | 0 | 0 | 0 | 0 | 0 | 0 | 0 | 0 | 0 | 0 | 0 | 0
| 50100440 | 1" METAL SHORT LEFT BEND |  | 0 | 0 | 0 | 0 | 0 | 0 | 0 | 0 | 0 | 0 | 0 | 0 | 0 | 0 | 0 | 0 | 0 | 0 | 0 | 0 | 0 | 0
| 50100441 | 1" PVC SHORT LEFT BEND |  | 0 | 0 | 0 | 0 | 0 | 0 | 0 | 0 | 0 | 0 | 0 | 0 | 0 | 0 | 0 | 0 | 0 | 0 | 0 | 0 | 0 | 0
| 50100520 | SIZE 1 STARTER |  | 0 | 0 | 0 | 0 | 0 | 0 | 0 | 0 | 0 | 0 | 0 | 0 | 0 | 0 | 0 | 0 | 0 | 0 | 0 | 0 | 0 | 0
| 50100521 | EXHAUST FAN |  | 0 | 0 | 0 | 0 | 0 | 0 | 0 | 0 | 0 | 0 | 0 | 0 | 0 | 0 | 0 | 0 | 0 | 0 | 0 | 0 | 0 | 0
| 50100530 | 1" CONDUIT STRAP |  | 0 | 0 | 0 | 0 | 0 | 0 | 0 | 0 | 0 | 0 | 0 | 0 | 0 | 0 | 0 | 0 | 0 | 0 | 0 | 0 | 0 | 0
| 50100531 | 1" EMT CONDUIT STRAP |  | 0 | 0 | 0 | 0 | 0 | 0 | 0 | 0 | 0 | 0 | 0 | 0 | 0 | 0 | 0 | 0 | 0 | 0 | 0 | 0 | 0 | 0
| 50100540 | ASG11 PRESSURE SWITCH |  | 0 | 0 | 0 | 0 | 0 | 0 | 0 | 0 | 0 | 0 | 0 | 0 | 0 | 0 | 0 | 0 | 0 | 0 | 0 | 0 | 0 | 0
| 50100541 | FSG2 PRESSURE SWITCH |  | 0 | 0 | 0 | 0 | 0 | 0 | 0 | 0 | 0 | 0 | 0 | 0 | 0 | 0 | 0 | 0 | 0 | 0 | 0 | 0 | 0 | 0
| 50100542 | GSG2/GHG2/GNG5 PRESS SWITCH |  | 0 | 0 | 0 | 0 | 0 | 0 | 0 | 0 | 0 | 0 | 0 | 0 | 0 | 0 | 0 | 0 | 0 | 0 | 0 | 0 | 0 | 0
| 50100545 | MERCOID PRESSURE SWITCH |  | 0 | 0 | 0 | 0 | 0 | 0 | 0 | 0 | 0 | 0 | 0 | 0 | 0 | 0 | 0 | 0 | 0 | 0 | 0 | 0 | 0 | 0
| 50100546 | BARKSDALE PRESSURE SWITCH |  | 0 | 0 | 0 | 0 | 0 | 0 | 0 | 0 | 0 | 0 | 0 | 0 | 0 | 0 | 0 | 0 | 0 | 0 | 0 | 0 | 0 | 0
| 50100550 | 230VFLOAT SWITCH |  | 0 | 0 | 0 | 0 | 0 | 0 | 0 | 0 | 0 | 0 | 0 | 0 | 0 | 0 | 0 | 0 | 0 | 0 | 0 | 0 | 0 | 0
| 50100552 | AIR VOL FLOAT CONTROL SWITCH |  | 0 | 0 | 0 | 0 | 0 | 0 | 0 | 0 | 0 | 0 | 0 | 0 | 0 | 0 | 0 | 0 | 0 | 0 | 0 | 0 | 0 | 0
| 50100553 | 115/230 NO/NC FLOAT SWITCH-STD |  | 0 | 0 | 0 | 0 | 0 | 0 | 0 | 0 | 0 | 0 | 0 | 0 | 0 | 0 | 0 | 0 | 0 | 0 | 0 | 0 | 0 | 0
| 50100580 | 1"PULLING TEE |  | 0 | 0 | 0 | 0 | 0 | 0 | 0 | 0 | 0 | 0 | 0 | 0 | 0 | 0 | 0 | 0 | 0 | 0 | 0 | 0 | 0 | 0
| 50100620 | 120V TRANSFORMER |  | 0 | 0 | 0 | 0 | 0 | 0 | 0 | 0 | 0 | 0 | 0 | 0 | 0 | 0 | 0 | 0 | 0 | 0 | 0 | 0 | 0 | 0
| 50100631 | 1/0 USE, XHHW ALUMINUM WIRE |  | 0 | 0 | 0 | 0 | 0 | 0 | 0 | 0 | 0 | 0 | 0 | 0 | 0 | 0 | 0 | 0 | 0 | 0 | 0 | 0 | 0 | 0
| 50100634 | #1 THHN COPPER WIRE |  | 0 | 0 | 0 | 0 | 0 | 0 | 0 | 0 | 0 | 0 | 0 | 0 | 0 | 0 | 0 | 0 | 0 | 0 | 0 | 0 | 0 | 0
| 50101030 | ALT, SOLID STATE 2 PUMP |  | 0 | 0 | 0 | 0 | 0 | 0 | 0 | 0 | 0 | 0 | 0 | 0 | 0 | 0 | 0 | 0 | 0 | 0 | 0 | 0 | 0 | 0
| 50101040 | BREAKER, 20AMP GFI |  | 0 | 0 | 0 | 0 | 0 | 0 | 0 | 0 | 0 | 0 | 0 | 0 | 0 | 0 | 0 | 0 | 0 | 0 | 0 | 0 | 0 | 0
| 50101146 | HOA SELECTOR SWITCH |  | 0 | 0 | 0 | 0 | 0 | 0 | 0 | 0 | 0 | 0 | 0 | 0 | 0 | 0 | 0 | 0 | 0 | 0 | 0 | 0 | 0 | 0
| 50101150 | 24 HOUR TIMER SWITCH |  | 0 | 0 | 0 | 0 | 0 | 0 | 0 | 0 | 0 | 0 | 0 | 0 | 0 | 0 | 0 | 0 | 0 | 0 | 0 | 0 | 0 | 0
| 50101151 | 120V 7DAY TIMER SWITCH |  | 0 | 0 | 0 | 0 | 0 | 0 | 0 | 0 | 0 | 0 | 0 | 0 | 0 | 0 | 0 | 0 | 0 | 0 | 0 | 0 | 0 | 0
| 50101261 | HEATER SURFACE ENCLOSURE |  | 0 | 0 | 0 | 0 | 0 | 0 | 0 | 0 | 0 | 0 | 0 | 0 | 0 | 0 | 0 | 0 | 0 | 0 | 0 | 0 | 0 | 0
| 50101328 | 3 POSITION TOGGLE SWITCH |  | 0 | 0 | 0 | 0 | 0 | 0 | 0 | 0 | 0 | 0 | 0 | 0 | 0 | 0 | 0 | 0 | 0 | 0 | 0 | 0 | 0 | 0
| 50101401 | 1" RECESSED THREADED PLUG |  | 0 | 0 | 0 | 0 | 0 | 0 | 0 | 0 | 0 | 0 | 0 | 0 | 0 | 0 | 0 | 0 | 0 | 0 | 0 | 0 | 0 | 0
| 50101420 | 11PIN DPDT FROST RELAY |  | 0 | 0 | 0 | 0 | 0 | 0 | 0 | 0 | 0 | 0 | 0 | 0 | 0 | 0 | 0 | 0 | 0 | 0 | 0 | 0 | 0 | 0
| 50101429 | 240V 3 PH SPDT PHASE MONITOR |  | 0 | 0 | 0 | 0 | 0 | 0 | 0 | 0 | 0 | 0 | 0 | 0 | 0 | 0 | 0 | 0 | 0 | 0 | 0 | 0 | 0 | 0
| 50101633 | #1/0 THHN COPPER WIRE |  | 0 | 0 | 0 | 0 | 0 | 0 | 0 | 0 | 0 | 0 | 0 | 0 | 0 | 0 | 0 | 0 | 0 | 0 | 0 | 0 | 0 | 0
| 50102030 | ALT, SOLID STATE 4 PUMP |  | 0 | 0 | 0 | 0 | 0 | 0 | 0 | 0 | 0 | 0 | 0 | 0 | 0 | 0 | 0 | 0 | 0 | 0 | 0 | 0 | 0 | 0
| 50102146 | HOA STARTER SEL SWITCH KIT |  | 0 | 0 | 0 | 0 | 0 | 0 | 0 | 0 | 0 | 0 | 0 | 0 | 0 | 0 | 0 | 0 | 0 | 0 | 0 | 0 | 0 | 0
| 50102411 | 120V 11PIN 3PDT CONTROL RELAY |  | 0 | 0 | 0 | 0 | 0 | 0 | 0 | 0 | 0 | 0 | 0 | 0 | 0 | 0 | 0 | 0 | 0 | 0 | 0 | 0 | 0 | 0
| 50103382 | 100AMP 600V 3PH MTS TSFR SW |  | 0 | 0 | 0 | 0 | 0 | 0 | 0 | 0 | 0 | 0 | 0 | 0 | 0 | 0 | 0 | 0 | 0 | 0 | 0 | 0 | 0 | 0
| 50103411 | 120V 8PIN SPDT CONTROL RELAY |  | 0 | 0 | 0 | 0 | 0 | 0 | 0 | 0 | 0 | 0 | 0 | 0 | 0 | 0 | 0 | 0 | 0 | 0 | 0 | 0 | 0 | 0
| 50108070 | 108-130MFD 110V START CAP |  | 0 | 0 | 0 | 0 | 0 | 0 | 0 | 0 | 0 | 0 | 0 | 0 | 0 | 0 | 0 | 0 | 0 | 0 | 0 | 0 | 0 | 0
| 50112061 | 1-1/2" INSULATED GRD BUSHING |  | 0 | 0 | 0 | 0 | 0 | 0 | 0 | 0 | 0 | 0 | 0 | 0 | 0 | 0 | 0 | 0 | 0 | 0 | 0 | 0 | 0 | 0
| 50112062 | 1-1/2" INS PLASTIC BUSHING |  | 0 | 0 | 0 | 0 | 0 | 0 | 0 | 0 | 0 | 0 | 0 | 0 | 0 | 0 | 0 | 0 | 0 | 0 | 0 | 0 | 0 | 0
| 50112063 | 1-1/2" THREADED BUSHING |  | 0 | 0 | 0 | 0 | 0 | 0 | 0 | 0 | 0 | 0 | 0 | 0 | 0 | 0 | 0 | 0 | 0 | 0 | 0 | 0 | 0 | 0
| 50112065 | 1-1/2" CHASE NIPPLE |  | 0 | 0 | 0 | 0 | 0 | 0 | 0 | 0 | 0 | 0 | 0 | 0 | 0 | 0 | 0 | 0 | 0 | 0 | 0 | 0 | 0 | 0
| 50112070 | 1-1/2" PVC CONDUIT COUPLING |  | 0 | 0 | 0 | 0 | 0 | 0 | 0 | 0 | 0 | 0 | 0 | 0 | 0 | 0 | 0 | 0 | 0 | 0 | 0 | 0 | 0 | 0
| 50112071 | 1-1/2" EMT CONDUIT COUPLING |  | 0 | 0 | 0 | 0 | 0 | 0 | 0 | 0 | 0 | 0 | 0 | 0 | 0 | 0 | 0 | 0 | 0 | 0 | 0 | 0 | 0 | 0
| 50112080 | 1-1/2" SUPER STRUT CHANNEL |  | 0 | 0 | 0 | 0 | 0 | 0 | 0 | 0 | 0 | 0 | 0 | 0 | 0 | 0 | 0 | 0 | 0 | 0 | 0 | 0 | 0 | 0
| 50112081 | 7/8" UNI STRUT CHANNEL |  | 0 | 0 | 0 | 0 | 0 | 0 | 0 | 0 | 0 | 0 | 0 | 0 | 0 | 0 | 0 | 0 | 0 | 0 | 0 | 0 | 0 | 0
| 50112091 | 1-1/2" UNI STRUT STRAP |  | 0 | 0 | 0 | 0 | 0 | 0 | 0 | 0 | 0 | 0 | 0 | 0 | 0 | 0 | 0 | 0 | 0 | 0 | 0 | 0 | 0 | 0
| 50112092 | 1-1/2" EMT 90 ELBOW |  | 0 | 0 | 0 | 0 | 0 | 0 | 0 | 0 | 0 | 0 | 0 | 0 | 0 | 0 | 0 | 0 | 0 | 0 | 0 | 0 | 0 | 0
| 50112093 | 1-1/2" LT 90 FLEX ELBOW |  | 0 | 0 | 0 | 0 | 0 | 0 | 0 | 0 | 0 | 0 | 0 | 0 | 0 | 0 | 0 | 0 | 0 | 0 | 0 | 0 | 0 | 0
| 50112095 | 1-1/2" PVC90 SWP/PULLING ELBOW |  | 0 | 0 | 0 | 0 | 0 | 0 | 0 | 0 | 0 | 0 | 0 | 0 | 0 | 0 | 0 | 0 | 0 | 0 | 0 | 0 | 0 | 0
| 50112110 | 1-1/2" RUNNING THREAD CONDUIT |  | 0 | 0 | 0 | 0 | 0 | 0 | 0 | 0 | 0 | 0 | 0 | 0 | 0 | 0 | 0 | 0 | 0 | 0 | 0 | 0 | 0 | 0
| 50112111 | 1-1/2" EMT CONDUIT |  | 0 | 0 | 0 | 0 | 0 | 0 | 0 | 0 | 0 | 0 | 0 | 0 | 0 | 0 | 0 | 0 | 0 | 0 | 0 | 0 | 0 | 0
| 50112113 | 1-1/2" LT FLEX CONDUIT |  | 0 | 0 | 0 | 0 | 0 | 0 | 0 | 0 | 0 | 0 | 0 | 0 | 0 | 0 | 0 | 0 | 0 | 0 | 0 | 0 | 0 | 0
| 50112114 | 1-1/2" PVC SCHEDULE 40 CONDUIT |  | 0 | 0 | 0 | 0 | 0 | 0 | 0 | 0 | 0 | 0 | 0 | 0 | 0 | 0 | 0 | 0 | 0 | 0 | 0 | 0 | 0 | 0
| 50112125 | 1-1/2" PVC BELL END CONDUIT |  | 0 | 0 | 0 | 0 | 0 | 0 | 0 | 0 | 0 | 0 | 0 | 0 | 0 | 0 | 0 | 0 | 0 | 0 | 0 | 0 | 0 | 0
| 50112130 | 1-1/2" FLEX CONNECTOR |  | 0 | 0 | 0 | 0 | 0 | 0 | 0 | 0 | 0 | 0 | 0 | 0 | 0 | 0 | 0 | 0 | 0 | 0 | 0 | 0 | 0 | 0
| 50112132 | 1-1/2" LT or FLEX CONNECTOR |  | 0 | 0 | 0 | 0 | 0 | 0 | 0 | 0 | 0 | 0 | 0 | 0 | 0 | 0 | 0 | 0 | 0 | 0 | 0 | 0 | 0 | 0
| 50112134 | 1-1/2" EMT CONNECTOR |  | 0 | 0 | 0 | 0 | 0 | 0 | 0 | 0 | 0 | 0 | 0 | 0 | 0 | 0 | 0 | 0 | 0 | 0 | 0 | 0 | 0 | 0
| 50112137 | 1-1/2" MALE/FEM PVC TERM ADPTR |  | 0 | 0 | 0 | 0 | 0 | 0 | 0 | 0 | 0 | 0 | 0 | 0 | 0 | 0 | 0 | 0 | 0 | 0 | 0 | 0 | 0 | 0
| 50112145 | 1-1/2" PVC 45 ELBOW |  | 0 | 0 | 0 | 0 | 0 | 0 | 0 | 0 | 0 | 0 | 0 | 0 | 0 | 0 | 0 | 0 | 0 | 0 | 0 | 0 | 0 | 0
| 50112340 | 1-1/2" LOCKNUT |  | 0 | 0 | 0 | 0 | 0 | 0 | 0 | 0 | 0 | 0 | 0 | 0 | 0 | 0 | 0 | 0 | 0 | 0 | 0 | 0 | 0 | 0
| 50112341 | 1-1/2" BONDING LOCKNUT |  | 0 | 0 | 0 | 0 | 0 | 0 | 0 | 0 | 0 | 0 | 0 | 0 | 0 | 0 | 0 | 0 | 0 | 0 | 0 | 0 | 0 | 0
| 50112342 | 1-1/2" SEALING LOCKNUT |  | 0 | 0 | 0 | 0 | 0 | 0 | 0 | 0 | 0 | 0 | 0 | 0 | 0 | 0 | 0 | 0 | 0 | 0 | 0 | 0 | 0 | 0
| 50112351 | METER BASE 125AMP 1 PH |  | 0 | 0 | 0 | 0 | 0 | 0 | 0 | 0 | 0 | 0 | 0 | 0 | 0 | 0 | 0 | 0 | 0 | 0 | 0 | 0 | 0 | 0
| 50112360 | 1-1/2" OFFSET NIPPLE |  | 0 | 0 | 0 | 0 | 0 | 0 | 0 | 0 | 0 | 0 | 0 | 0 | 0 | 0 | 0 | 0 | 0 | 0 | 0 | 0 | 0 | 0
| 50112380 | 8/10 SPACE 125A 1PH PNL w/CVR |  | 0 | 0 | 0 | 0 | 0 | 0 | 0 | 0 | 0 | 0 | 0 | 0 | 0 | 0 | 0 | 0 | 0 | 0 | 0 | 0 | 0 | 0
| 50112400 | 1-1/2" SNAP & SEAL PLUG |  | 0 | 0 | 0 | 0 | 0 | 0 | 0 | 0 | 0 | 0 | 0 | 0 | 0 | 0 | 0 | 0 | 0 | 0 | 0 | 0 | 0 | 0
| 50112401 | 1-1/2" RECESSED THREADED PLUG |  | 0 | 0 | 0 | 0 | 0 | 0 | 0 | 0 | 0 | 0 | 0 | 0 | 0 | 0 | 0 | 0 | 0 | 0 | 0 | 0 | 0 | 0
| 50112411 | 240V 8PIN DPDT CONTROL RELAY |  | 0 | 0 | 0 | 0 | 0 | 0 | 0 | 0 | 0 | 0 | 0 | 0 | 0 | 0 | 0 | 0 | 0 | 0 | 0 | 0 | 0 | 0
| 50112440 | 1-1/2" METAL SHORT LEFT BEND |  | 0 | 0 | 0 | 0 | 0 | 0 | 0 | 0 | 0 | 0 | 0 | 0 | 0 | 0 | 0 | 0 | 0 | 0 | 0 | 0 | 0 | 0
| 50112441 | 1-1/2" PVC SHORT LEFT BEND |  | 0 | 0 | 0 | 0 | 0 | 0 | 0 | 0 | 0 | 0 | 0 | 0 | 0 | 0 | 0 | 0 | 0 | 0 | 0 | 0 | 0 | 0
| 50112520 | SIZE 1-1/2 STARTER |  | 0 | 0 | 0 | 0 | 0 | 0 | 0 | 0 | 0 | 0 | 0 | 0 | 0 | 0 | 0 | 0 | 0 | 0 | 0 | 0 | 0 | 0
| 50112530 | 1-1/2" CONDUIT STRAP |  | 0 | 0 | 0 | 0 | 0 | 0 | 0 | 0 | 0 | 0 | 0 | 0 | 0 | 0 | 0 | 0 | 0 | 0 | 0 | 0 | 0 | 0
| 50112531 | 1-1/2" EMT CONDUIT STRAP |  | 0 | 0 | 0 | 0 | 0 | 0 | 0 | 0 | 0 | 0 | 0 | 0 | 0 | 0 | 0 | 0 | 0 | 0 | 0 | 0 | 0 | 0
| 50112580 | 1-1/2"PULLING TEE |  | 0 | 0 | 0 | 0 | 0 | 0 | 0 | 0 | 0 | 0 | 0 | 0 | 0 | 0 | 0 | 0 | 0 | 0 | 0 | 0 | 0 | 0
| 50112631 | 2/0 USE, XHHW ALUMINUM WIRE |  | 0 | 0 | 0 | 0 | 0 | 0 | 0 | 0 | 0 | 0 | 0 | 0 | 0 | 0 | 0 | 0 | 0 | 0 | 0 | 0 | 0 | 0
| 50114061 | 1-1/4" INSULATED GRD BUSHING |  | 0 | 0 | 0 | 0 | 0 | 0 | 0 | 0 | 0 | 0 | 0 | 0 | 0 | 0 | 0 | 0 | 0 | 0 | 0 | 0 | 0 | 0
| 50114062 | 1-1/4" INS PLASTIC BUSHING |  | 0 | 0 | 0 | 0 | 0 | 0 | 0 | 0 | 0 | 0 | 0 | 0 | 0 | 0 | 0 | 0 | 0 | 0 | 0 | 0 | 0 | 0
| 50114063 | 1-1/4" THREADED BUSHING |  | 0 | 0 | 0 | 0 | 0 | 0 | 0 | 0 | 0 | 0 | 0 | 0 | 0 | 0 | 0 | 0 | 0 | 0 | 0 | 0 | 0 | 0
| 50114070 | 1-1/4" PVC CONDUIT COUPLING |  | 0 | 0 | 0 | 0 | 0 | 0 | 0 | 0 | 0 | 0 | 0 | 0 | 0 | 0 | 0 | 0 | 0 | 0 | 0 | 0 | 0 | 0
| 50114071 | 1-1/4" EMT CONDUIT COUPLING |  | 0 | 0 | 0 | 0 | 0 | 0 | 0 | 0 | 0 | 0 | 0 | 0 | 0 | 0 | 0 | 0 | 0 | 0 | 0 | 0 | 0 | 0
| 50114091 | 1-1/4" UNI STRUT STRAP |  | 0 | 0 | 0 | 0 | 0 | 0 | 0 | 0 | 0 | 0 | 0 | 0 | 0 | 0 | 0 | 0 | 0 | 0 | 0 | 0 | 0 | 0
| 50114092 | 1-1/4" EMT 90 ELBOW |  | 0 | 0 | 0 | 0 | 0 | 0 | 0 | 0 | 0 | 0 | 0 | 0 | 0 | 0 | 0 | 0 | 0 | 0 | 0 | 0 | 0 | 0
| 50114093 | 1-1/4" LT 90 FLEX ELBOW |  | 0 | 0 | 0 | 0 | 0 | 0 | 0 | 0 | 0 | 0 | 0 | 0 | 0 | 0 | 0 | 0 | 0 | 0 | 0 | 0 | 0 | 0
| 50114094 | 1-1/4" FLEX 90 CONNECTOR ELBOW |  | 0 | 0 | 0 | 0 | 0 | 0 | 0 | 0 | 0 | 0 | 0 | 0 | 0 | 0 | 0 | 0 | 0 | 0 | 0 | 0 | 0 | 0
| 50114095 | 1-1/4" PVC90 SWP/PULLING ELBOW |  | 0 | 0 | 0 | 0 | 0 | 0 | 0 | 0 | 0 | 0 | 0 | 0 | 0 | 0 | 0 | 0 | 0 | 0 | 0 | 0 | 0 | 0
| 50114110 | 1-1/4" RUNNING THREAD CONDUIT |  | 0 | 0 | 0 | 0 | 0 | 0 | 0 | 0 | 0 | 0 | 0 | 0 | 0 | 0 | 0 | 0 | 0 | 0 | 0 | 0 | 0 | 0
| 50114111 | 1-1/4" EMT CONDUIT |  | 0 | 0 | 0 | 0 | 0 | 0 | 0 | 0 | 0 | 0 | 0 | 0 | 0 | 0 | 0 | 0 | 0 | 0 | 0 | 0 | 0 | 0
| 50114112 | 1-1/4" FLEX ALUM CONDUIT |  | 0 | 0 | 0 | 0 | 0 | 0 | 0 | 0 | 0 | 0 | 0 | 0 | 0 | 0 | 0 | 0 | 0 | 0 | 0 | 0 | 0 | 0
| 50114113 | 1-1/4" LT FLEX CONDUIT |  | 0 | 0 | 0 | 0 | 0 | 0 | 0 | 0 | 0 | 0 | 0 | 0 | 0 | 0 | 0 | 0 | 0 | 0 | 0 | 0 | 0 | 0
| 50114114 | 1-1/4" PVC SCHEDULE 40 CONDUIT |  | 0 | 0 | 0 | 0 | 0 | 0 | 0 | 0 | 0 | 0 | 0 | 0 | 0 | 0 | 0 | 0 | 0 | 0 | 0 | 0 | 0 | 0
| 50114115 | 1-1/4" RIGID CONDUIT |  | 0 | 0 | 0 | 0 | 0 | 0 | 0 | 0 | 0 | 0 | 0 | 0 | 0 | 0 | 0 | 0 | 0 | 0 | 0 | 0 | 0 | 0
| 50114125 | 1-1/4" PVC BELL END CONDUIT |  | 0 | 0 | 0 | 0 | 0 | 0 | 0 | 0 | 0 | 0 | 0 | 0 | 0 | 0 | 0 | 0 | 0 | 0 | 0 | 0 | 0 | 0
| 50114130 | 1-1/4" FLEX CONNECTOR |  | 0 | 0 | 0 | 0 | 0 | 0 | 0 | 0 | 0 | 0 | 0 | 0 | 0 | 0 | 0 | 0 | 0 | 0 | 0 | 0 | 0 | 0
| 50114132 | 1-1/4" LT or FLEX CONNECTOR |  | 0 | 0 | 0 | 0 | 0 | 0 | 0 | 0 | 0 | 0 | 0 | 0 | 0 | 0 | 0 | 0 | 0 | 0 | 0 | 0 | 0 | 0
| 50114134 | 1-1/4" EMT CONNECTOR |  | 0 | 0 | 0 | 0 | 0 | 0 | 0 | 0 | 0 | 0 | 0 | 0 | 0 | 0 | 0 | 0 | 0 | 0 | 0 | 0 | 0 | 0
| 50114137 | 1-1/4" MALE/FEM PVC TERM ADPTR |  | 0 | 0 | 0 | 0 | 0 | 0 | 0 | 0 | 0 | 0 | 0 | 0 | 0 | 0 | 0 | 0 | 0 | 0 | 0 | 0 | 0 | 0
| 50114145 | 1-1/4" PVC 45 ELBOW |  | 0 | 0 | 0 | 0 | 0 | 0 | 0 | 0 | 0 | 0 | 0 | 0 | 0 | 0 | 0 | 0 | 0 | 0 | 0 | 0 | 0 | 0
| 50114146 | 1-1/4" LT 45 CONNECTOR ELBOW |  | 0 | 0 | 0 | 0 | 0 | 0 | 0 | 0 | 0 | 0 | 0 | 0 | 0 | 0 | 0 | 0 | 0 | 0 | 0 | 0 | 0 | 0
| 50114340 | 1-1/4" LOCKNUT |  | 0 | 0 | 0 | 0 | 0 | 0 | 0 | 0 | 0 | 0 | 0 | 0 | 0 | 0 | 0 | 0 | 0 | 0 | 0 | 0 | 0 | 0
| 50114341 | 2-1/4" BONDING LOCKNUT |  | 0 | 0 | 0 | 0 | 0 | 0 | 0 | 0 | 0 | 0 | 0 | 0 | 0 | 0 | 0 | 0 | 0 | 0 | 0 | 0 | 0 | 0
| 50114342 | 1-1/4" SEALING LOCKNUT |  | 0 | 0 | 0 | 0 | 0 | 0 | 0 | 0 | 0 | 0 | 0 | 0 | 0 | 0 | 0 | 0 | 0 | 0 | 0 | 0 | 0 | 0
| 50114360 | 1-1/4" OFFSET NIPPLE |  | 0 | 0 | 0 | 0 | 0 | 0 | 0 | 0 | 0 | 0 | 0 | 0 | 0 | 0 | 0 | 0 | 0 | 0 | 0 | 0 | 0 | 0
| 50114400 | 1-1/4" SNAP & SEAL PLUG |  | 0 | 0 | 0 | 0 | 0 | 0 | 0 | 0 | 0 | 0 | 0 | 0 | 0 | 0 | 0 | 0 | 0 | 0 | 0 | 0 | 0 | 0
| 50114401 | 1-1/4" RECESSED THREADED PLUG |  | 0 | 0 | 0 | 0 | 0 | 0 | 0 | 0 | 0 | 0 | 0 | 0 | 0 | 0 | 0 | 0 | 0 | 0 | 0 | 0 | 0 | 0
| 50114440 | 1-1/4" METAL SHORT LEFT BEND |  | 0 | 0 | 0 | 0 | 0 | 0 | 0 | 0 | 0 | 0 | 0 | 0 | 0 | 0 | 0 | 0 | 0 | 0 | 0 | 0 | 0 | 0
| 50114441 | 1-1/4" PVC SHORT LEFT BEND |  | 0 | 0 | 0 | 0 | 0 | 0 | 0 | 0 | 0 | 0 | 0 | 0 | 0 | 0 | 0 | 0 | 0 | 0 | 0 | 0 | 0 | 0
| 50114530 | 1-1/4" CONDUIT STRAP |  | 0 | 0 | 0 | 0 | 0 | 0 | 0 | 0 | 0 | 0 | 0 | 0 | 0 | 0 | 0 | 0 | 0 | 0 | 0 | 0 | 0 | 0
| 50114531 | 1-1/4" EMT CONDUIT STRAP |  | 0 | 0 | 0 | 0 | 0 | 0 | 0 | 0 | 0 | 0 | 0 | 0 | 0 | 0 | 0 | 0 | 0 | 0 | 0 | 0 | 0 | 0
| 50114631 | 4/0 USE, XHHW ALUMINUM WIRE |  | 0 | 0 | 0 | 0 | 0 | 0 | 0 | 0 | 0 | 0 | 0 | 0 | 0 | 0 | 0 | 0 | 0 | 0 | 0 | 0 | 0 | 0
| 50116072 | 216-259MFD 110V START CAP |  | 0 | 0 | 0 | 0 | 0 | 0 | 0 | 0 | 0 | 0 | 0 | 0 | 0 | 0 | 0 | 0 | 0 | 0 | 0 | 0 | 0 | 0
| 50120221 | 250V 10 AMP FUSE |  | 0 | 0 | 0 | 0 | 0 | 0 | 0 | 0 | 0 | 0 | 0 | 0 | 0 | 0 | 0 | 0 | 0 | 0 | 0 | 0 | 0 | 0
| 50124073 | 324-389MFD 110V START CAP |  | 0 | 0 | 0 | 0 | 0 | 0 | 0 | 0 | 0 | 0 | 0 | 0 | 0 | 0 | 0 | 0 | 0 | 0 | 0 | 0 | 0 | 0
| 50130070 | 130-156MFD 110V START CAP |  | 0 | 0 | 0 | 0 | 0 | 0 | 0 | 0 | 0 | 0 | 0 | 0 | 0 | 0 | 0 | 0 | 0 | 0 | 0 | 0 | 0 | 0
| 50130138 | 30A FEM CORD GRIP RECEPTICAL |  | 0 | 0 | 0 | 0 | 0 | 0 | 0 | 0 | 0 | 0 | 0 | 0 | 0 | 0 | 0 | 0 | 0 | 0 | 0 | 0 | 0 | 0
| 50130139 | 30AMP MALE CORD GRIP PLUG |  | 0 | 0 | 0 | 0 | 0 | 0 | 0 | 0 | 0 | 0 | 0 | 0 | 0 | 0 | 0 | 0 | 0 | 0 | 0 | 0 | 0 | 0
| 50134520 | SIZE 1-3/4 STARTER |  | 0 | 0 | 0 | 0 | 0 | 0 | 0 | 0 | 0 | 0 | 0 | 0 | 0 | 0 | 0 | 0 | 0 | 0 | 0 | 0 | 0 | 0
| 50140430 | 4 PIN RELAY SOCKET BASE |  | 0 | 0 | 0 | 0 | 0 | 0 | 0 | 0 | 0 | 0 | 0 | 0 | 0 | 0 | 0 | 0 | 0 | 0 | 0 | 0 | 0 | 0
| 50142135 | 14/2 INS 2 SPLICE CONDUCTOR |  | 0 | 0 | 0 | 0 | 0 | 0 | 0 | 0 | 0 | 0 | 0 | 0 | 0 | 0 | 0 | 0 | 0 | 0 | 0 | 0 | 0 | 0
| 50152221 | 250V 15 AMP FUSE |  | 0 | 0 | 0 | 0 | 0 | 0 | 0 | 0 | 0 | 0 | 0 | 0 | 0 | 0 | 0 | 0 | 0 | 0 | 0 | 0 | 0 | 0
| 50156221 | 600V 15 AMP OR 20 AMP FUSE |  | 0 | 0 | 0 | 0 | 0 | 0 | 0 | 0 | 0 | 0 | 0 | 0 | 0 | 0 | 0 | 0 | 0 | 0 | 0 | 0 | 0 | 0
| 50160074 | 460-552MFD 110V START CAP |  | 0 | 0 | 0 | 0 | 0 | 0 | 0 | 0 | 0 | 0 | 0 | 0 | 0 | 0 | 0 | 0 | 0 | 0 | 0 | 0 | 0 | 0
| 50160139 | 60AMP MALE CORD GRIP PLUG |  | 0 | 0 | 0 | 0 | 0 | 0 | 0 | 0 | 0 | 0 | 0 | 0 | 0 | 0 | 0 | 0 | 0 | 0 | 0 | 0 | 0 | 0
| 50161071 | 161-193MFD 110V START CAP |  | 0 | 0 | 0 | 0 | 0 | 0 | 0 | 0 | 0 | 0 | 0 | 0 | 0 | 0 | 0 | 0 | 0 | 0 | 0 | 0 | 0 | 0
| 50166071 | 652-662MFD 110V START CAP |  | 0 | 0 | 0 | 0 | 0 | 0 | 0 | 0 | 0 | 0 | 0 | 0 | 0 | 0 | 0 | 0 | 0 | 0 | 0 | 0 | 0 | 0
| 50170075 | 708-850MFD 110V START CAP |  | 0 | 0 | 0 | 0 | 0 | 0 | 0 | 0 | 0 | 0 | 0 | 0 | 0 | 0 | 0 | 0 | 0 | 0 | 0 | 0 | 0 | 0
| 50178073 | 378-454MFD 110V START CAP |  | 0 | 0 | 0 | 0 | 0 | 0 | 0 | 0 | 0 | 0 | 0 | 0 | 0 | 0 | 0 | 0 | 0 | 0 | 0 | 0 | 0 | 0
| 50200020 | ALARM HORN ASSEMBLY |  | 0 | 0 | 0 | 0 | 0 | 0 | 0 | 0 | 0 | 0 | 0 | 0 | 0 | 0 | 0 | 0 | 0 | 0 | 0 | 0 | 0 | 0
| 50200035 | ALTERNATOR COIL - 220V |  | 0 | 0 | 0 | 0 | 0 | 0 | 0 | 0 | 0 | 0 | 0 | 0 | 0 | 0 | 0 | 0 | 0 | 0 | 0 | 0 | 0 | 0
| 50200036 | 220V CONTACTOR COIL SMALL |  | 0 | 0 | 0 | 0 | 0 | 0 | 0 | 0 | 0 | 0 | 0 | 0 | 0 | 0 | 0 | 0 | 0 | 0 | 0 | 0 | 0 | 0
| 50200037 | 220V START COIL (dual voltage) |  | 0 | 0 | 0 | 0 | 0 | 0 | 0 | 0 | 0 | 0 | 0 | 0 | 0 | 0 | 0 | 0 | 0 | 0 | 0 | 0 | 0 | 0
| 50200038 | 220V FURNAS STARTER COIL |  | 0 | 0 | 0 | 0 | 0 | 0 | 0 | 0 | 0 | 0 | 0 | 0 | 0 | 0 | 0 | 0 | 0 | 0 | 0 | 0 | 0 | 0
| 50200041 | 15 AMP 2POLE BREAKER |  | 0 | 0 | 0 | 0 | 0 | 0 | 0 | 0 | 0 | 0 | 0 | 0 | 0 | 0 | 0 | 0 | 0 | 0 | 0 | 0 | 0 | 0
| 50200042 | 20 AMP 2POLE BREAKER |  | 0 | 0 | 0 | 0 | 0 | 0 | 0 | 0 | 0 | 0 | 0 | 0 | 0 | 0 | 0 | 0 | 0 | 0 | 0 | 0 | 0 | 0
| 50200044 | 30 AMP 2POLE BREAKER |  | 0 | 0 | 0 | 0 | 0 | 0 | 0 | 0 | 0 | 0 | 0 | 0 | 0 | 0 | 0 | 0 | 0 | 0 | 0 | 0 | 0 | 0
| 50200045 | 40 AMP 2POLE BREAKER |  | 0 | 0 | 0 | 0 | 0 | 0 | 0 | 0 | 0 | 0 | 0 | 0 | 0 | 0 | 0 | 0 | 0 | 0 | 0 | 0 | 0 | 0
| 50200046 | 50 AMP 2POLE BREAKER |  | 0 | 0 | 0 | 0 | 0 | 0 | 0 | 0 | 0 | 0 | 0 | 0 | 0 | 0 | 0 | 0 | 0 | 0 | 0 | 0 | 0 | 0
| 50200047 | 60 AMP 2POLE BREAKER |  | 0 | 0 | 0 | 0 | 0 | 0 | 0 | 0 | 0 | 0 | 0 | 0 | 0 | 0 | 0 | 0 | 0 | 0 | 0 | 0 | 0 | 0
| 50200048 | 70 AMP 2POLE BREAKER |  | 0 | 0 | 0 | 0 | 0 | 0 | 0 | 0 | 0 | 0 | 0 | 0 | 0 | 0 | 0 | 0 | 0 | 0 | 0 | 0 | 0 | 0
| 50200049 | 100 AMP 2POLE BREAKER |  | 0 | 0 | 0 | 0 | 0 | 0 | 0 | 0 | 0 | 0 | 0 | 0 | 0 | 0 | 0 | 0 | 0 | 0 | 0 | 0 | 0 | 0
| 50200050 | 125 AMP 2POLE BREAKER |  | 0 | 0 | 0 | 0 | 0 | 0 | 0 | 0 | 0 | 0 | 0 | 0 | 0 | 0 | 0 | 0 | 0 | 0 | 0 | 0 | 0 | 0
| 50200061 | 2" INSULATED GRD BUSHING |  | 0 | 0 | 0 | 0 | 0 | 0 | 0 | 0 | 0 | 0 | 0 | 0 | 0 | 0 | 0 | 0 | 0 | 0 | 0 | 0 | 0 | 0
| 50200062 | 2" INS PLASTIC BUSHING |  | 0 | 0 | 0 | 0 | 0 | 0 | 0 | 0 | 0 | 0 | 0 | 0 | 0 | 0 | 0 | 0 | 0 | 0 | 0 | 0 | 0 | 0
| 50200063 | 2" THREADED BUSHING |  | 0 | 0 | 0 | 0 | 0 | 0 | 0 | 0 | 0 | 0 | 0 | 0 | 0 | 0 | 0 | 0 | 0 | 0 | 0 | 0 | 0 | 0
| 50200068 | 2"PVC SVC ENTRANCE CAP |  | 0 | 0 | 0 | 0 | 0 | 0 | 0 | 0 | 0 | 0 | 0 | 0 | 0 | 0 | 0 | 0 | 0 | 0 | 0 | 0 | 0 | 0
| 50200070 | 2" PVC CONDUIT COUPLING |  | 0 | 0 | 0 | 0 | 0 | 0 | 0 | 0 | 0 | 0 | 0 | 0 | 0 | 0 | 0 | 0 | 0 | 0 | 0 | 0 | 0 | 0
| 50200071 | 2" EMT CONDUIT COUPLING |  | 0 | 0 | 0 | 0 | 0 | 0 | 0 | 0 | 0 | 0 | 0 | 0 | 0 | 0 | 0 | 0 | 0 | 0 | 0 | 0 | 0 | 0
| 50200090 | 1 1/4 - 2 GROUND CLAMP |  | 0 | 0 | 0 | 0 | 0 | 0 | 0 | 0 | 0 | 0 | 0 | 0 | 0 | 0 | 0 | 0 | 0 | 0 | 0 | 0 | 0 | 0
| 50200091 | 2" UNI STRUT STRAP |  | 0 | 0 | 0 | 0 | 0 | 0 | 0 | 0 | 0 | 0 | 0 | 0 | 0 | 0 | 0 | 0 | 0 | 0 | 0 | 0 | 0 | 0
| 50200092 | 2" EMT 90 ELBOW |  | 0 | 0 | 0 | 0 | 0 | 0 | 0 | 0 | 0 | 0 | 0 | 0 | 0 | 0 | 0 | 0 | 0 | 0 | 0 | 0 | 0 | 0
| 50200093 | 2" LT 90 FLEX ELBOW |  | 0 | 0 | 0 | 0 | 0 | 0 | 0 | 0 | 0 | 0 | 0 | 0 | 0 | 0 | 0 | 0 | 0 | 0 | 0 | 0 | 0 | 0
| 50200095 | 2" PVC 90 SWP/PULLING ELBOW |  | 0 | 0 | 0 | 0 | 0 | 0 | 0 | 0 | 0 | 0 | 0 | 0 | 0 | 0 | 0 | 0 | 0 | 0 | 0 | 0 | 0 | 0
| 50200110 | 2" RUNNING THREAD CONDUIT |  | 0 | 0 | 0 | 0 | 0 | 0 | 0 | 0 | 0 | 0 | 0 | 0 | 0 | 0 | 0 | 0 | 0 | 0 | 0 | 0 | 0 | 0
| 50200111 | 2" EMT CONDUIT |  | 0 | 0 | 0 | 0 | 0 | 0 | 0 | 0 | 0 | 0 | 0 | 0 | 0 | 0 | 0 | 0 | 0 | 0 | 0 | 0 | 0 | 0
| 50200114 | 2" PVC SCHEDULE 40 CONDUIT |  | 0 | 0 | 0 | 0 | 0 | 0 | 0 | 0 | 0 | 0 | 0 | 0 | 0 | 0 | 0 | 0 | 0 | 0 | 0 | 0 | 0 | 0
| 50200125 | 2" PVC BELL END CONDUIT |  | 0 | 0 | 0 | 0 | 0 | 0 | 0 | 0 | 0 | 0 | 0 | 0 | 0 | 0 | 0 | 0 | 0 | 0 | 0 | 0 | 0 | 0
| 50200132 | 2" LT or FLEX CONNECTOR |  | 0 | 0 | 0 | 0 | 0 | 0 | 0 | 0 | 0 | 0 | 0 | 0 | 0 | 0 | 0 | 0 | 0 | 0 | 0 | 0 | 0 | 0
| 50200134 | 2" EMT CONNECTOR |  | 0 | 0 | 0 | 0 | 0 | 0 | 0 | 0 | 0 | 0 | 0 | 0 | 0 | 0 | 0 | 0 | 0 | 0 | 0 | 0 | 0 | 0
| 50200137 | 2" MALE/FEM PVC TERM ADPTR |  | 0 | 0 | 0 | 0 | 0 | 0 | 0 | 0 | 0 | 0 | 0 | 0 | 0 | 0 | 0 | 0 | 0 | 0 | 0 | 0 | 0 | 0
| 50200140 | N/C or N/O STARTER AUX CONTACT |  | 0 | 0 | 0 | 0 | 0 | 0 | 0 | 0 | 0 | 0 | 0 | 0 | 0 | 0 | 0 | 0 | 0 | 0 | 0 | 0 | 0 | 0
| 50200142 | 20AMP 2POLE CONTACTOR |  | 0 | 0 | 0 | 0 | 0 | 0 | 0 | 0 | 0 | 0 | 0 | 0 | 0 | 0 | 0 | 0 | 0 | 0 | 0 | 0 | 0 | 0
| 50200145 | 2" PVC 45 ELBOW |  | 0 | 0 | 0 | 0 | 0 | 0 | 0 | 0 | 0 | 0 | 0 | 0 | 0 | 0 | 0 | 0 | 0 | 0 | 0 | 0 | 0 | 0
| 50200200 | 3E2A ELECTRODE HOLDER |  | 0 | 0 | 0 | 0 | 0 | 0 | 0 | 0 | 0 | 0 | 0 | 0 | 0 | 0 | 0 | 0 | 0 | 0 | 0 | 0 | 0 | 0
| 50200259 | THERMOSTAT, 22AMP WALL MOUNT |  | 0 | 0 | 0 | 0 | 0 | 0 | 0 | 0 | 0 | 0 | 0 | 0 | 0 | 0 | 0 | 0 | 0 | 0 | 0 | 0 | 0 | 0
| 50200266 | 2" HUB |  | 0 | 0 | 0 | 0 | 0 | 0 | 0 | 0 | 0 | 0 | 0 | 0 | 0 | 0 | 0 | 0 | 0 | 0 | 0 | 0 | 0 | 0
| 50200328 | DPDT TOGGLE SWITCH |  | 0 | 0 | 0 | 0 | 0 | 0 | 0 | 0 | 0 | 0 | 0 | 0 | 0 | 0 | 0 | 0 | 0 | 0 | 0 | 0 | 0 | 0
| 50200330 | 220V LIQUID LEVEL CONTROLLER |  | 0 | 0 | 0 | 0 | 0 | 0 | 0 | 0 | 0 | 0 | 0 | 0 | 0 | 0 | 0 | 0 | 0 | 0 | 0 | 0 | 0 | 0
| 50200340 | 2" LOCKNUT |  | 0 | 0 | 0 | 0 | 0 | 0 | 0 | 0 | 0 | 0 | 0 | 0 | 0 | 0 | 0 | 0 | 0 | 0 | 0 | 0 | 0 | 0
| 50200341 | 2" BONDING LOCKNUT |  | 0 | 0 | 0 | 0 | 0 | 0 | 0 | 0 | 0 | 0 | 0 | 0 | 0 | 0 | 0 | 0 | 0 | 0 | 0 | 0 | 0 | 0
| 50200342 | 2" SEALING LOCKNUT |  | 0 | 0 | 0 | 0 | 0 | 0 | 0 | 0 | 0 | 0 | 0 | 0 | 0 | 0 | 0 | 0 | 0 | 0 | 0 | 0 | 0 | 0
| 50200350 | METER SOCKET, 200AMP 1PH |  | 0 | 0 | 0 | 0 | 0 | 0 | 0 | 0 | 0 | 0 | 0 | 0 | 0 | 0 | 0 | 0 | 0 | 0 | 0 | 0 | 0 | 0
| 50200351 | METER BASE, 600V 200AMP 3PH |  | 0 | 0 | 0 | 0 | 0 | 0 | 0 | 0 | 0 | 0 | 0 | 0 | 0 | 0 | 0 | 0 | 0 | 0 | 0 | 0 | 0 | 0
| 50200360 | 2" OFFSET NIPPLE |  | 0 | 0 | 0 | 0 | 0 | 0 | 0 | 0 | 0 | 0 | 0 | 0 | 0 | 0 | 0 | 0 | 0 | 0 | 0 | 0 | 0 | 0
| 50200380 | 30/32 SPACE 200A 1PH PNL w/CVR |  | 0 | 0 | 0 | 0 | 0 | 0 | 0 | 0 | 0 | 0 | 0 | 0 | 0 | 0 | 0 | 0 | 0 | 0 | 0 | 0 | 0 | 0
| 50200383 | 30/32 SPACE 200A 3PH PNL w/CVR |  | 0 | 0 | 0 | 0 | 0 | 0 | 0 | 0 | 0 | 0 | 0 | 0 | 0 | 0 | 0 | 0 | 0 | 0 | 0 | 0 | 0 | 0
| 50200384 | 200AMP NEUTRAL KIT |  | 0 | 0 | 0 | 0 | 0 | 0 | 0 | 0 | 0 | 0 | 0 | 0 | 0 | 0 | 0 | 0 | 0 | 0 | 0 | 0 | 0 | 0
| 50200390 | 3PH SIZE 2 PUMP PANEL |  | 0 | 0 | 0 | 0 | 0 | 0 | 0 | 0 | 0 | 0 | 0 | 0 | 0 | 0 | 0 | 0 | 0 | 0 | 0 | 0 | 0 | 0
| 50200400 | 2" SNAP & SEAL PLUG |  | 0 | 0 | 0 | 0 | 0 | 0 | 0 | 0 | 0 | 0 | 0 | 0 | 0 | 0 | 0 | 0 | 0 | 0 | 0 | 0 | 0 | 0
| 50200401 | 2" RECESSED THREADED PLUG |  | 0 | 0 | 0 | 0 | 0 | 0 | 0 | 0 | 0 | 0 | 0 | 0 | 0 | 0 | 0 | 0 | 0 | 0 | 0 | 0 | 0 | 0
| 50200409 | 24V 8PIN DPDT CONTROL RELAY |  | 0 | 0 | 0 | 0 | 0 | 0 | 0 | 0 | 0 | 0 | 0 | 0 | 0 | 0 | 0 | 0 | 0 | 0 | 0 | 0 | 0 | 0
| 50200410 | 24V 11PIN 3PDT CONTROL RELAY |  | 0 | 0 | 0 | 0 | 0 | 0 | 0 | 0 | 0 | 0 | 0 | 0 | 0 | 0 | 0 | 0 | 0 | 0 | 0 | 0 | 0 | 0
| 50200411 | 240V 11PIN 3PDT CONTROL RELAY |  | 0 | 0 | 0 | 0 | 0 | 0 | 0 | 0 | 0 | 0 | 0 | 0 | 0 | 0 | 0 | 0 | 0 | 0 | 0 | 0 | 0 | 0
| 50200413 | 1.5-5HP 230V START RELAY 4"MTR |  | 0 | 0 | 0 | 0 | 0 | 0 | 0 | 0 | 0 | 0 | 0 | 0 | 0 | 0 | 0 | 0 | 0 | 0 | 0 | 0 | 0 | 0
| 50200414 | 5-7.5HP 230V START RELAY 6"MTR |  | 0 | 0 | 0 | 0 | 0 | 0 | 0 | 0 | 0 | 0 | 0 | 0 | 0 | 0 | 0 | 0 | 0 | 0 | 0 | 0 | 0 | 0
| 50200421 | 240V 11PIN TIME DELAY RELAY |  | 0 | 0 | 0 | 0 | 0 | 0 | 0 | 0 | 0 | 0 | 0 | 0 | 0 | 0 | 0 | 0 | 0 | 0 | 0 | 0 | 0 | 0
| 50200429 | 480V 3PH DPDT TUBPHASE MONITOR |  | 0 | 0 | 0 | 0 | 0 | 0 | 0 | 0 | 0 | 0 | 0 | 0 | 0 | 0 | 0 | 0 | 0 | 0 | 0 | 0 | 0 | 0
| 50200440 | 2" METAL SHORT LEFT BEND |  | 0 | 0 | 0 | 0 | 0 | 0 | 0 | 0 | 0 | 0 | 0 | 0 | 0 | 0 | 0 | 0 | 0 | 0 | 0 | 0 | 0 | 0
| 50200441 | 2" PVC SHORT LEFT BEND |  | 0 | 0 | 0 | 0 | 0 | 0 | 0 | 0 | 0 | 0 | 0 | 0 | 0 | 0 | 0 | 0 | 0 | 0 | 0 | 0 | 0 | 0
| 50200460 | 2x2x4 HANDYBOX |  | 0 | 0 | 0 | 0 | 0 | 0 | 0 | 0 | 0 | 0 | 0 | 0 | 0 | 0 | 0 | 0 | 0 | 0 | 0 | 0 | 0 | 0
| 50200464 | 2x4 RT BELLBOX SPLICE CAN |  | 0 | 0 | 0 | 0 | 0 | 0 | 0 | 0 | 0 | 0 | 0 | 0 | 0 | 0 | 0 | 0 | 0 | 0 | 0 | 0 | 0 | 0
| 50200471 | 2x4 SWITCH COVER |  | 0 | 0 | 0 | 0 | 0 | 0 | 0 | 0 | 0 | 0 | 0 | 0 | 0 | 0 | 0 | 0 | 0 | 0 | 0 | 0 | 0 | 0
| 50200473 | 2x4 STEEL HANDYBOX CVR, ANY |  | 0 | 0 | 0 | 0 | 0 | 0 | 0 | 0 | 0 | 0 | 0 | 0 | 0 | 0 | 0 | 0 | 0 | 0 | 0 | 0 | 0 | 0
| 50200520 | SIZE 2 STARTER |  | 0 | 0 | 0 | 0 | 0 | 0 | 0 | 0 | 0 | 0 | 0 | 0 | 0 | 0 | 0 | 0 | 0 | 0 | 0 | 0 | 0 | 0
| 50200530 | 2" CONDUIT STRAP |  | 0 | 0 | 0 | 0 | 0 | 0 | 0 | 0 | 0 | 0 | 0 | 0 | 0 | 0 | 0 | 0 | 0 | 0 | 0 | 0 | 0 | 0
| 50200531 | 2" EMT CONDUIT STRAP |  | 0 | 0 | 0 | 0 | 0 | 0 | 0 | 0 | 0 | 0 | 0 | 0 | 0 | 0 | 0 | 0 | 0 | 0 | 0 | 0 | 0 | 0
| 50200551 | N/O - N/C FLOW SWITCH |  | 0 | 0 | 0 | 0 | 0 | 0 | 0 | 0 | 0 | 0 | 0 | 0 | 0 | 0 | 0 | 0 | 0 | 0 | 0 | 0 | 0 | 0
| 50200620 | 240V 1PH TRANSFORMER |  | 0 | 0 | 0 | 0 | 0 | 0 | 0 | 0 | 0 | 0 | 0 | 0 | 0 | 0 | 0 | 0 | 0 | 0 | 0 | 0 | 0 | 0
| 50200630 | 4/0-2/0-2/0 USE-XHHW ALUM WIRE |  | 0 | 0 | 0 | 0 | 0 | 0 | 0 | 0 | 0 | 0 | 0 | 0 | 0 | 0 | 0 | 0 | 0 | 0 | 0 | 0 | 0 | 0
| 50200631 | #2 USE, XHHW ALUMINUM WIRE |  | 0 | 0 | 0 | 0 | 0 | 0 | 0 | 0 | 0 | 0 | 0 | 0 | 0 | 0 | 0 | 0 | 0 | 0 | 0 | 0 | 0 | 0
| 50200632 | #2 BARE COPPER GRD WIRE |  | 0 | 0 | 0 | 0 | 0 | 0 | 0 | 0 | 0 | 0 | 0 | 0 | 0 | 0 | 0 | 0 | 0 | 0 | 0 | 0 | 0 | 0
| 50200634 | #2 THHN COPPER WIRE |  | 0 | 0 | 0 | 0 | 0 | 0 | 0 | 0 | 0 | 0 | 0 | 0 | 0 | 0 | 0 | 0 | 0 | 0 | 0 | 0 | 0 | 0
| 50200635 | #2-4 FLAT JACKET SUBCABLE |  | 0 | 0 | 0 | 0 | 0 | 0 | 0 | 0 | 0 | 0 | 0 | 0 | 0 | 0 | 0 | 0 | 0 | 0 | 0 | 0 | 0 | 0
| 50200639 | #2 8GA 4 HEATSHRINK SPLICEKIT |  | 0 | 0 | 0 | 0 | 0 | 0 | 0 | 0 | 0 | 0 | 0 | 0 | 0 | 0 | 0 | 0 | 0 | 0 | 0 | 0 | 0 | 0
| 50201020 | ALARM HORN |  | 0 | 0 | 0 | 0 | 0 | 0 | 0 | 0 | 0 | 0 | 0 | 0 | 0 | 0 | 0 | 0 | 0 | 0 | 0 | 0 | 0 | 0
| 50201063 | #2 GROUND LUGS |  | 0 | 0 | 0 | 0 | 0 | 0 | 0 | 0 | 0 | 0 | 0 | 0 | 0 | 0 | 0 | 0 | 0 | 0 | 0 | 0 | 0 | 0
| 50201120 | ALARM, WP HORN BOX |  | 0 | 0 | 0 | 0 | 0 | 0 | 0 | 0 | 0 | 0 | 0 | 0 | 0 | 0 | 0 | 0 | 0 | 0 | 0 | 0 | 0 | 0
| 50201266 | 2" HUB COVER CLOSING PLATE |  | 0 | 0 | 0 | 0 | 0 | 0 | 0 | 0 | 0 | 0 | 0 | 0 | 0 | 0 | 0 | 0 | 0 | 0 | 0 | 0 | 0 | 0
| 50201384 | 200A SEIMENS NEUTRAL KIT PANEL |  | 0 | 0 | 0 | 0 | 0 | 0 | 0 | 0 | 0 | 0 | 0 | 0 | 0 | 0 | 0 | 0 | 0 | 0 | 0 | 0 | 0 | 0
| 50201471 | TOGGLE SWITCH LOCK COVER |  | 0 | 0 | 0 | 0 | 0 | 0 | 0 | 0 | 0 | 0 | 0 | 0 | 0 | 0 | 0 | 0 | 0 | 0 | 0 | 0 | 0 | 0
| 50201520 | SIZE 2 CONTACT KIT |  | 0 | 0 | 0 | 0 | 0 | 0 | 0 | 0 | 0 | 0 | 0 | 0 | 0 | 0 | 0 | 0 | 0 | 0 | 0 | 0 | 0 | 0
| 50201551 | HEAVY DUTY FLOW SWITCH |  | 0 | 0 | 0 | 0 | 0 | 0 | 0 | 0 | 0 | 0 | 0 | 0 | 0 | 0 | 0 | 0 | 0 | 0 | 0 | 0 | 0 | 0
| 50201633 | #2/0 THHN COPPER WIRE |  | 0 | 0 | 0 | 0 | 0 | 0 | 0 | 0 | 0 | 0 | 0 | 0 | 0 | 0 | 0 | 0 | 0 | 0 | 0 | 0 | 0 | 0
| 50202551 | SEALED FLOW SWITCH |  | 0 | 0 | 0 | 0 | 0 | 0 | 0 | 0 | 0 | 0 | 0 | 0 | 0 | 0 | 0 | 0 | 0 | 0 | 0 | 0 | 0 | 0
| 50203382 | 200AMP 3PH MTS TRNSFR SWITCH |  | 0 | 0 | 0 | 0 | 0 | 0 | 0 | 0 | 0 | 0 | 0 | 0 | 0 | 0 | 0 | 0 | 0 | 0 | 0 | 0 | 0 | 0
| 50204135 | #14-#2 4-HOLE SPLICE BLOCK |  | 0 | 0 | 0 | 0 | 0 | 0 | 0 | 0 | 0 | 0 | 0 | 0 | 0 | 0 | 0 | 0 | 0 | 0 | 0 | 0 | 0 | 0
| 50212061 | 2-1/2" INSULATED GRD BUSHING |  | 0 | 0 | 0 | 0 | 0 | 0 | 0 | 0 | 0 | 0 | 0 | 0 | 0 | 0 | 0 | 0 | 0 | 0 | 0 | 0 | 0 | 0
| 50212062 | 2-1/2" INS PLASTIC BUSHING |  | 0 | 0 | 0 | 0 | 0 | 0 | 0 | 0 | 0 | 0 | 0 | 0 | 0 | 0 | 0 | 0 | 0 | 0 | 0 | 0 | 0 | 0
| 50212070 | 2-1/2" PVC CONDUIT COUPLING |  | 0 | 0 | 0 | 0 | 0 | 0 | 0 | 0 | 0 | 0 | 0 | 0 | 0 | 0 | 0 | 0 | 0 | 0 | 0 | 0 | 0 | 0
| 50212091 | 2-1/2" UNI STRUT STRAP |  | 0 | 0 | 0 | 0 | 0 | 0 | 0 | 0 | 0 | 0 | 0 | 0 | 0 | 0 | 0 | 0 | 0 | 0 | 0 | 0 | 0 | 0
| 50212092 | 2-1/2" EMT 90 ELBOW |  | 0 | 0 | 0 | 0 | 0 | 0 | 0 | 0 | 0 | 0 | 0 | 0 | 0 | 0 | 0 | 0 | 0 | 0 | 0 | 0 | 0 | 0
| 50212095 | 2-1/2" PVC 90 SWP/PULLING ELBO |  | 0 | 0 | 0 | 0 | 0 | 0 | 0 | 0 | 0 | 0 | 0 | 0 | 0 | 0 | 0 | 0 | 0 | 0 | 0 | 0 | 0 | 0
| 50212110 | 2-1/2" RUNNING THREAD CONDUIT |  | 0 | 0 | 0 | 0 | 0 | 0 | 0 | 0 | 0 | 0 | 0 | 0 | 0 | 0 | 0 | 0 | 0 | 0 | 0 | 0 | 0 | 0
| 50212111 | 2-1/2" EMT CONDUIT |  | 0 | 0 | 0 | 0 | 0 | 0 | 0 | 0 | 0 | 0 | 0 | 0 | 0 | 0 | 0 | 0 | 0 | 0 | 0 | 0 | 0 | 0
| 50212114 | 2-1/2" PVC SCHEDULE 40 CONDUIT |  | 0 | 0 | 0 | 0 | 0 | 0 | 0 | 0 | 0 | 0 | 0 | 0 | 0 | 0 | 0 | 0 | 0 | 0 | 0 | 0 | 0 | 0
| 50212125 | 2-1/2" PVC BELL END CONDUIT |  | 0 | 0 | 0 | 0 | 0 | 0 | 0 | 0 | 0 | 0 | 0 | 0 | 0 | 0 | 0 | 0 | 0 | 0 | 0 | 0 | 0 | 0
| 50212132 | 2-1/2" LT or FLEX CONNECTOR |  | 0 | 0 | 0 | 0 | 0 | 0 | 0 | 0 | 0 | 0 | 0 | 0 | 0 | 0 | 0 | 0 | 0 | 0 | 0 | 0 | 0 | 0
| 50212137 | 2-1/2" MALE/FEM PVC TERM ADPTR |  | 0 | 0 | 0 | 0 | 0 | 0 | 0 | 0 | 0 | 0 | 0 | 0 | 0 | 0 | 0 | 0 | 0 | 0 | 0 | 0 | 0 | 0
| 50212145 | 2-1/2" PVC 45 ELBOW |  | 0 | 0 | 0 | 0 | 0 | 0 | 0 | 0 | 0 | 0 | 0 | 0 | 0 | 0 | 0 | 0 | 0 | 0 | 0 | 0 | 0 | 0
| 50212340 | 2-1/2" LOCKNUT |  | 0 | 0 | 0 | 0 | 0 | 0 | 0 | 0 | 0 | 0 | 0 | 0 | 0 | 0 | 0 | 0 | 0 | 0 | 0 | 0 | 0 | 0
| 50212341 | 2-1/2" BONDING LOCKNUT |  | 0 | 0 | 0 | 0 | 0 | 0 | 0 | 0 | 0 | 0 | 0 | 0 | 0 | 0 | 0 | 0 | 0 | 0 | 0 | 0 | 0 | 0
| 50212360 | 2-1/2" OFFSET NIPPLE |  | 0 | 0 | 0 | 0 | 0 | 0 | 0 | 0 | 0 | 0 | 0 | 0 | 0 | 0 | 0 | 0 | 0 | 0 | 0 | 0 | 0 | 0
| 50212400 | 2-1/2" SNAP & SEAL PLUG |  | 0 | 0 | 0 | 0 | 0 | 0 | 0 | 0 | 0 | 0 | 0 | 0 | 0 | 0 | 0 | 0 | 0 | 0 | 0 | 0 | 0 | 0
| 50212440 | 2-1/2" METAL SHORT LEFT BEND |  | 0 | 0 | 0 | 0 | 0 | 0 | 0 | 0 | 0 | 0 | 0 | 0 | 0 | 0 | 0 | 0 | 0 | 0 | 0 | 0 | 0 | 0
| 50212441 | 2-1/2" PVC SHORT LEFT BEND |  | 0 | 0 | 0 | 0 | 0 | 0 | 0 | 0 | 0 | 0 | 0 | 0 | 0 | 0 | 0 | 0 | 0 | 0 | 0 | 0 | 0 | 0
| 50212520 | SIZE 2-1/2 STARTER |  | 0 | 0 | 0 | 0 | 0 | 0 | 0 | 0 | 0 | 0 | 0 | 0 | 0 | 0 | 0 | 0 | 0 | 0 | 0 | 0 | 0 | 0
| 50212530 | 2-1/2" CONDUIT STRAP |  | 0 | 0 | 0 | 0 | 0 | 0 | 0 | 0 | 0 | 0 | 0 | 0 | 0 | 0 | 0 | 0 | 0 | 0 | 0 | 0 | 0 | 0
| 50212531 | 2-1/2" EMT CONDUIT STRAP |  | 0 | 0 | 0 | 0 | 0 | 0 | 0 | 0 | 0 | 0 | 0 | 0 | 0 | 0 | 0 | 0 | 0 | 0 | 0 | 0 | 0 | 0
| 50216072 | 216-259MFD 220V START CAP |  | 0 | 0 | 0 | 0 | 0 | 0 | 0 | 0 | 0 | 0 | 0 | 0 | 0 | 0 | 0 | 0 | 0 | 0 | 0 | 0 | 0 | 0
| 50220222 | 250V 20 AMP FUSE |  | 0 | 0 | 0 | 0 | 0 | 0 | 0 | 0 | 0 | 0 | 0 | 0 | 0 | 0 | 0 | 0 | 0 | 0 | 0 | 0 | 0 | 0
| 50230065 | 108-130MFD 220V START CAP |  | 0 | 0 | 0 | 0 | 0 | 0 | 0 | 0 | 0 | 0 | 0 | 0 | 0 | 0 | 0 | 0 | 0 | 0 | 0 | 0 | 0 | 0
| 50230071 | 130-156MFD 220V START CAP |  | 0 | 0 | 0 | 0 | 0 | 0 | 0 | 0 | 0 | 0 | 0 | 0 | 0 | 0 | 0 | 0 | 0 | 0 | 0 | 0 | 0 | 0
| 50245071 | 145-174MFD 220V START CAP |  | 0 | 0 | 0 | 0 | 0 | 0 | 0 | 0 | 0 | 0 | 0 | 0 | 0 | 0 | 0 | 0 | 0 | 0 | 0 | 0 | 0 | 0
| 50260222 | 600V 20 AMP FUSE |  | 0 | 0 | 0 | 0 | 0 | 0 | 0 | 0 | 0 | 0 | 0 | 0 | 0 | 0 | 0 | 0 | 0 | 0 | 0 | 0 | 0 | 0
| 50280072 | 280-324MFD 220V START CAP |  | 0 | 0 | 0 | 0 | 0 | 0 | 0 | 0 | 0 | 0 | 0 | 0 | 0 | 0 | 0 | 0 | 0 | 0 | 0 | 0 | 0 | 0
| 50300041 | 15 AMP 3POLE BREAKER |  | 0 | 0 | 0 | 0 | 0 | 0 | 0 | 0 | 0 | 0 | 0 | 0 | 0 | 0 | 0 | 0 | 0 | 0 | 0 | 0 | 0 | 0
| 50300042 | 20 AMP 3POLE BREAKER |  | 0 | 0 | 0 | 0 | 0 | 0 | 0 | 0 | 0 | 0 | 0 | 0 | 0 | 0 | 0 | 0 | 0 | 0 | 0 | 0 | 0 | 0
| 50300044 | 30 AMP 3POLE BREAKER |  | 0 | 0 | 0 | 0 | 0 | 0 | 0 | 0 | 0 | 0 | 0 | 0 | 0 | 0 | 0 | 0 | 0 | 0 | 0 | 0 | 0 | 0
| 50300045 | 40 AMP 3POLE BREAKER |  | 0 | 0 | 0 | 0 | 0 | 0 | 0 | 0 | 0 | 0 | 0 | 0 | 0 | 0 | 0 | 0 | 0 | 0 | 0 | 0 | 0 | 0
| 50300046 | 50 AMP 3POLE BREAKER |  | 0 | 0 | 0 | 0 | 0 | 0 | 0 | 0 | 0 | 0 | 0 | 0 | 0 | 0 | 0 | 0 | 0 | 0 | 0 | 0 | 0 | 0
| 50300047 | 60 AMP 3POLE BREAKER |  | 0 | 0 | 0 | 0 | 0 | 0 | 0 | 0 | 0 | 0 | 0 | 0 | 0 | 0 | 0 | 0 | 0 | 0 | 0 | 0 | 0 | 0
| 50300049 | 100 AMP 3POLE BREAKER |  | 0 | 0 | 0 | 0 | 0 | 0 | 0 | 0 | 0 | 0 | 0 | 0 | 0 | 0 | 0 | 0 | 0 | 0 | 0 | 0 | 0 | 0
| 50300061 | 3" INSULATED GRD BUSHING |  | 0 | 0 | 0 | 0 | 0 | 0 | 0 | 0 | 0 | 0 | 0 | 0 | 0 | 0 | 0 | 0 | 0 | 0 | 0 | 0 | 0 | 0
| 50300062 | 3" INS PLASTIC BUSHING |  | 0 | 0 | 0 | 0 | 0 | 0 | 0 | 0 | 0 | 0 | 0 | 0 | 0 | 0 | 0 | 0 | 0 | 0 | 0 | 0 | 0 | 0
| 50300070 | 3" PVC CONDUIT COUPLING |  | 0 | 0 | 0 | 0 | 0 | 0 | 0 | 0 | 0 | 0 | 0 | 0 | 0 | 0 | 0 | 0 | 0 | 0 | 0 | 0 | 0 | 0
| 50300091 | 3" UNI STRUT STRAP |  | 0 | 0 | 0 | 0 | 0 | 0 | 0 | 0 | 0 | 0 | 0 | 0 | 0 | 0 | 0 | 0 | 0 | 0 | 0 | 0 | 0 | 0
| 50300095 | 3" PVC 90 SWP/PULLING ELBOW |  | 0 | 0 | 0 | 0 | 0 | 0 | 0 | 0 | 0 | 0 | 0 | 0 | 0 | 0 | 0 | 0 | 0 | 0 | 0 | 0 | 0 | 0
| 50300110 | 3" RUNNING THREAD CONDUIT |  | 0 | 0 | 0 | 0 | 0 | 0 | 0 | 0 | 0 | 0 | 0 | 0 | 0 | 0 | 0 | 0 | 0 | 0 | 0 | 0 | 0 | 0
| 50300114 | 3" PVC SCHEDULE 40 CONDUIT |  | 0 | 0 | 0 | 0 | 0 | 0 | 0 | 0 | 0 | 0 | 0 | 0 | 0 | 0 | 0 | 0 | 0 | 0 | 0 | 0 | 0 | 0
| 50300125 | 3" PVC BELL END CONDUIT |  | 0 | 0 | 0 | 0 | 0 | 0 | 0 | 0 | 0 | 0 | 0 | 0 | 0 | 0 | 0 | 0 | 0 | 0 | 0 | 0 | 0 | 0
| 50300137 | 3" MALE/FEM PVC TERM ADPTR |  | 0 | 0 | 0 | 0 | 0 | 0 | 0 | 0 | 0 | 0 | 0 | 0 | 0 | 0 | 0 | 0 | 0 | 0 | 0 | 0 | 0 | 0
| 50300142 | 30AMP 2POLE CONTACTOR |  | 0 | 0 | 0 | 0 | 0 | 0 | 0 | 0 | 0 | 0 | 0 | 0 | 0 | 0 | 0 | 0 | 0 | 0 | 0 | 0 | 0 | 0
| 50300143 | 30AMP 3POLE CONTACTOR |  | 0 | 0 | 0 | 0 | 0 | 0 | 0 | 0 | 0 | 0 | 0 | 0 | 0 | 0 | 0 | 0 | 0 | 0 | 0 | 0 | 0 | 0
| 50300145 | 3" PVC 45 ELBOW |  | 0 | 0 | 0 | 0 | 0 | 0 | 0 | 0 | 0 | 0 | 0 | 0 | 0 | 0 | 0 | 0 | 0 | 0 | 0 | 0 | 0 | 0
| 50300200 | 3E3A ELECTRODE HOLDER |  | 0 | 0 | 0 | 0 | 0 | 0 | 0 | 0 | 0 | 0 | 0 | 0 | 0 | 0 | 0 | 0 | 0 | 0 | 0 | 0 | 0 | 0
| 50300340 | 3" LOCKNUT |  | 0 | 0 | 0 | 0 | 0 | 0 | 0 | 0 | 0 | 0 | 0 | 0 | 0 | 0 | 0 | 0 | 0 | 0 | 0 | 0 | 0 | 0
| 50300390 | 3PH SIZE 3 PUMP PANEL |  | 0 | 0 | 0 | 0 | 0 | 0 | 0 | 0 | 0 | 0 | 0 | 0 | 0 | 0 | 0 | 0 | 0 | 0 | 0 | 0 | 0 | 0
| 50300520 | SIZE 3 STARTER |  | 0 | 0 | 0 | 0 | 0 | 0 | 0 | 0 | 0 | 0 | 0 | 0 | 0 | 0 | 0 | 0 | 0 | 0 | 0 | 0 | 0 | 0
| 50300530 | 3" CONDUIT STRAP |  | 0 | 0 | 0 | 0 | 0 | 0 | 0 | 0 | 0 | 0 | 0 | 0 | 0 | 0 | 0 | 0 | 0 | 0 | 0 | 0 | 0 | 0
| 50300633 | #3 THHN COPPER WIRE |  | 0 | 0 | 0 | 0 | 0 | 0 | 0 | 0 | 0 | 0 | 0 | 0 | 0 | 0 | 0 | 0 | 0 | 0 | 0 | 0 | 0 | 0
| 50301520 | SIZE 3 CONTACT KIT |  | 0 | 0 | 0 | 0 | 0 | 0 | 0 | 0 | 0 | 0 | 0 | 0 | 0 | 0 | 0 | 0 | 0 | 0 | 0 | 0 | 0 | 0
| 50301633 | #3/0 THHN COPPER WIRE |  | 0 | 0 | 0 | 0 | 0 | 0 | 0 | 0 | 0 | 0 | 0 | 0 | 0 | 0 | 0 | 0 | 0 | 0 | 0 | 0 | 0 | 0
| 50316072 | 216-259MFD 330V START CAP |  | 0 | 0 | 0 | 0 | 0 | 0 | 0 | 0 | 0 | 0 | 0 | 0 | 0 | 0 | 0 | 0 | 0 | 0 | 0 | 0 | 0 | 0
| 50316073 | 270-324MFD 330V START CAP |  | 0 | 0 | 0 | 0 | 0 | 0 | 0 | 0 | 0 | 0 | 0 | 0 | 0 | 0 | 0 | 0 | 0 | 0 | 0 | 0 | 0 | 0
| 50320170 | 30AMP 1 PH CHEAP P/O DISCONNEC |  | 0 | 0 | 0 | 0 | 0 | 0 | 0 | 0 | 0 | 0 | 0 | 0 | 0 | 0 | 0 | 0 | 0 | 0 | 0 | 0 | 0 | 0
| 50320222 | 250V 30 AMP FUSE |  | 0 | 0 | 0 | 0 | 0 | 0 | 0 | 0 | 0 | 0 | 0 | 0 | 0 | 0 | 0 | 0 | 0 | 0 | 0 | 0 | 0 | 0
| 50330065 | 108-130MFD 330V START CAP |  | 0 | 0 | 0 | 0 | 0 | 0 | 0 | 0 | 0 | 0 | 0 | 0 | 0 | 0 | 0 | 0 | 0 | 0 | 0 | 0 | 0 | 0
| 50330071 | 130-156MFD 330V START CAP |  | 0 | 0 | 0 | 0 | 0 | 0 | 0 | 0 | 0 | 0 | 0 | 0 | 0 | 0 | 0 | 0 | 0 | 0 | 0 | 0 | 0 | 0
| 50330072 | 350-420MFD 330V START CAP |  | 0 | 0 | 0 | 0 | 0 | 0 | 0 | 0 | 0 | 0 | 0 | 0 | 0 | 0 | 0 | 0 | 0 | 0 | 0 | 0 | 0 | 0
| 50330073 | 622-849MFD 330V START CAP |  | 0 | 0 | 0 | 0 | 0 | 0 | 0 | 0 | 0 | 0 | 0 | 0 | 0 | 0 | 0 | 0 | 0 | 0 | 0 | 0 | 0 | 0
| 50345071 | 145-174MFD 330V START CAP |  | 0 | 0 | 0 | 0 | 0 | 0 | 0 | 0 | 0 | 0 | 0 | 0 | 0 | 0 | 0 | 0 | 0 | 0 | 0 | 0 | 0 | 0
| 50360170 | 30AMP 600V 3 PH w/FS DISCONNEC |  | 0 | 0 | 0 | 0 | 0 | 0 | 0 | 0 | 0 | 0 | 0 | 0 | 0 | 0 | 0 | 0 | 0 | 0 | 0 | 0 | 0 | 0
| 50360222 | 600V 30 AMP FUSE |  | 0 | 0 | 0 | 0 | 0 | 0 | 0 | 0 | 0 | 0 | 0 | 0 | 0 | 0 | 0 | 0 | 0 | 0 | 0 | 0 | 0 | 0
| 50400035 | 480V ALTERNATOR COIL |  | 0 | 0 | 0 | 0 | 0 | 0 | 0 | 0 | 0 | 0 | 0 | 0 | 0 | 0 | 0 | 0 | 0 | 0 | 0 | 0 | 0 | 0
| 50400038 | 460V FURNAS STARTER COIL |  | 0 | 0 | 0 | 0 | 0 | 0 | 0 | 0 | 0 | 0 | 0 | 0 | 0 | 0 | 0 | 0 | 0 | 0 | 0 | 0 | 0 | 0
| 50400062 | 4" INS PLASTIC BUSHING |  | 0 | 0 | 0 | 0 | 0 | 0 | 0 | 0 | 0 | 0 | 0 | 0 | 0 | 0 | 0 | 0 | 0 | 0 | 0 | 0 | 0 | 0
| 50400063 | #4 GROUND LUGS |  | 0 | 0 | 0 | 0 | 0 | 0 | 0 | 0 | 0 | 0 | 0 | 0 | 0 | 0 | 0 | 0 | 0 | 0 | 0 | 0 | 0 | 0
| 50400070 | 4" PVC CONDUIT COUPLING |  | 0 | 0 | 0 | 0 | 0 | 0 | 0 | 0 | 0 | 0 | 0 | 0 | 0 | 0 | 0 | 0 | 0 | 0 | 0 | 0 | 0 | 0
| 50400090 | 2 1/2 - 4 GROUND CLAMP |  | 0 | 0 | 0 | 0 | 0 | 0 | 0 | 0 | 0 | 0 | 0 | 0 | 0 | 0 | 0 | 0 | 0 | 0 | 0 | 0 | 0 | 0
| 50400091 | 4" UNI STRUT STRAP |  | 0 | 0 | 0 | 0 | 0 | 0 | 0 | 0 | 0 | 0 | 0 | 0 | 0 | 0 | 0 | 0 | 0 | 0 | 0 | 0 | 0 | 0
| 50400114 | 4" PVC SCHEDULE 40 CONDUIT |  | 0 | 0 | 0 | 0 | 0 | 0 | 0 | 0 | 0 | 0 | 0 | 0 | 0 | 0 | 0 | 0 | 0 | 0 | 0 | 0 | 0 | 0
| 50400135 | #10 TO #4 SPLIT BOLT CONNECTOR |  | 0 | 0 | 0 | 0 | 0 | 0 | 0 | 0 | 0 | 0 | 0 | 0 | 0 | 0 | 0 | 0 | 0 | 0 | 0 | 0 | 0 | 0
| 50400137 | 4" MALE/FEM PVC TERM ADPTR |  | 0 | 0 | 0 | 0 | 0 | 0 | 0 | 0 | 0 | 0 | 0 | 0 | 0 | 0 | 0 | 0 | 0 | 0 | 0 | 0 | 0 | 0
| 50400142 | 40AMP 2 POLE CONTACTOR |  | 0 | 0 | 0 | 0 | 0 | 0 | 0 | 0 | 0 | 0 | 0 | 0 | 0 | 0 | 0 | 0 | 0 | 0 | 0 | 0 | 0 | 0
| 50400143 | 40AMP 3 POLE CONTACTOR |  | 0 | 0 | 0 | 0 | 0 | 0 | 0 | 0 | 0 | 0 | 0 | 0 | 0 | 0 | 0 | 0 | 0 | 0 | 0 | 0 | 0 | 0
| 50400200 | 3E4A ELECTRODE HOLDER |  | 0 | 0 | 0 | 0 | 0 | 0 | 0 | 0 | 0 | 0 | 0 | 0 | 0 | 0 | 0 | 0 | 0 | 0 | 0 | 0 | 0 | 0
| 50400250 | 4 X 4 GUTTER END |  | 0 | 0 | 0 | 0 | 0 | 0 | 0 | 0 | 0 | 0 | 0 | 0 | 0 | 0 | 0 | 0 | 0 | 0 | 0 | 0 | 0 | 0
| 50400251 | 4 X 4 X 24 GUTTER |  | 0 | 0 | 0 | 0 | 0 | 0 | 0 | 0 | 0 | 0 | 0 | 0 | 0 | 0 | 0 | 0 | 0 | 0 | 0 | 0 | 0 | 0
| 50400252 | 4 X 4 X 36 GUTTER |  | 0 | 0 | 0 | 0 | 0 | 0 | 0 | 0 | 0 | 0 | 0 | 0 | 0 | 0 | 0 | 0 | 0 | 0 | 0 | 0 | 0 | 0
| 50400253 | 4 X 4 X 48 GUTTER |  | 0 | 0 | 0 | 0 | 0 | 0 | 0 | 0 | 0 | 0 | 0 | 0 | 0 | 0 | 0 | 0 | 0 | 0 | 0 | 0 | 0 | 0
| 50400254 | 4" GUTTER COUPLING |  | 0 | 0 | 0 | 0 | 0 | 0 | 0 | 0 | 0 | 0 | 0 | 0 | 0 | 0 | 0 | 0 | 0 | 0 | 0 | 0 | 0 | 0
| 50400255 | 4 X 4 90 GUTTER ELBOW |  | 0 | 0 | 0 | 0 | 0 | 0 | 0 | 0 | 0 | 0 | 0 | 0 | 0 | 0 | 0 | 0 | 0 | 0 | 0 | 0 | 0 | 0
| 50400330 | 460V LIQUID LEVEL CONTROLLER |  | 0 | 0 | 0 | 0 | 0 | 0 | 0 | 0 | 0 | 0 | 0 | 0 | 0 | 0 | 0 | 0 | 0 | 0 | 0 | 0 | 0 | 0
| 50400340 | 4" LOCKNUT |  | 0 | 0 | 0 | 0 | 0 | 0 | 0 | 0 | 0 | 0 | 0 | 0 | 0 | 0 | 0 | 0 | 0 | 0 | 0 | 0 | 0 | 0
| 50400441 | 4" PVC SHORT LEFT BEND |  | 0 | 0 | 0 | 0 | 0 | 0 | 0 | 0 | 0 | 0 | 0 | 0 | 0 | 0 | 0 | 0 | 0 | 0 | 0 | 0 | 0 | 0
| 50400460 | 4x4x4 W/DX HANDYBOX |  | 0 | 0 | 0 | 0 | 0 | 0 | 0 | 0 | 0 | 0 | 0 | 0 | 0 | 0 | 0 | 0 | 0 | 0 | 0 | 0 | 0 | 0
| 50400461 | 4x4x2 SQUARE HANDYBOX |  | 0 | 0 | 0 | 0 | 0 | 0 | 0 | 0 | 0 | 0 | 0 | 0 | 0 | 0 | 0 | 0 | 0 | 0 | 0 | 0 | 0 | 0
| 50400462 | 4x4x2 OCTAGON HANDYBOX |  | 0 | 0 | 0 | 0 | 0 | 0 | 0 | 0 | 0 | 0 | 0 | 0 | 0 | 0 | 0 | 0 | 0 | 0 | 0 | 0 | 0 | 0
| 50400473 | 4x4 STEEL HANDYBOX CVR, ANY |  | 0 | 0 | 0 | 0 | 0 | 0 | 0 | 0 | 0 | 0 | 0 | 0 | 0 | 0 | 0 | 0 | 0 | 0 | 0 | 0 | 0 | 0
| 50400530 | 4" CONDUIT STRAP |  | 0 | 0 | 0 | 0 | 0 | 0 | 0 | 0 | 0 | 0 | 0 | 0 | 0 | 0 | 0 | 0 | 0 | 0 | 0 | 0 | 0 | 0
| 50400620 | 7.5kw TRANSFORMER |  | 0 | 0 | 0 | 0 | 0 | 0 | 0 | 0 | 0 | 0 | 0 | 0 | 0 | 0 | 0 | 0 | 0 | 0 | 0 | 0 | 0 | 0
| 50400630 | 4/0-4/0-2/0 USE-XHHW ALUM WIRE |  | 0 | 0 | 0 | 0 | 0 | 0 | 0 | 0 | 0 | 0 | 0 | 0 | 0 | 0 | 0 | 0 | 0 | 0 | 0 | 0 | 0 | 0
| 50400631 | #4 USE, XHHW ALUMINUM WIRE |  | 0 | 0 | 0 | 0 | 0 | 0 | 0 | 0 | 0 | 0 | 0 | 0 | 0 | 0 | 0 | 0 | 0 | 0 | 0 | 0 | 0 | 0
| 50400632 | #4 BARE COPPER GRD WIRE |  | 0 | 0 | 0 | 0 | 0 | 0 | 0 | 0 | 0 | 0 | 0 | 0 | 0 | 0 | 0 | 0 | 0 | 0 | 0 | 0 | 0 | 0
| 50400633 | #4 USE COPPER WIRE |  | 0 | 0 | 0 | 0 | 0 | 0 | 0 | 0 | 0 | 0 | 0 | 0 | 0 | 0 | 0 | 0 | 0 | 0 | 0 | 0 | 0 | 0
| 50400634 | #4 THHN COPPER WIRE |  | 0 | 0 | 0 | 0 | 0 | 0 | 0 | 0 | 0 | 0 | 0 | 0 | 0 | 0 | 0 | 0 | 0 | 0 | 0 | 0 | 0 | 0
| 50400635 | #4- 4 FLAT JACKET SUBCABLE |  | 0 | 0 | 0 | 0 | 0 | 0 | 0 | 0 | 0 | 0 | 0 | 0 | 0 | 0 | 0 | 0 | 0 | 0 | 0 | 0 | 0 | 0
| 50400639 | #4 8GA 4 HEATSHRINK SPLICEKIT |  | 0 | 0 | 0 | 0 | 0 | 0 | 0 | 0 | 0 | 0 | 0 | 0 | 0 | 0 | 0 | 0 | 0 | 0 | 0 | 0 | 0 | 0
| 50401633 | #4/0 THHN COPPER WIRE |  | 0 | 0 | 0 | 0 | 0 | 0 | 0 | 0 | 0 | 0 | 0 | 0 | 0 | 0 | 0 | 0 | 0 | 0 | 0 | 0 | 0 | 0
| 50402063 | 2COND GROUND LUGS |  | 0 | 0 | 0 | 0 | 0 | 0 | 0 | 0 | 0 | 0 | 0 | 0 | 0 | 0 | 0 | 0 | 0 | 0 | 0 | 0 | 0 | 0
| 50403063 | 3COND GROUND LUGS |  | 0 | 0 | 0 | 0 | 0 | 0 | 0 | 0 | 0 | 0 | 0 | 0 | 0 | 0 | 0 | 0 | 0 | 0 | 0 | 0 | 0 | 0
| 50406135 | #6 LINE TAPE |  | 0 | 0 | 0 | 0 | 0 | 0 | 0 | 0 | 0 | 0 | 0 | 0 | 0 | 0 | 0 | 0 | 0 | 0 | 0 | 0 | 0 | 0
| 50420223 | 250V 40 AMP FUSE |  | 0 | 0 | 0 | 0 | 0 | 0 | 0 | 0 | 0 | 0 | 0 | 0 | 0 | 0 | 0 | 0 | 0 | 0 | 0 | 0 | 0 | 0
| 50460223 | 600V 40 AMP FUSE |  | 0 | 0 | 0 | 0 | 0 | 0 | 0 | 0 | 0 | 0 | 0 | 0 | 0 | 0 | 0 | 0 | 0 | 0 | 0 | 0 | 0 | 0
| 50500091 | 2 HOLE UNISTRUT 90 ELL BRACKET |  | 0 | 0 | 0 | 0 | 0 | 0 | 0 | 0 | 0 | 0 | 0 | 0 | 0 | 0 | 0 | 0 | 0 | 0 | 0 | 0 | 0 | 0
| 50500142 | 50AMP 2 POLE CONTACTOR |  | 0 | 0 | 0 | 0 | 0 | 0 | 0 | 0 | 0 | 0 | 0 | 0 | 0 | 0 | 0 | 0 | 0 | 0 | 0 | 0 | 0 | 0
| 50500143 | 50AMP 3 POLE CONTACTOR |  | 0 | 0 | 0 | 0 | 0 | 0 | 0 | 0 | 0 | 0 | 0 | 0 | 0 | 0 | 0 | 0 | 0 | 0 | 0 | 0 | 0 | 0
| 50500200 | 3E5A ELECTRODE PROBES |  | 0 | 0 | 0 | 0 | 0 | 0 | 0 | 0 | 0 | 0 | 0 | 0 | 0 | 0 | 0 | 0 | 0 | 0 | 0 | 0 | 0 | 0
| 50500461 | 5x5x2 INDOOR SPLICE CAN |  | 0 | 0 | 0 | 0 | 0 | 0 | 0 | 0 | 0 | 0 | 0 | 0 | 0 | 0 | 0 | 0 | 0 | 0 | 0 | 0 | 0 | 0
| 50500473 | 5x5 SPLICE CAN SVC CVR |  | 0 | 0 | 0 | 0 | 0 | 0 | 0 | 0 | 0 | 0 | 0 | 0 | 0 | 0 | 0 | 0 | 0 | 0 | 0 | 0 | 0 | 0
| 50500620 | 5 KVA TRANSFORMER |  | 0 | 0 | 0 | 0 | 0 | 0 | 0 | 0 | 0 | 0 | 0 | 0 | 0 | 0 | 0 | 0 | 0 | 0 | 0 | 0 | 0 | 0
| 50520220 | 250V 5 AMP FUSE |  | 0 | 0 | 0 | 0 | 0 | 0 | 0 | 0 | 0 | 0 | 0 | 0 | 0 | 0 | 0 | 0 | 0 | 0 | 0 | 0 | 0 | 0
| 50520224 | 250V 50 AMP FUSE |  | 0 | 0 | 0 | 0 | 0 | 0 | 0 | 0 | 0 | 0 | 0 | 0 | 0 | 0 | 0 | 0 | 0 | 0 | 0 | 0 | 0 | 0
| 50560220 | 600V 5 AMP FUSE |  | 0 | 0 | 0 | 0 | 0 | 0 | 0 | 0 | 0 | 0 | 0 | 0 | 0 | 0 | 0 | 0 | 0 | 0 | 0 | 0 | 0 | 0
| 50560224 | 600V 50 AMP FUSE |  | 0 | 0 | 0 | 0 | 0 | 0 | 0 | 0 | 0 | 0 | 0 | 0 | 0 | 0 | 0 | 0 | 0 | 0 | 0 | 0 | 0 | 0
| 50600063 | #6 GROUND LUGS |  | 0 | 0 | 0 | 0 | 0 | 0 | 0 | 0 | 0 | 0 | 0 | 0 | 0 | 0 | 0 | 0 | 0 | 0 | 0 | 0 | 0 | 0
| 50600091 | 6" UNI STRUT STRAP |  | 0 | 0 | 0 | 0 | 0 | 0 | 0 | 0 | 0 | 0 | 0 | 0 | 0 | 0 | 0 | 0 | 0 | 0 | 0 | 0 | 0 | 0
| 50600139 | #6 OR #8 CORD GRIP CONNECTOR |  | 0 | 0 | 0 | 0 | 0 | 0 | 0 | 0 | 0 | 0 | 0 | 0 | 0 | 0 | 0 | 0 | 0 | 0 | 0 | 0 | 0 | 0
| 50600142 | 60AMP 2 POLE CONTACTOR |  | 0 | 0 | 0 | 0 | 0 | 0 | 0 | 0 | 0 | 0 | 0 | 0 | 0 | 0 | 0 | 0 | 0 | 0 | 0 | 0 | 0 | 0
| 50600225 | 250V 60 AMP FUSE |  | 0 | 0 | 0 | 0 | 0 | 0 | 0 | 0 | 0 | 0 | 0 | 0 | 0 | 0 | 0 | 0 | 0 | 0 | 0 | 0 | 0 | 0
| 50600228 | PILOT FUSE KIT |  | 0 | 0 | 0 | 0 | 0 | 0 | 0 | 0 | 0 | 0 | 0 | 0 | 0 | 0 | 0 | 0 | 0 | 0 | 0 | 0 | 0 | 0
| 50600250 | 6 X 6 GUTTER END |  | 0 | 0 | 0 | 0 | 0 | 0 | 0 | 0 | 0 | 0 | 0 | 0 | 0 | 0 | 0 | 0 | 0 | 0 | 0 | 0 | 0 | 0
| 50600251 | 6 X 6 X 24 GUTTER |  | 0 | 0 | 0 | 0 | 0 | 0 | 0 | 0 | 0 | 0 | 0 | 0 | 0 | 0 | 0 | 0 | 0 | 0 | 0 | 0 | 0 | 0
| 50600252 | 6 X 6 X 36 GUTTER |  | 0 | 0 | 0 | 0 | 0 | 0 | 0 | 0 | 0 | 0 | 0 | 0 | 0 | 0 | 0 | 0 | 0 | 0 | 0 | 0 | 0 | 0
| 50600253 | 6 X 6 X 48 GUTTER |  | 0 | 0 | 0 | 0 | 0 | 0 | 0 | 0 | 0 | 0 | 0 | 0 | 0 | 0 | 0 | 0 | 0 | 0 | 0 | 0 | 0 | 0
| 50600254 | 6" GUTTER COUPLING |  | 0 | 0 | 0 | 0 | 0 | 0 | 0 | 0 | 0 | 0 | 0 | 0 | 0 | 0 | 0 | 0 | 0 | 0 | 0 | 0 | 0 | 0
| 50600255 | 6 X 6 90 GUTTER ELBOW |  | 0 | 0 | 0 | 0 | 0 | 0 | 0 | 0 | 0 | 0 | 0 | 0 | 0 | 0 | 0 | 0 | 0 | 0 | 0 | 0 | 0 | 0
| 50600461 | 6x6x4 INDOOR SPLICE CAN |  | 0 | 0 | 0 | 0 | 0 | 0 | 0 | 0 | 0 | 0 | 0 | 0 | 0 | 0 | 0 | 0 | 0 | 0 | 0 | 0 | 0 | 0
| 50600463 | 6x6x6 INDOOR SPLICE CAN |  | 0 | 0 | 0 | 0 | 0 | 0 | 0 | 0 | 0 | 0 | 0 | 0 | 0 | 0 | 0 | 0 | 0 | 0 | 0 | 0 | 0 | 0
| 50600464 | 6x6x4 RT SPLICE CAN |  | 0 | 0 | 0 | 0 | 0 | 0 | 0 | 0 | 0 | 0 | 0 | 0 | 0 | 0 | 0 | 0 | 0 | 0 | 0 | 0 | 0 | 0
| 50600465 | 6x6x6 RT SPLICE CAN |  | 0 | 0 | 0 | 0 | 0 | 0 | 0 | 0 | 0 | 0 | 0 | 0 | 0 | 0 | 0 | 0 | 0 | 0 | 0 | 0 | 0 | 0
| 50600473 | 2x4 HANDYBOX BUBBLE COVER |  | 0 | 0 | 0 | 0 | 0 | 0 | 0 | 0 | 0 | 0 | 0 | 0 | 0 | 0 | 0 | 0 | 0 | 0 | 0 | 0 | 0 | 0
| 50600631 | #6 USE, XHHW ALUMINUM WIRE |  | 0 | 0 | 0 | 0 | 0 | 0 | 0 | 0 | 0 | 0 | 0 | 0 | 0 | 0 | 0 | 0 | 0 | 0 | 0 | 0 | 0 | 0
| 50600632 | #6 BARE COPPER GRD WIRE |  | 0 | 0 | 0 | 0 | 0 | 0 | 0 | 0 | 0 | 0 | 0 | 0 | 0 | 0 | 0 | 0 | 0 | 0 | 0 | 0 | 0 | 0
| 50600633 | #6 THHN COPPER WIRE |  | 0 | 0 | 0 | 0 | 0 | 0 | 0 | 0 | 0 | 0 | 0 | 0 | 0 | 0 | 0 | 0 | 0 | 0 | 0 | 0 | 0 | 0
| 50600635 | #6-4 FLAT JACKET SUBCABLE |  | 0 | 0 | 0 | 0 | 0 | 0 | 0 | 0 | 0 | 0 | 0 | 0 | 0 | 0 | 0 | 0 | 0 | 0 | 0 | 0 | 0 | 0
| 50600637 | 6/3 UF TRAY CABLE WIRE |  | 0 | 0 | 0 | 0 | 0 | 0 | 0 | 0 | 0 | 0 | 0 | 0 | 0 | 0 | 0 | 0 | 0 | 0 | 0 | 0 | 0 | 0
| 50600639 | #6 8GA 4 HEATSHRINK SPLICEKIT |  | 0 | 0 | 0 | 0 | 0 | 0 | 0 | 0 | 0 | 0 | 0 | 0 | 0 | 0 | 0 | 0 | 0 | 0 | 0 | 0 | 0 | 0
| 50601228 | FUSE BLOCK, 600V MIDGET |  | 0 | 0 | 0 | 0 | 0 | 0 | 0 | 0 | 0 | 0 | 0 | 0 | 0 | 0 | 0 | 0 | 0 | 0 | 0 | 0 | 0 | 0
| 50602172 | 60AMP 240V 1PH w/FS DISCONNECT |  | 0 | 0 | 0 | 0 | 0 | 0 | 0 | 0 | 0 | 0 | 0 | 0 | 0 | 0 | 0 | 0 | 0 | 0 | 0 | 0 | 0 | 0
| 50603172 | 60AMP 240V 3PH w/FS DISCONNECT |  | 0 | 0 | 0 | 0 | 0 | 0 | 0 | 0 | 0 | 0 | 0 | 0 | 0 | 0 | 0 | 0 | 0 | 0 | 0 | 0 | 0 | 0
| 50603633 | 6/4 SO CABLE WIRE - SO Cord |  | 0 | 0 | 0 | 0 | 0 | 0 | 0 | 0 | 0 | 0 | 0 | 0 | 0 | 0 | 0 | 0 | 0 | 0 | 0 | 0 | 0 | 0
| 50604135 | #6 SCREW TYPE NSI BUTT SPLICE |  | 0 | 0 | 0 | 0 | 0 | 0 | 0 | 0 | 0 | 0 | 0 | 0 | 0 | 0 | 0 | 0 | 0 | 0 | 0 | 0 | 0 | 0
| 50606135 | 6 PAIR TELEPHONE CABLE WIRE |  | 0 | 0 | 0 | 0 | 0 | 0 | 0 | 0 | 0 | 0 | 0 | 0 | 0 | 0 | 0 | 0 | 0 | 0 | 0 | 0 | 0 | 0
| 50613172 | 60AMP 600V 3PH w/FS DISCONNECT |  | 0 | 0 | 0 | 0 | 0 | 0 | 0 | 0 | 0 | 0 | 0 | 0 | 0 | 0 | 0 | 0 | 0 | 0 | 0 | 0 | 0 | 0
| 50614135 | MAIN LINE SPLICE BLOCK |  | 0 | 0 | 0 | 0 | 0 | 0 | 0 | 0 | 0 | 0 | 0 | 0 | 0 | 0 | 0 | 0 | 0 | 0 | 0 | 0 | 0 | 0
| 50620172 | 60AMP 240V 3PH NF DISCONNECT |  | 0 | 0 | 0 | 0 | 0 | 0 | 0 | 0 | 0 | 0 | 0 | 0 | 0 | 0 | 0 | 0 | 0 | 0 | 0 | 0 | 0 | 0
| 50625063 | 250 GROUND LUGS |  | 0 | 0 | 0 | 0 | 0 | 0 | 0 | 0 | 0 | 0 | 0 | 0 | 0 | 0 | 0 | 0 | 0 | 0 | 0 | 0 | 0 | 0
| 50660226 | 600V 60 AMP FUSE |  | 0 | 0 | 0 | 0 | 0 | 0 | 0 | 0 | 0 | 0 | 0 | 0 | 0 | 0 | 0 | 0 | 0 | 0 | 0 | 0 | 0 | 0
| 50700142 | 70AMP 2 POLE CONTACTOR |  | 0 | 0 | 0 | 0 | 0 | 0 | 0 | 0 | 0 | 0 | 0 | 0 | 0 | 0 | 0 | 0 | 0 | 0 | 0 | 0 | 0 | 0
| 50700143 | 70AMP 3 POLE CONTACTOR |  | 0 | 0 | 0 | 0 | 0 | 0 | 0 | 0 | 0 | 0 | 0 | 0 | 0 | 0 | 0 | 0 | 0 | 0 | 0 | 0 | 0 | 0
| 50720226 | 250V 70 AMP FUSE |  | 0 | 0 | 0 | 0 | 0 | 0 | 0 | 0 | 0 | 0 | 0 | 0 | 0 | 0 | 0 | 0 | 0 | 0 | 0 | 0 | 0 | 0
| 50760226 | 600V 70 AMP FUSE |  | 0 | 0 | 0 | 0 | 0 | 0 | 0 | 0 | 0 | 0 | 0 | 0 | 0 | 0 | 0 | 0 | 0 | 0 | 0 | 0 | 0 | 0
| 50800250 | 8 X 8 GUTTER END |  | 0 | 0 | 0 | 0 | 0 | 0 | 0 | 0 | 0 | 0 | 0 | 0 | 0 | 0 | 0 | 0 | 0 | 0 | 0 | 0 | 0 | 0
| 50800251 | 8 X 8 X 24 GUTTER |  | 0 | 0 | 0 | 0 | 0 | 0 | 0 | 0 | 0 | 0 | 0 | 0 | 0 | 0 | 0 | 0 | 0 | 0 | 0 | 0 | 0 | 0
| 50800253 | 8 X 8 X 48 GUTTER |  | 0 | 0 | 0 | 0 | 0 | 0 | 0 | 0 | 0 | 0 | 0 | 0 | 0 | 0 | 0 | 0 | 0 | 0 | 0 | 0 | 0 | 0
| 50800254 | 8" GUTTER COUPLING |  | 0 | 0 | 0 | 0 | 0 | 0 | 0 | 0 | 0 | 0 | 0 | 0 | 0 | 0 | 0 | 0 | 0 | 0 | 0 | 0 | 0 | 0
| 50800255 | 8 X 8 90 GUTTER ELBOW |  | 0 | 0 | 0 | 0 | 0 | 0 | 0 | 0 | 0 | 0 | 0 | 0 | 0 | 0 | 0 | 0 | 0 | 0 | 0 | 0 | 0 | 0
| 50800256 | 8 X 8 X 60 GUTTER |  | 0 | 0 | 0 | 0 | 0 | 0 | 0 | 0 | 0 | 0 | 0 | 0 | 0 | 0 | 0 | 0 | 0 | 0 | 0 | 0 | 0 | 0
| 50800430 | 8 PIN RELAY SOCKET BASE |  | 0 | 0 | 0 | 0 | 0 | 0 | 0 | 0 | 0 | 0 | 0 | 0 | 0 | 0 | 0 | 0 | 0 | 0 | 0 | 0 | 0 | 0
| 50800460 | 8x8x4 INDOOR SPLICE CAN |  | 0 | 0 | 0 | 0 | 0 | 0 | 0 | 0 | 0 | 0 | 0 | 0 | 0 | 0 | 0 | 0 | 0 | 0 | 0 | 0 | 0 | 0
| 50800461 | 8x8x6 INDOOR SPLICE CAN |  | 0 | 0 | 0 | 0 | 0 | 0 | 0 | 0 | 0 | 0 | 0 | 0 | 0 | 0 | 0 | 0 | 0 | 0 | 0 | 0 | 0 | 0
| 50800464 | 8x8x6 RT SPLICE CAN |  | 0 | 0 | 0 | 0 | 0 | 0 | 0 | 0 | 0 | 0 | 0 | 0 | 0 | 0 | 0 | 0 | 0 | 0 | 0 | 0 | 0 | 0
| 50800632 | #8 BARE COPPER GRD WIRE |  | 0 | 0 | 0 | 0 | 0 | 0 | 0 | 0 | 0 | 0 | 0 | 0 | 0 | 0 | 0 | 0 | 0 | 0 | 0 | 0 | 0 | 0
| 50800633 | #8 THHN COPPER WIRE |  | 0 | 0 | 0 | 0 | 0 | 0 | 0 | 0 | 0 | 0 | 0 | 0 | 0 | 0 | 0 | 0 | 0 | 0 | 0 | 0 | 0 | 0
| 50800635 | #8-4 FLAT JACKET SUBCABLE |  | 0 | 0 | 0 | 0 | 0 | 0 | 0 | 0 | 0 | 0 | 0 | 0 | 0 | 0 | 0 | 0 | 0 | 0 | 0 | 0 | 0 | 0
| 50800636 | #8/2 UF WIRE |  | 0 | 0 | 0 | 0 | 0 | 0 | 0 | 0 | 0 | 0 | 0 | 0 | 0 | 0 | 0 | 0 | 0 | 0 | 0 | 0 | 0 | 0
| 50800637 | #8/3 UF WIRE |  | 0 | 0 | 0 | 0 | 0 | 0 | 0 | 0 | 0 | 0 | 0 | 0 | 0 | 0 | 0 | 0 | 0 | 0 | 0 | 0 | 0 | 0
| 50800639 | #8 8GA 4 HEATSHRINK SPLICEKIT |  | 0 | 0 | 0 | 0 | 0 | 0 | 0 | 0 | 0 | 0 | 0 | 0 | 0 | 0 | 0 | 0 | 0 | 0 | 0 | 0 | 0 | 0
| 50803633 | 8/4 SO CABLE WIRE - SO Cord |  | 0 | 0 | 0 | 0 | 0 | 0 | 0 | 0 | 0 | 0 | 0 | 0 | 0 | 0 | 0 | 0 | 0 | 0 | 0 | 0 | 0 | 0
| 50812464 | 8x8x4 RT SPLICE CAN |  | 0 | 0 | 0 | 0 | 0 | 0 | 0 | 0 | 0 | 0 | 0 | 0 | 0 | 0 | 0 | 0 | 0 | 0 | 0 | 0 | 0 | 0
| 50820220 | 250V 80 AMP FUSE |  | 0 | 0 | 0 | 0 | 0 | 0 | 0 | 0 | 0 | 0 | 0 | 0 | 0 | 0 | 0 | 0 | 0 | 0 | 0 | 0 | 0 | 0
| 50860226 | 600V 80 AMP FUSE |  | 0 | 0 | 0 | 0 | 0 | 0 | 0 | 0 | 0 | 0 | 0 | 0 | 0 | 0 | 0 | 0 | 0 | 0 | 0 | 0 | 0 | 0
| 50920220 | 250V 90 AMP FUSE |  | 0 | 0 | 0 | 0 | 0 | 0 | 0 | 0 | 0 | 0 | 0 | 0 | 0 | 0 | 0 | 0 | 0 | 0 | 0 | 0 | 0 | 0
| 51000227 | 600V 100 AMP FUSE |  | 0 | 0 | 0 | 0 | 0 | 0 | 0 | 0 | 0 | 0 | 0 | 0 | 0 | 0 | 0 | 0 | 0 | 0 | 0 | 0 | 0 | 0
| 51000463 | 10x10x4 INDOOR SPLICE CAN |  | 0 | 0 | 0 | 0 | 0 | 0 | 0 | 0 | 0 | 0 | 0 | 0 | 0 | 0 | 0 | 0 | 0 | 0 | 0 | 0 | 0 | 0
| 51000633 | #10 THHN COPPER WIRE |  | 0 | 0 | 0 | 0 | 0 | 0 | 0 | 0 | 0 | 0 | 0 | 0 | 0 | 0 | 0 | 0 | 0 | 0 | 0 | 0 | 0 | 0
| 51000634 | #10 SOLID COPPER WIRE |  | 0 | 0 | 0 | 0 | 0 | 0 | 0 | 0 | 0 | 0 | 0 | 0 | 0 | 0 | 0 | 0 | 0 | 0 | 0 | 0 | 0 | 0
| 51000635 | #10-4 FLAT JACKET SUBCABLE |  | 0 | 0 | 0 | 0 | 0 | 0 | 0 | 0 | 0 | 0 | 0 | 0 | 0 | 0 | 0 | 0 | 0 | 0 | 0 | 0 | 0 | 0
| 51000636 | #10/2 UF WIRE |  | 0 | 0 | 0 | 0 | 0 | 0 | 0 | 0 | 0 | 0 | 0 | 0 | 0 | 0 | 0 | 0 | 0 | 0 | 0 | 0 | 0 | 0
| 51000637 | #10/3 UF WIRE |  | 0 | 0 | 0 | 0 | 0 | 0 | 0 | 0 | 0 | 0 | 0 | 0 | 0 | 0 | 0 | 0 | 0 | 0 | 0 | 0 | 0 | 0
| 51000639 | #10 - #14 8GA 4 HEATSHRINK SPL |  | 0 | 0 | 0 | 0 | 0 | 0 | 0 | 0 | 0 | 0 | 0 | 0 | 0 | 0 | 0 | 0 | 0 | 0 | 0 | 0 | 0 | 0
| 51002227 | 250V 100 AMP FUSE |  | 0 | 0 | 0 | 0 | 0 | 0 | 0 | 0 | 0 | 0 | 0 | 0 | 0 | 0 | 0 | 0 | 0 | 0 | 0 | 0 | 0 | 0
| 51012139 | #12 OR #14 CORD GRIP CONNECTOR |  | 0 | 0 | 0 | 0 | 0 | 0 | 0 | 0 | 0 | 0 | 0 | 0 | 0 | 0 | 0 | 0 | 0 | 0 | 0 | 0 | 0 | 0
| 51020173 | 100AMP 240V 3 PH DISCONNECT |  | 0 | 0 | 0 | 0 | 0 | 0 | 0 | 0 | 0 | 0 | 0 | 0 | 0 | 0 | 0 | 0 | 0 | 0 | 0 | 0 | 0 | 0
| 51060173 | 100AMP 600V 3 PH DISCONNECT |  | 0 | 0 | 0 | 0 | 0 | 0 | 0 | 0 | 0 | 0 | 0 | 0 | 0 | 0 | 0 | 0 | 0 | 0 | 0 | 0 | 0 | 0
| 51200463 | 12x12x4 INDOOR SPLICE CAN |  | 0 | 0 | 0 | 0 | 0 | 0 | 0 | 0 | 0 | 0 | 0 | 0 | 0 | 0 | 0 | 0 | 0 | 0 | 0 | 0 | 0 | 0
| 51200464 | 12x12x4 RT SPLICE CAN |  | 0 | 0 | 0 | 0 | 0 | 0 | 0 | 0 | 0 | 0 | 0 | 0 | 0 | 0 | 0 | 0 | 0 | 0 | 0 | 0 | 0 | 0
| 51200633 | #12 THHN STRANDED COPPER WIRE |  | 0 | 0 | 0 | 0 | 0 | 0 | 0 | 0 | 0 | 0 | 0 | 0 | 0 | 0 | 0 | 0 | 0 | 0 | 0 | 0 | 0 | 0
| 51200634 | #12 SOLID COPPER WIRE |  | 0 | 0 | 0 | 0 | 0 | 0 | 0 | 0 | 0 | 0 | 0 | 0 | 0 | 0 | 0 | 0 | 0 | 0 | 0 | 0 | 0 | 0
| 51200635 | #12-4 FLAT JACKET SUBCABLE |  | 0 | 0 | 0 | 0 | 0 | 0 | 0 | 0 | 0 | 0 | 0 | 0 | 0 | 0 | 0 | 0 | 0 | 0 | 0 | 0 | 0 | 0
| 51200636 | #12/2 UF WIRE |  | 0 | 0 | 0 | 0 | 0 | 0 | 0 | 0 | 0 | 0 | 0 | 0 | 0 | 0 | 0 | 0 | 0 | 0 | 0 | 0 | 0 | 0
| 51200637 | #12/3 UF WIRE |  | 0 | 0 | 0 | 0 | 0 | 0 | 0 | 0 | 0 | 0 | 0 | 0 | 0 | 0 | 0 | 0 | 0 | 0 | 0 | 0 | 0 | 0
| 51200638 | 12/2 NM ROMAX WIRE |  | 0 | 0 | 0 | 0 | 0 | 0 | 0 | 0 | 0 | 0 | 0 | 0 | 0 | 0 | 0 | 0 | 0 | 0 | 0 | 0 | 0 | 0
| 51200639 | 12/3 NM ROMAX WIRE |  | 0 | 0 | 0 | 0 | 0 | 0 | 0 | 0 | 0 | 0 | 0 | 0 | 0 | 0 | 0 | 0 | 0 | 0 | 0 | 0 | 0 | 0
| 51201633 | 12/3 SO CABLE WIRE - SO Cord |  | 0 | 0 | 0 | 0 | 0 | 0 | 0 | 0 | 0 | 0 | 0 | 0 | 0 | 0 | 0 | 0 | 0 | 0 | 0 | 0 | 0 | 0
| 51206463 | 12x12x6 SPLICE CAN SVC CVR |  | 0 | 0 | 0 | 0 | 0 | 0 | 0 | 0 | 0 | 0 | 0 | 0 | 0 | 0 | 0 | 0 | 0 | 0 | 0 | 0 | 0 | 0
| 51216463 | 12x16x6 SPLICE CAN SVC CVR |  | 0 | 0 | 0 | 0 | 0 | 0 | 0 | 0 | 0 | 0 | 0 | 0 | 0 | 0 | 0 | 0 | 0 | 0 | 0 | 0 | 0 | 0
| 51250227 | 600V 125 AMP FUSE |  | 0 | 0 | 0 | 0 | 0 | 0 | 0 | 0 | 0 | 0 | 0 | 0 | 0 | 0 | 0 | 0 | 0 | 0 | 0 | 0 | 0 | 0
| 51400155 | LOCATOR WIRE, # 14 |  | 324.4228 | 83.8396 | 0 | 174.9696 | 0 | 0 | 0 | 0 | 65.6136 | 0 | 0 | 0 | 0 | 0 | 0 | 0 | 0 | 0 | 0 | 0 | 0 | 0
| 51400633 | #14 THHN STRANDED COPPER WIRE |  | 0 | 0 | 0 | 0 | 0 | 0 | 0 | 0 | 0 | 0 | 0 | 0 | 0 | 0 | 0 | 0 | 0 | 0 | 0 | 0 | 0 | 0
| 51400634 | #14 SOLID COPPER WIRE |  | 0 | 0 | 0 | 0 | 0 | 0 | 0 | 0 | 0 | 0 | 0 | 0 | 0 | 0 | 0 | 0 | 0 | 0 | 0 | 0 | 0 | 0
| 51400636 | #14/2 UF WIRE |  | 0 | 0 | 0 | 0 | 0 | 0 | 0 | 0 | 0 | 0 | 0 | 0 | 0 | 0 | 0 | 0 | 0 | 0 | 0 | 0 | 0 | 0
| 51400637 | #14/3 UF WIRE |  | 0 | 0 | 0 | 0 | 0 | 0 | 0 | 0 | 0 | 0 | 0 | 0 | 0 | 0 | 0 | 0 | 0 | 0 | 0 | 0 | 0 | 0
| 51400638 | 14/2 NM ROMAX WIRE |  | 0 | 0 | 0 | 0 | 0 | 0 | 0 | 0 | 0 | 0 | 0 | 0 | 0 | 0 | 0 | 0 | 0 | 0 | 0 | 0 | 0 | 0
| 51400639 | 14/3 NM ROMAX WIRE |  | 0 | 0 | 0 | 0 | 0 | 0 | 0 | 0 | 0 | 0 | 0 | 0 | 0 | 0 | 0 | 0 | 0 | 0 | 0 | 0 | 0 | 0
| 51401633 | 14/2 SO CABLE WIRE - SO Cord |  | 0 | 0 | 0 | 0 | 0 | 0 | 0 | 0 | 0 | 0 | 0 | 0 | 0 | 0 | 0 | 0 | 0 | 0 | 0 | 0 | 0 | 0
| 51502227 | 250V 150 AMP FUSE |  | 0 | 0 | 0 | 0 | 0 | 0 | 0 | 0 | 0 | 0 | 0 | 0 | 0 | 0 | 0 | 0 | 0 | 0 | 0 | 0 | 0 | 0
| 51512227 | 600V 150 AMP FUSE |  | 0 | 0 | 0 | 0 | 0 | 0 | 0 | 0 | 0 | 0 | 0 | 0 | 0 | 0 | 0 | 0 | 0 | 0 | 0 | 0 | 0 | 0
| 51560220 | 600V 15 AMP MIDGET FUSE |  | 0 | 0 | 0 | 0 | 0 | 0 | 0 | 0 | 0 | 0 | 0 | 0 | 0 | 0 | 0 | 0 | 0 | 0 | 0 | 0 | 0 | 0
| 51600463 | 16x16x4 INDOOR SPLICE CAN |  | 0 | 0 | 0 | 0 | 0 | 0 | 0 | 0 | 0 | 0 | 0 | 0 | 0 | 0 | 0 | 0 | 0 | 0 | 0 | 0 | 0 | 0
| 51600633 | #16 THHN STRANDED COPPER WIRE |  | 0 | 0 | 0 | 0 | 0 | 0 | 0 | 0 | 0 | 0 | 0 | 0 | 0 | 0 | 0 | 0 | 0 | 0 | 0 | 0 | 0 | 0
| 51606463 | 16x16x6 INDOOR SPLICE CAN |  | 0 | 0 | 0 | 0 | 0 | 0 | 0 | 0 | 0 | 0 | 0 | 0 | 0 | 0 | 0 | 0 | 0 | 0 | 0 | 0 | 0 | 0
| 51612463 | 12x16x6 INDOOR SPLICE CAN |  | 0 | 0 | 0 | 0 | 0 | 0 | 0 | 0 | 0 | 0 | 0 | 0 | 0 | 0 | 0 | 0 | 0 | 0 | 0 | 0 | 0 | 0
| 51750227 | 600V 175 AMP FUSE |  | 0 | 0 | 0 | 0 | 0 | 0 | 0 | 0 | 0 | 0 | 0 | 0 | 0 | 0 | 0 | 0 | 0 | 0 | 0 | 0 | 0 | 0
| 51800463 | 18x18x6 INDOOR SPLICE CAN |  | 0 | 0 | 0 | 0 | 0 | 0 | 0 | 0 | 0 | 0 | 0 | 0 | 0 | 0 | 0 | 0 | 0 | 0 | 0 | 0 | 0 | 0
| 51800633 | #18 THHN STRANDED COPPER WIRE |  | 0 | 0 | 0 | 0 | 0 | 0 | 0 | 0 | 0 | 0 | 0 | 0 | 0 | 0 | 0 | 0 | 0 | 0 | 0 | 0 | 0 | 0
| 52000174 | 200AMP 3PH w/FS NEMA 3 (Outdoo |  | 0 | 0 | 0 | 0 | 0 | 0 | 0 | 0 | 0 | 0 | 0 | 0 | 0 | 0 | 0 | 0 | 0 | 0 | 0 | 0 | 0 | 0
| 52000227 | 600V 200 AMP FUSE |  | 0 | 0 | 0 | 0 | 0 | 0 | 0 | 0 | 0 | 0 | 0 | 0 | 0 | 0 | 0 | 0 | 0 | 0 | 0 | 0 | 0 | 0
| 52002174 | 200AMP 1PH w/FS NEMA 1 (indoor |  | 0 | 0 | 0 | 0 | 0 | 0 | 0 | 0 | 0 | 0 | 0 | 0 | 0 | 0 | 0 | 0 | 0 | 0 | 0 | 0 | 0 | 0
| 52003174 | 200AMP 3PH w/FS NEMA 1 (indoor |  | 0 | 0 | 0 | 0 | 0 | 0 | 0 | 0 | 0 | 0 | 0 | 0 | 0 | 0 | 0 | 0 | 0 | 0 | 0 | 0 | 0 | 0
| 52004174 | 200AMP 1PH w/FS NEMA 3 (outdoo |  | 0 | 0 | 0 | 0 | 0 | 0 | 0 | 0 | 0 | 0 | 0 | 0 | 0 | 0 | 0 | 0 | 0 | 0 | 0 | 0 | 0 | 0
| 52016464 | 20x16x8 RT SPLICE CAN |  | 0 | 0 | 0 | 0 | 0 | 0 | 0 | 0 | 0 | 0 | 0 | 0 | 0 | 0 | 0 | 0 | 0 | 0 | 0 | 0 | 0 | 0
| 52020227 | 250V 200 AMP FUSE |  | 0 | 0 | 0 | 0 | 0 | 0 | 0 | 0 | 0 | 0 | 0 | 0 | 0 | 0 | 0 | 0 | 0 | 0 | 0 | 0 | 0 | 0
| 52020228 | FUSE CLIP |  | 0 | 0 | 0 | 0 | 0 | 0 | 0 | 0 | 0 | 0 | 0 | 0 | 0 | 0 | 0 | 0 | 0 | 0 | 0 | 0 | 0 | 0
| 52400463 | 24x24x4 INDOOR SPLICE CAN |  | 0 | 0 | 0 | 0 | 0 | 0 | 0 | 0 | 0 | 0 | 0 | 0 | 0 | 0 | 0 | 0 | 0 | 0 | 0 | 0 | 0 | 0
| 52400464 | 24x36x8 RT SPLICE CAN |  | 0 | 0 | 0 | 0 | 0 | 0 | 0 | 0 | 0 | 0 | 0 | 0 | 0 | 0 | 0 | 0 | 0 | 0 | 0 | 0 | 0 | 0
| 53036464 | 30x36x12 RT SPLICE CAN |  | 0 | 0 | 0 | 0 | 0 | 0 | 0 | 0 | 0 | 0 | 0 | 0 | 0 | 0 | 0 | 0 | 0 | 0 | 0 | 0 | 0 | 0
| 53060220 | 30 AMP MIDGET FUSE |  | 0 | 0 | 0 | 0 | 0 | 0 | 0 | 0 | 0 | 0 | 0 | 0 | 0 | 0 | 0 | 0 | 0 | 0 | 0 | 0 | 0 | 0
| 60012013 | 1/2" INSxTH POLY ADAPT (galv) |  | 0 | 0 | 0 | 0 | 0 | 0 | 0 | 0 | 0 | 0 | 0 | 0 | 0 | 0 | 0 | 0 | 0 | 0 | 0 | 0 | 0 | 0
| 60012015 | 1/2" INSxINS POLY CPLG (galv) |  | 0 | 0 | 0 | 0 | 0 | 0 | 0 | 0 | 0 | 0 | 0 | 0 | 0 | 0 | 0 | 0 | 0 | 0 | 0 | 0 | 0 | 0
| 60012022 | 1/2" PJ x PJ POLY COUPLING |  | 0 | 0 | 0 | 0 | 0 | 0 | 0 | 0 | 0 | 0 | 0 | 0 | 0 | 0 | 0 | 0 | 0 | 0 | 0 | 0 | 0 | 0
| 60012075 | 1/2" POLY STIFFENER |  | 0 | 0 | 0 | 0 | 0 | 0 | 0 | 0 | 0 | 0 | 0 | 0 | 0 | 0 | 0 | 0 | 0 | 0 | 0 | 0 | 0 | 0
| 60014090 | 1/4" SOFT COPPER TUBING |  | 0 | 0 | 0 | 0 | 0 | 0 | 0 | 0 | 0 | 0 | 0 | 0 | 0 | 0 | 0 | 0 | 0 | 0 | 0 | 0 | 0 | 0
| 60034013 | 3/4" INSxTH POLY ADAPT (galv) |  | 0 | 0 | 0 | 0 | 0 | 0 | 0 | 0 | 0 | 0 | 0 | 0 | 0 | 0 | 0 | 0 | 0 | 0 | 0 | 0 | 0 | 0
| 60034015 | 3/4"" INSxINS POLY CPLG (galv) |  | 0 | 0 | 0 | 0 | 0 | 0 | 0 | 0 | 0 | 0 | 0 | 0 | 0 | 0 | 0 | 0 | 0 | 0 | 0 | 0 | 0 | 0
| 60034020 | 1" X 3/4" PJ x FIPT POLY ADAPT |  | 0 | 0 | 0 | 0 | 0 | 0 | 0 | 0 | 0 | 0 | 0 | 0 | 0 | 0 | 0 | 0 | 0 | 0 | 0 | 0 | 0 | 0
| 60034021 | 1" X 3/4" PJ x MIPT POLY ADAPT |  | 85.904 | 0 | 0 | 0 | 0 | 0 | 0 | 0 | 0 | 0 | 0 | 0 | 85.904 | 0 | 0 | 0 | 0 | 0 | 0 | 0 | 0 | 0
| 60034022 | 3/4"" PJ x PJ POLY COUPLING |  | 0 | 0 | 0 | 0 | 0 | 0 | 0 | 0 | 0 | 0 | 0 | 0 | 0 | 0 | 0 | 0 | 0 | 0 | 0 | 0 | 0 | 0
| 60034032 | 3/4" YARD BURY HYDRANT |  | 0 | 0 | 0 | 0 | 0 | 0 | 0 | 0 | 0 | 0 | 0 | 0 | 0 | 0 | 0 | 0 | 0 | 0 | 0 | 0 | 0 | 0
| 60034075 | 3/4" POLY STIFFENER |  | 0 | 0 | 0 | 0 | 0 | 0 | 0 | 0 | 0 | 0 | 0 | 0 | 0 | 0 | 0 | 0 | 0 | 0 | 0 | 0 | 0 | 0
| 60036191 | 32 GALLON PRESSURE TANK |  | 0 | 0 | 0 | 0 | 0 | 0 | 0 | 0 | 0 | 0 | 0 | 0 | 0 | 0 | 0 | 0 | 0 | 0 | 0 | 0 | 0 | 0
| 60038090 | 3/8" SOFT COPPER TUBING |  | 0 | 0 | 0 | 0 | 0 | 0 | 0 | 0 | 0 | 0 | 0 | 0 | 0 | 0 | 0 | 0 | 0 | 0 | 0 | 0 | 0 | 0
| 60038100 | 3/8" OD PE TUBING |  | 0 | 0 | 0 | 0 | 0 | 0 | 0 | 0 | 0 | 0 | 0 | 0 | 0 | 0 | 0 | 0 | 0 | 0 | 0 | 0 | 0 | 0
| 60058090 | 5/8" SOFT COPPER TUBING |  | 0 | 0 | 0 | 0 | 0 | 0 | 0 | 0 | 0 | 0 | 0 | 0 | 0 | 0 | 0 | 0 | 0 | 0 | 0 | 0 | 0 | 0
| 60100009 | 1" NYLON BRAID PE TUBING 1"OD |  | 0 | 0 | 0 | 0 | 0 | 0 | 0 | 0 | 0 | 0 | 0 | 0 | 0 | 0 | 0 | 0 | 0 | 0 | 0 | 0 | 0 | 0
| 60100012 | 1" CL 200 POLY PIPE |  | 228.3138 | 0 | 0 | 0 | 0 | 0 | 103.779 | 34.593 | 0 | 0 | 0 | 0 | 27.6744 | 62.2674 | 0 | 0 | 0 | 0 | 0 | 0 | 0 | 0
| 60100013 | 1" INSxTH POLY ADAPTOR (galv) |  | 0 | 0 | 0 | 0 | 0 | 0 | 0 | 0 | 0 | 0 | 0 | 0 | 0 | 0 | 0 | 0 | 0 | 0 | 0 | 0 | 0 | 0
| 60100014 | 1" X 3/4" INSxTH POLY ADAPTOR |  | 0 | 0 | 0 | 0 | 0 | 0 | 0 | 0 | 0 | 0 | 0 | 0 | 0 | 0 | 0 | 0 | 0 | 0 | 0 | 0 | 0 | 0
| 60100015 | 1" INSxINS POLY CPLG (galv) |  | 0 | 0 | 0 | 0 | 0 | 0 | 0 | 0 | 0 | 0 | 0 | 0 | 0 | 0 | 0 | 0 | 0 | 0 | 0 | 0 | 0 | 0
| 60100020 | 1" PJ x FIPT POLY ADAPTOR |  | 0 | 0 | 0 | 0 | 0 | 0 | 0 | 0 | 0 | 0 | 0 | 0 | 0 | 0 | 0 | 0 | 0 | 0 | 0 | 0 | 0 | 0
| 60100021 | 1" PJ x MIPT POLY ADAPTOR |  | 1388.1013 | 0 | 0 | 0 | 0 | 0 | 661.0006 | 330.5003 | 0 | 0 | 0 | 0 | 0 | 396.6004 | 0 | 0 | 0 | 0 | 0 | 0 | 0 | 0
| 60100022 | 1" PJ x PJ POLY COUPLING |  | 0 | 0 | 0 | 0 | 0 | 0 | 0 | 0 | 0 | 0 | 0 | 0 | 0 | 0 | 0 | 0 | 0 | 0 | 0 | 0 | 0 | 0
| 60100035 | 1 FOOT HYDRANT EXTENSION |  | 0 | 0 | 0 | 0 | 0 | 0 | 0 | 0 | 0 | 0 | 0 | 0 | 0 | 0 | 0 | 0 | 0 | 0 | 0 | 0 | 0 | 0
| 60100040 | STAINLESS STEEL HOSE CLAMPS |  | 0 | 0 | 0 | 0 | 0 | 0 | 0 | 0 | 0 | 0 | 0 | 0 | 0 | 0 | 0 | 0 | 0 | 0 | 0 | 0 | 0 | 0
| 60100075 | 1" POLY STIFFENER |  | 0 | 0 | 0 | 0 | 0 | 0 | 0 | 0 | 0 | 0 | 0 | 0 | 0 | 0 | 0 | 0 | 0 | 0 | 0 | 0 | 0 | 0
| 60105035 | 1.5 FOOT HYDRANT EXTENSION |  | 0 | 0 | 0 | 0 | 0 | 0 | 0 | 0 | 0 | 0 | 0 | 0 | 0 | 0 | 0 | 0 | 0 | 0 | 0 | 0 | 0 | 0
| 60112012 | 1-1-2" CL 200 POLY PIPE |  | 0 | 0 | 0 | 0 | 0 | 0 | 0 | 0 | 0 | 0 | 0 | 0 | 0 | 0 | 0 | 0 | 0 | 0 | 0 | 0 | 0 | 0
| 60112013 | 1-1/2" INSxTH POLY ADAPT (galv |  | 0 | 0 | 0 | 0 | 0 | 0 | 0 | 0 | 0 | 0 | 0 | 0 | 0 | 0 | 0 | 0 | 0 | 0 | 0 | 0 | 0 | 0
| 60112015 | 1-1/2" INSxINS POLY CPLG (galv |  | 0 | 0 | 0 | 0 | 0 | 0 | 0 | 0 | 0 | 0 | 0 | 0 | 0 | 0 | 0 | 0 | 0 | 0 | 0 | 0 | 0 | 0
| 60112020 | 1-1/2" PJ x FIPT POLY ADAPTOR |  | 0 | 0 | 0 | 0 | 0 | 0 | 0 | 0 | 0 | 0 | 0 | 0 | 0 | 0 | 0 | 0 | 0 | 0 | 0 | 0 | 0 | 0
| 60112021 | 1-1/2" PJ x MIPT POLY ADAPTOR |  | 0 | 0 | 0 | 0 | 0 | 0 | 0 | 0 | 0 | 0 | 0 | 0 | 0 | 0 | 0 | 0 | 0 | 0 | 0 | 0 | 0 | 0
| 60112022 | 1-1/2" PJ x PJ POLY COUPLING |  | 0 | 0 | 0 | 0 | 0 | 0 | 0 | 0 | 0 | 0 | 0 | 0 | 0 | 0 | 0 | 0 | 0 | 0 | 0 | 0 | 0 | 0
| 60112075 | 1-1/2" POLY STIFFENER |  | 0 | 0 | 0 | 0 | 0 | 0 | 0 | 0 | 0 | 0 | 0 | 0 | 0 | 0 | 0 | 0 | 0 | 0 | 0 | 0 | 0 | 0
| 60114012 | 1-1/4" CL 200 POLY PIPE |  | 0 | 0 | 0 | 0 | 0 | 0 | 0 | 0 | 0 | 0 | 0 | 0 | 0 | 0 | 0 | 0 | 0 | 0 | 0 | 0 | 0 | 0
| 60114013 | 1-1/4" INSxTH POLY ADAPT (galv |  | 0 | 0 | 0 | 0 | 0 | 0 | 0 | 0 | 0 | 0 | 0 | 0 | 0 | 0 | 0 | 0 | 0 | 0 | 0 | 0 | 0 | 0
| 60114015 | 1-1/4" INSxINS POLY CPLG (galv |  | 0 | 0 | 0 | 0 | 0 | 0 | 0 | 0 | 0 | 0 | 0 | 0 | 0 | 0 | 0 | 0 | 0 | 0 | 0 | 0 | 0 | 0
| 60114020 | 1-1/4" PJ x FIPT POLY ADAPTOR |  | 0 | 0 | 0 | 0 | 0 | 0 | 0 | 0 | 0 | 0 | 0 | 0 | 0 | 0 | 0 | 0 | 0 | 0 | 0 | 0 | 0 | 0
| 60114021 | 1-1/4" PJ x MIPT POLY ADAPTOR |  | 0 | 0 | 0 | 0 | 0 | 0 | 0 | 0 | 0 | 0 | 0 | 0 | 0 | 0 | 0 | 0 | 0 | 0 | 0 | 0 | 0 | 0
| 60114022 | 1-1/4" PJ x PJ POLY COUPLING |  | 0 | 0 | 0 | 0 | 0 | 0 | 0 | 0 | 0 | 0 | 0 | 0 | 0 | 0 | 0 | 0 | 0 | 0 | 0 | 0 | 0 | 0
| 60114075 | 1-1/4" POLY STIFFENER |  | 0 | 0 | 0 | 0 | 0 | 0 | 0 | 0 | 0 | 0 | 0 | 0 | 0 | 0 | 0 | 0 | 0 | 0 | 0 | 0 | 0 | 0
| 60200012 | 2" CL 200 POLY PIPE |  | 0 | 0 | 0 | 0 | 0 | 0 | 0 | 0 | 0 | 0 | 0 | 0 | 0 | 0 | 0 | 0 | 0 | 0 | 0 | 0 | 0 | 0
| 60200013 | 2" INSxTH POLY ADAPTOR (galv) |  | 0 | 0 | 0 | 0 | 0 | 0 | 0 | 0 | 0 | 0 | 0 | 0 | 0 | 0 | 0 | 0 | 0 | 0 | 0 | 0 | 0 | 0
| 60200015 | 2" INSxINS POLY CPLG (galv) |  | 0 | 0 | 0 | 0 | 0 | 0 | 0 | 0 | 0 | 0 | 0 | 0 | 0 | 0 | 0 | 0 | 0 | 0 | 0 | 0 | 0 | 0
| 60200020 | 2" PJ x FIPT POLY ADAPTOR |  | 0 | 0 | 0 | 0 | 0 | 0 | 0 | 0 | 0 | 0 | 0 | 0 | 0 | 0 | 0 | 0 | 0 | 0 | 0 | 0 | 0 | 0
| 60200021 | 2" PJ x MIPT POLY ADAPTOR |  | 0 | 0 | 0 | 0 | 0 | 0 | 0 | 0 | 0 | 0 | 0 | 0 | 0 | 0 | 0 | 0 | 0 | 0 | 0 | 0 | 0 | 0
| 60200022 | 2" PJ x PJ POLY COUPLING |  | 0 | 0 | 0 | 0 | 0 | 0 | 0 | 0 | 0 | 0 | 0 | 0 | 0 | 0 | 0 | 0 | 0 | 0 | 0 | 0 | 0 | 0
| 60200032 | 2" YARD BURY HYDRANT |  | 0 | 0 | 0 | 0 | 0 | 0 | 0 | 0 | 0 | 0 | 0 | 0 | 0 | 0 | 0 | 0 | 0 | 0 | 0 | 0 | 0 | 0
| 60200035 | 2 FOOT HYDRANT EXTENSION |  | 0 | 0 | 0 | 0 | 0 | 0 | 0 | 0 | 0 | 0 | 0 | 0 | 0 | 0 | 0 | 0 | 0 | 0 | 0 | 0 | 0 | 0
| 60200075 | 2" POLY STIFFENER |  | 0 | 0 | 0 | 0 | 0 | 0 | 0 | 0 | 0 | 0 | 0 | 0 | 0 | 0 | 0 | 0 | 0 | 0 | 0 | 0 | 0 | 0
| 60212013 | 2-1/2" INSxTH POLY ADAPT (galv |  | 0 | 0 | 0 | 0 | 0 | 0 | 0 | 0 | 0 | 0 | 0 | 0 | 0 | 0 | 0 | 0 | 0 | 0 | 0 | 0 | 0 | 0
| 60400031 | 4" HYDRANT STORZ ADPTR w/CAP |  | 0 | 0 | 0 | 0 | 0 | 0 | 0 | 0 | 0 | 0 | 0 | 0 | 0 | 0 | 0 | 0 | 0 | 0 | 0 | 0 | 0 | 0
| 60500031 | 5" HYDRANT STORZ ADPTR w/CAP |  | 774.28 | 0 | 774.28 | 0 | 0 | 0 | 0 | 0 | 0 | 0 | 0 | 0 | 0 | 0 | 0 | 0 | 0 | 0 | 0 | 0 | 0 | 0
| 60500083 | 5x5 DBL HUB SOIL PIPE |  | 0 | 0 | 0 | 0 | 0 | 0 | 0 | 0 | 0 | 0 | 0 | 0 | 0 | 0 | 0 | 0 | 0 | 0 | 0 | 0 | 0 | 0
| 60600033 | 6" MJ HYDRANT |  | 9710.896 | 0 | 9710.896 | 0 | 0 | 0 | 0 | 0 | 0 | 0 | 0 | 0 | 0 | 0 | 0 | 0 | 0 | 0 | 0 | 0 | 0 | 0
| 60600036 | HYDRANT GUARD POST |  | 0 | 0 | 0 | 0 | 0 | 0 | 0 | 0 | 0 | 0 | 0 | 0 | 0 | 0 | 0 | 0 | 0 | 0 | 0 | 0 | 0 | 0
| 60600080 | VALVE BOX LID ONLY |  | 0 | 0 | 0 | 0 | 0 | 0 | 0 | 0 | 0 | 0 | 0 | 0 | 0 | 0 | 0 | 0 | 0 | 0 | 0 | 0 | 0 | 0
| 60600081 | 18" VALVE BOX RISER w/LID |  | 622.6692 | 0 | 226.4252 | 0 | 226.4252 | 0 | 0 | 0 | 0 | 0 | 0 | 0 | 0 | 0 | 56.6063 | 113.2126 | 0 | 0 | 0 | 0 | 0 | 0
| 60600082 | VALVE BOX BOTTOM CI |  | 380.0154 | 0 | 138.1874 | 0 | 138.1874 | 0 | 0 | 0 | 0 | 0 | 0 | 0 | 0 | 0 | 34.5468 | 69.0937 | 0 | 0 | 0 | 0 | 0 | 0
| 60600083 | CONCRETE VALVE BOX MARKER |  | 0 | 0 | 0 | 0 | 0 | 0 | 0 | 0 | 0 | 0 | 0 | 0 | 0 | 0 | 0 | 0 | 0 | 0 | 0 | 0 | 0 | 0
| 60600084 | 8" VALVE BOX RISER TOP ONLY |  | 0 | 0 | 0 | 0 | 0 | 0 | 0 | 0 | 0 | 0 | 0 | 0 | 0 | 0 | 0 | 0 | 0 | 0 | 0 | 0 | 0 | 0
| 60600086 | 910 VALVE BOX LID - SW |  | 0 | 0 | 0 | 0 | 0 | 0 | 0 | 0 | 0 | 0 | 0 | 0 | 0 | 0 | 0 | 0 | 0 | 0 | 0 | 0 | 0 | 0
| 60600087 | 910 VALVE BOX RISER - 10" SW |  | 0 | 0 | 0 | 0 | 0 | 0 | 0 | 0 | 0 | 0 | 0 | 0 | 0 | 0 | 0 | 0 | 0 | 0 | 0 | 0 | 0 | 0
| 61200085 | 12" VALVE BOX RISER EXTENSION |  | 0 | 0 | 0 | 0 | 0 | 0 | 0 | 0 | 0 | 0 | 0 | 0 | 0 | 0 | 0 | 0 | 0 | 0 | 0 | 0 | 0 | 0
| 70012131 | 1/2" WELL VENT, BEEHIVE STRNR |  | 0 | 0 | 0 | 0 | 0 | 0 | 0 | 0 | 0 | 0 | 0 | 0 | 0 | 0 | 0 | 0 | 0 | 0 | 0 | 0 | 0 | 0
| 70012740 | CENTRIFICAL START SWITCH |  | 0 | 0 | 0 | 0 | 0 | 0 | 0 | 0 | 0 | 0 | 0 | 0 | 0 | 0 | 0 | 0 | 0 | 0 | 0 | 0 | 0 | 0
| 70034131 | 3/4" WELL VENT, BEEHIVE STRNR |  | 0 | 0 | 0 | 0 | 0 | 0 | 0 | 0 | 0 | 0 | 0 | 0 | 0 | 0 | 0 | 0 | 0 | 0 | 0 | 0 | 0 | 0
| 70034202 | COMPRESSOR HEAD |  | 0 | 0 | 0 | 0 | 0 | 0 | 0 | 0 | 0 | 0 | 0 | 0 | 0 | 0 | 0 | 0 | 0 | 0 | 0 | 0 | 0 | 0
| 70034206 | COMPRESSOR GASKET PARTS KIT |  | 0 | 0 | 0 | 0 | 0 | 0 | 0 | 0 | 0 | 0 | 0 | 0 | 0 | 0 | 0 | 0 | 0 | 0 | 0 | 0 | 0 | 0
| 70058750 | 5/8" PUMP SEAL |  | 0 | 0 | 0 | 0 | 0 | 0 | 0 | 0 | 0 | 0 | 0 | 0 | 0 | 0 | 0 | 0 | 0 | 0 | 0 | 0 | 0 | 0
| 70100131 | 1" WELL VENT, BEEHIVE STRNR |  | 0 | 0 | 0 | 0 | 0 | 0 | 0 | 0 | 0 | 0 | 0 | 0 | 0 | 0 | 0 | 0 | 0 | 0 | 0 | 0 | 0 | 0
| 70100132 | 1" WELL VENT CAP |  | 0 | 0 | 0 | 0 | 0 | 0 | 0 | 0 | 0 | 0 | 0 | 0 | 0 | 0 | 0 | 0 | 0 | 0 | 0 | 0 | 0 | 0
| 70100156 | 1" SCH 80 SOUNDING TUBE |  | 0 | 0 | 0 | 0 | 0 | 0 | 0 | 0 | 0 | 0 | 0 | 0 | 0 | 0 | 0 | 0 | 0 | 0 | 0 | 0 | 0 | 0
| 70100157 | 1" SCH 80 END PLUG T/BOX |  | 0 | 0 | 0 | 0 | 0 | 0 | 0 | 0 | 0 | 0 | 0 | 0 | 0 | 0 | 0 | 0 | 0 | 0 | 0 | 0 | 0 | 0
| 70100158 | 1" SCH 80 SLOTTED SNDG TUBE |  | 0 | 0 | 0 | 0 | 0 | 0 | 0 | 0 | 0 | 0 | 0 | 0 | 0 | 0 | 0 | 0 | 0 | 0 | 0 | 0 | 0 | 0
| 70100750 | 1" PUMP SEAL |  | 0 | 0 | 0 | 0 | 0 | 0 | 0 | 0 | 0 | 0 | 0 | 0 | 0 | 0 | 0 | 0 | 0 | 0 | 0 | 0 | 0 | 0
| 70100751 | 1" 6 or 8 HOLE VOLUTE GASKET |  | 0 | 0 | 0 | 0 | 0 | 0 | 0 | 0 | 0 | 0 | 0 | 0 | 0 | 0 | 0 | 0 | 0 | 0 | 0 | 0 | 0 | 0
| 70112131 | 1-1/2" WELL VENT, BEEHIVE STRN |  | 0 | 0 | 0 | 0 | 0 | 0 | 0 | 0 | 0 | 0 | 0 | 0 | 0 | 0 | 0 | 0 | 0 | 0 | 0 | 0 | 0 | 0
| 70112132 | 1-1/2" WELL VENT CAP |  | 0 | 0 | 0 | 0 | 0 | 0 | 0 | 0 | 0 | 0 | 0 | 0 | 0 | 0 | 0 | 0 | 0 | 0 | 0 | 0 | 0 | 0
| 70112151 | 1 1/2HP 40S15-5 GF 4" SUB PUMP |  | 0 | 0 | 0 | 0 | 0 | 0 | 0 | 0 | 0 | 0 | 0 | 0 | 0 | 0 | 0 | 0 | 0 | 0 | 0 | 0 | 0 | 0
| 70112401 | 1.5HP 4"1PH 230V SUB MTR |  | 0 | 0 | 0 | 0 | 0 | 0 | 0 | 0 | 0 | 0 | 0 | 0 | 0 | 0 | 0 | 0 | 0 | 0 | 0 | 0 | 0 | 0
| 70112751 | PUMP GASKET, 1 1/2" 4 HOLE |  | 0 | 0 | 0 | 0 | 0 | 0 | 0 | 0 | 0 | 0 | 0 | 0 | 0 | 0 | 0 | 0 | 0 | 0 | 0 | 0 | 0 | 0
| 70112840 | 1 1/2HP CONTROL BOX |  | 0 | 0 | 0 | 0 | 0 | 0 | 0 | 0 | 0 | 0 | 0 | 0 | 0 | 0 | 0 | 0 | 0 | 0 | 0 | 0 | 0 | 0
| 70114131 | 1-1/4" WELL VENT, BEEHIVE STRN |  | 0 | 0 | 0 | 0 | 0 | 0 | 0 | 0 | 0 | 0 | 0 | 0 | 0 | 0 | 0 | 0 | 0 | 0 | 0 | 0 | 0 | 0
| 70114750 | 1-1/4" PUMP SEAL |  | 0 | 0 | 0 | 0 | 0 | 0 | 0 | 0 | 0 | 0 | 0 | 0 | 0 | 0 | 0 | 0 | 0 | 0 | 0 | 0 | 0 | 0
| 70200068 | 0-15# PR GAUGE 2"DIAL |  | 0 | 0 | 0 | 0 | 0 | 0 | 0 | 0 | 0 | 0 | 0 | 0 | 0 | 0 | 0 | 0 | 0 | 0 | 0 | 0 | 0 | 0
| 70200070 | 0-100# PR GAUGE 2"DIAL |  | 0 | 0 | 0 | 0 | 0 | 0 | 0 | 0 | 0 | 0 | 0 | 0 | 0 | 0 | 0 | 0 | 0 | 0 | 0 | 0 | 0 | 0
| 70200071 | 0-160#or 200# PR GAUGE 2"DIAL |  | 0 | 0 | 0 | 0 | 0 | 0 | 0 | 0 | 0 | 0 | 0 | 0 | 0 | 0 | 0 | 0 | 0 | 0 | 0 | 0 | 0 | 0
| 70200131 | 2" WELL VENT, BEEHIVE STRNR |  | 0 | 0 | 0 | 0 | 0 | 0 | 0 | 0 | 0 | 0 | 0 | 0 | 0 | 0 | 0 | 0 | 0 | 0 | 0 | 0 | 0 | 0
| 70200200 | COMPRESSOR, 2HP (1.2 or 1.8hp) |  | 0 | 0 | 0 | 0 | 0 | 0 | 0 | 0 | 0 | 0 | 0 | 0 | 0 | 0 | 0 | 0 | 0 | 0 | 0 | 0 | 0 | 0
| 70200840 | 2HP CONTROL BOX |  | 0 | 0 | 0 | 0 | 0 | 0 | 0 | 0 | 0 | 0 | 0 | 0 | 0 | 0 | 0 | 0 | 0 | 0 | 0 | 0 | 0 | 0
| 70200850 | 2HP DELUXE CONTROL BOX |  | 0 | 0 | 0 | 0 | 0 | 0 | 0 | 0 | 0 | 0 | 0 | 0 | 0 | 0 | 0 | 0 | 0 | 0 | 0 | 0 | 0 | 0
| 70212070 | 0-100# PR GAUGE 2-1/2"DIAL |  | 0 | 0 | 0 | 0 | 0 | 0 | 0 | 0 | 0 | 0 | 0 | 0 | 0 | 0 | 0 | 0 | 0 | 0 | 0 | 0 | 0 | 0
| 70212071 | 0-160#or 200# GAUGE 2-1/2"DIAL |  | 0 | 0 | 0 | 0 | 0 | 0 | 0 | 0 | 0 | 0 | 0 | 0 | 0 | 0 | 0 | 0 | 0 | 0 | 0 | 0 | 0 | 0
| 70212072 | LIQ FILLED PR GAUGE 2-1/2"DIAL |  | 0 | 0 | 0 | 0 | 0 | 0 | 0 | 0 | 0 | 0 | 0 | 0 | 0 | 0 | 0 | 0 | 0 | 0 | 0 | 0 | 0 | 0
| 70300104 | 3HP 25S30-15 GF 4" SUB PUMP |  | 0 | 0 | 0 | 0 | 0 | 0 | 0 | 0 | 0 | 0 | 0 | 0 | 0 | 0 | 0 | 0 | 0 | 0 | 0 | 0 | 0 | 0
| 70300151 | 3HP 40S30-9 GF 4" SUB PUMP |  | 0 | 0 | 0 | 0 | 0 | 0 | 0 | 0 | 0 | 0 | 0 | 0 | 0 | 0 | 0 | 0 | 0 | 0 | 0 | 0 | 0 | 0
| 70300401 | 3HP 4" 1PH 230V SUB MTR |  | 0 | 0 | 0 | 0 | 0 | 0 | 0 | 0 | 0 | 0 | 0 | 0 | 0 | 0 | 0 | 0 | 0 | 0 | 0 | 0 | 0 | 0
| 70300403 | 3HP 4" 3PH 230V SUB MTR |  | 0 | 0 | 0 | 0 | 0 | 0 | 0 | 0 | 0 | 0 | 0 | 0 | 0 | 0 | 0 | 0 | 0 | 0 | 0 | 0 | 0 | 0
| 70300840 | 3HP CONTROL BOX |  | 0 | 0 | 0 | 0 | 0 | 0 | 0 | 0 | 0 | 0 | 0 | 0 | 0 | 0 | 0 | 0 | 0 | 0 | 0 | 0 | 0 | 0
| 70300850 | 3HP DELUXE CONTROL BOX |  | 0 | 0 | 0 | 0 | 0 | 0 | 0 | 0 | 0 | 0 | 0 | 0 | 0 | 0 | 0 | 0 | 0 | 0 | 0 | 0 | 0 | 0
| 70312070 | 0-100# PR GAUGE 3" IAL |  | 0 | 0 | 0 | 0 | 0 | 0 | 0 | 0 | 0 | 0 | 0 | 0 | 0 | 0 | 0 | 0 | 0 | 0 | 0 | 0 | 0 | 0
| 70500151 | 5HP 40S50-15 GF 4" SUB PUMP |  | 0 | 0 | 0 | 0 | 0 | 0 | 0 | 0 | 0 | 0 | 0 | 0 | 0 | 0 | 0 | 0 | 0 | 0 | 0 | 0 | 0 | 0
| 70500401 | 5HP 4" 1PH 230V SUB MTR |  | 0 | 0 | 0 | 0 | 0 | 0 | 0 | 0 | 0 | 0 | 0 | 0 | 0 | 0 | 0 | 0 | 0 | 0 | 0 | 0 | 0 | 0
| 70500403 | 5HP 4" 3PH 230V SUB MTR |  | 0 | 0 | 0 | 0 | 0 | 0 | 0 | 0 | 0 | 0 | 0 | 0 | 0 | 0 | 0 | 0 | 0 | 0 | 0 | 0 | 0 | 0
| 70500840 | 5HP CONTROL BOX |  | 0 | 0 | 0 | 0 | 0 | 0 | 0 | 0 | 0 | 0 | 0 | 0 | 0 | 0 | 0 | 0 | 0 | 0 | 0 | 0 | 0 | 0
| 70500850 | 5HP DELUXE CONTROL BOX |  | 0 | 0 | 0 | 0 | 0 | 0 | 0 | 0 | 0 | 0 | 0 | 0 | 0 | 0 | 0 | 0 | 0 | 0 | 0 | 0 | 0 | 0
| 70600150 | 6 X 1 WELL SEAL |  | 0 | 0 | 0 | 0 | 0 | 0 | 0 | 0 | 0 | 0 | 0 | 0 | 0 | 0 | 0 | 0 | 0 | 0 | 0 | 0 | 0 | 0
| 70600151 | 6 X 1 1/2 WELL SEAL |  | 0 | 0 | 0 | 0 | 0 | 0 | 0 | 0 | 0 | 0 | 0 | 0 | 0 | 0 | 0 | 0 | 0 | 0 | 0 | 0 | 0 | 0
| 70600152 | 6 X 2 WELL SEAL |  | 0 | 0 | 0 | 0 | 0 | 0 | 0 | 0 | 0 | 0 | 0 | 0 | 0 | 0 | 0 | 0 | 0 | 0 | 0 | 0 | 0 | 0
| 70600153 | 6 X 3 WELL SEAL |  | 0 | 0 | 0 | 0 | 0 | 0 | 0 | 0 | 0 | 0 | 0 | 0 | 0 | 0 | 0 | 0 | 0 | 0 | 0 | 0 | 0 | 0
| 70600157 | 6" WELL CAP |  | 0 | 0 | 0 | 0 | 0 | 0 | 0 | 0 | 0 | 0 | 0 | 0 | 0 | 0 | 0 | 0 | 0 | 0 | 0 | 0 | 0 | 0
| 70600171 | 6"x 1" SPIDER |  | 0 | 0 | 0 | 0 | 0 | 0 | 0 | 0 | 0 | 0 | 0 | 0 | 0 | 0 | 0 | 0 | 0 | 0 | 0 | 0 | 0 | 0
| 70601171 | 6"x 1-1/4" SPIDER |  | 0 | 0 | 0 | 0 | 0 | 0 | 0 | 0 | 0 | 0 | 0 | 0 | 0 | 0 | 0 | 0 | 0 | 0 | 0 | 0 | 0 | 0
| 70602171 | 6"x 2" SPIDER |  | 0 | 0 | 0 | 0 | 0 | 0 | 0 | 0 | 0 | 0 | 0 | 0 | 0 | 0 | 0 | 0 | 0 | 0 | 0 | 0 | 0 | 0
| 70611171 | 6"x 1-1/2" SPIDER |  | 0 | 0 | 0 | 0 | 0 | 0 | 0 | 0 | 0 | 0 | 0 | 0 | 0 | 0 | 0 | 0 | 0 | 0 | 0 | 0 | 0 | 0
| 70612171 | 6"x 2 1/2" SPIDER |  | 0 | 0 | 0 | 0 | 0 | 0 | 0 | 0 | 0 | 0 | 0 | 0 | 0 | 0 | 0 | 0 | 0 | 0 | 0 | 0 | 0 | 0
| 70712011 | 7.5HP 75S75-12 GF 4" SUB PUMP |  | 0 | 0 | 0 | 0 | 0 | 0 | 0 | 0 | 0 | 0 | 0 | 0 | 0 | 0 | 0 | 0 | 0 | 0 | 0 | 0 | 0 | 0
| 70712021 | 7.5HP 40S75-21 GF 4" SUB PUMP |  | 0 | 0 | 0 | 0 | 0 | 0 | 0 | 0 | 0 | 0 | 0 | 0 | 0 | 0 | 0 | 0 | 0 | 0 | 0 | 0 | 0 | 0
| 70712106 | 7.5HP 85S75-6 GF 6" SUB PUMP |  | 0 | 0 | 0 | 0 | 0 | 0 | 0 | 0 | 0 | 0 | 0 | 0 | 0 | 0 | 0 | 0 | 0 | 0 | 0 | 0 | 0 | 0
| 70712403 | 7.5HP 4" 3PH 230V SUB MTR |  | 0 | 0 | 0 | 0 | 0 | 0 | 0 | 0 | 0 | 0 | 0 | 0 | 0 | 0 | 0 | 0 | 0 | 0 | 0 | 0 | 0 | 0
| 70712601 | 7.5HP 6" 1PH 230V SUB MTR |  | 0 | 0 | 0 | 0 | 0 | 0 | 0 | 0 | 0 | 0 | 0 | 0 | 0 | 0 | 0 | 0 | 0 | 0 | 0 | 0 | 0 | 0
| 70712603 | 7.5HP 6" 3PH 230V SUB MTR |  | 0 | 0 | 0 | 0 | 0 | 0 | 0 | 0 | 0 | 0 | 0 | 0 | 0 | 0 | 0 | 0 | 0 | 0 | 0 | 0 | 0 | 0
| 70712840 | 7.5HP CONTROL BOX |  | 0 | 0 | 0 | 0 | 0 | 0 | 0 | 0 | 0 | 0 | 0 | 0 | 0 | 0 | 0 | 0 | 0 | 0 | 0 | 0 | 0 | 0
| 70712850 | 7.5HP DELUXE CONTROL BOX |  | 0 | 0 | 0 | 0 | 0 | 0 | 0 | 0 | 0 | 0 | 0 | 0 | 0 | 0 | 0 | 0 | 0 | 0 | 0 | 0 | 0 | 0
| 70715011 | 7.5HP 75S75-11 GF 4" SUB PUMP |  | 0 | 0 | 0 | 0 | 0 | 0 | 0 | 0 | 0 | 0 | 0 | 0 | 0 | 0 | 0 | 0 | 0 | 0 | 0 | 0 | 0 | 0
| 70715021 | 7.5HP 40S75-21 GF 6" SUB PUMP |  | 0 | 0 | 0 | 0 | 0 | 0 | 0 | 0 | 0 | 0 | 0 | 0 | 0 | 0 | 0 | 0 | 0 | 0 | 0 | 0 | 0 | 0
| 70715025 | 7.5HP 40S75-25 GF 4" SUB PUMP |  | 0 | 0 | 0 | 0 | 0 | 0 | 0 | 0 | 0 | 0 | 0 | 0 | 0 | 0 | 0 | 0 | 0 | 0 | 0 | 0 | 0 | 0
| 70800151 | 8 X 1 WELL SEAL |  | 0 | 0 | 0 | 0 | 0 | 0 | 0 | 0 | 0 | 0 | 0 | 0 | 0 | 0 | 0 | 0 | 0 | 0 | 0 | 0 | 0 | 0
| 70800152 | 8 X 2 WELL SEAL |  | 0 | 0 | 0 | 0 | 0 | 0 | 0 | 0 | 0 | 0 | 0 | 0 | 0 | 0 | 0 | 0 | 0 | 0 | 0 | 0 | 0 | 0
| 70800154 | 8 X 4 WELL SEAL |  | 0 | 0 | 0 | 0 | 0 | 0 | 0 | 0 | 0 | 0 | 0 | 0 | 0 | 0 | 0 | 0 | 0 | 0 | 0 | 0 | 0 | 0
| 70800171 | 8"x 1" SPIDER |  | 0 | 0 | 0 | 0 | 0 | 0 | 0 | 0 | 0 | 0 | 0 | 0 | 0 | 0 | 0 | 0 | 0 | 0 | 0 | 0 | 0 | 0
| 70801171 | 8"x 1-1/4" SPIDER |  | 0 | 0 | 0 | 0 | 0 | 0 | 0 | 0 | 0 | 0 | 0 | 0 | 0 | 0 | 0 | 0 | 0 | 0 | 0 | 0 | 0 | 0
| 70802171 | 8"x 2" SPIDER |  | 0 | 0 | 0 | 0 | 0 | 0 | 0 | 0 | 0 | 0 | 0 | 0 | 0 | 0 | 0 | 0 | 0 | 0 | 0 | 0 | 0 | 0
| 70803171 | 8"x 3" SPIDER |  | 0 | 0 | 0 | 0 | 0 | 0 | 0 | 0 | 0 | 0 | 0 | 0 | 0 | 0 | 0 | 0 | 0 | 0 | 0 | 0 | 0 | 0
| 70804171 | 8"x 4" SPIDER |  | 0 | 0 | 0 | 0 | 0 | 0 | 0 | 0 | 0 | 0 | 0 | 0 | 0 | 0 | 0 | 0 | 0 | 0 | 0 | 0 | 0 | 0
| 70811171 | 8"x 1-1/2" SPIDER |  | 0 | 0 | 0 | 0 | 0 | 0 | 0 | 0 | 0 | 0 | 0 | 0 | 0 | 0 | 0 | 0 | 0 | 0 | 0 | 0 | 0 | 0
| 70822171 | 8"x 2" 1/2 SPIDER |  | 0 | 0 | 0 | 0 | 0 | 0 | 0 | 0 | 0 | 0 | 0 | 0 | 0 | 0 | 0 | 0 | 0 | 0 | 0 | 0 | 0 | 0
| 71000109 | 10HP 85S100-9 GF 6" SUB PUMP |  | 0 | 0 | 0 | 0 | 0 | 0 | 0 | 0 | 0 | 0 | 0 | 0 | 0 | 0 | 0 | 0 | 0 | 0 | 0 | 0 | 0 | 0
| 71000153 | 10 X 3 WELL SEAL |  | 0 | 0 | 0 | 0 | 0 | 0 | 0 | 0 | 0 | 0 | 0 | 0 | 0 | 0 | 0 | 0 | 0 | 0 | 0 | 0 | 0 | 0
| 71000403 | 10HP 4" 3PH 230V SUB MTR |  | 0 | 0 | 0 | 0 | 0 | 0 | 0 | 0 | 0 | 0 | 0 | 0 | 0 | 0 | 0 | 0 | 0 | 0 | 0 | 0 | 0 | 0
| 71000601 | 10HP 6" 1PH 230V SUB MTR |  | 0 | 0 | 0 | 0 | 0 | 0 | 0 | 0 | 0 | 0 | 0 | 0 | 0 | 0 | 0 | 0 | 0 | 0 | 0 | 0 | 0 | 0
| 71000603 | 10HP 6" 3PH 230V SUB MTR |  | 0 | 0 | 0 | 0 | 0 | 0 | 0 | 0 | 0 | 0 | 0 | 0 | 0 | 0 | 0 | 0 | 0 | 0 | 0 | 0 | 0 | 0
| 71000850 | 10HP DELUXE CONTROL BOX |  | 0 | 0 | 0 | 0 | 0 | 0 | 0 | 0 | 0 | 0 | 0 | 0 | 0 | 0 | 0 | 0 | 0 | 0 | 0 | 0 | 0 | 0
| 71003171 | 10"x 3" SPIDER |  | 0 | 0 | 0 | 0 | 0 | 0 | 0 | 0 | 0 | 0 | 0 | 0 | 0 | 0 | 0 | 0 | 0 | 0 | 0 | 0 | 0 | 0
| 71004171 | 10"x 4" SPIDER |  | 0 | 0 | 0 | 0 | 0 | 0 | 0 | 0 | 0 | 0 | 0 | 0 | 0 | 0 | 0 | 0 | 0 | 0 | 0 | 0 | 0 | 0
| 71200171 | 12"x 3" SPIDER |  | 0 | 0 | 0 | 0 | 0 | 0 | 0 | 0 | 0 | 0 | 0 | 0 | 0 | 0 | 0 | 0 | 0 | 0 | 0 | 0 | 0 | 0
| 71500151 | 15HP 225S150-6 GF 6" SUB PUMP |  | 0 | 0 | 0 | 0 | 0 | 0 | 0 | 0 | 0 | 0 | 0 | 0 | 0 | 0 | 0 | 0 | 0 | 0 | 0 | 0 | 0 | 0
| 74080100 | CHEMFEED PUMP #2P300-3or1P679 |  | 0 | 0 | 0 | 0 | 0 | 0 | 0 | 0 | 0 | 0 | 0 | 0 | 0 | 0 | 0 | 0 | 0 | 0 | 0 | 0 | 0 | 0
| 74150100 | CHEM PUMP #E LPA3 / VHC1 |  | 0 | 0 | 0 | 0 | 0 | 0 | 0 | 0 | 0 | 0 | 0 | 0 | 0 | 0 | 0 | 0 | 0 | 0 | 0 | 0 | 0 | 0
| 74300100 | CHEMICAL TANK, 30 GALLON |  | 0 | 0 | 0 | 0 | 0 | 0 | 0 | 0 | 0 | 0 | 0 | 0 | 0 | 0 | 0 | 0 | 0 | 0 | 0 | 0 | 0 | 0
| 75010100 | RUBBERMAID 10CF ENCLOSURE |  | 0 | 0 | 0 | 0 | 0 | 0 | 0 | 0 | 0 | 0 | 0 | 0 | 0 | 0 | 0 | 0 | 0 | 0 | 0 | 0 | 0 | 0
| 75018180 | RUBBERMAID 18CF ENCLOSURE |  | 0 | 0 | 0 | 0 | 0 | 0 | 0 | 0 | 0 | 0 | 0 | 0 | 0 | 0 | 0 | 0 | 0 | 0 | 0 | 0 | 0 | 0
| 75032320 | RUBBERMAID 32CF ENCLOSURE |  | 0 | 0 | 0 | 0 | 0 | 0 | 0 | 0 | 0 | 0 | 0 | 0 | 0 | 0 | 0 | 0 | 0 | 0 | 0 | 0 | 0 | 0
| 80012045 | 1/2" BRASS 45 ELBOW |  | 0 | 0 | 0 | 0 | 0 | 0 | 0 | 0 | 0 | 0 | 0 | 0 | 0 | 0 | 0 | 0 | 0 | 0 | 0 | 0 | 0 | 0
| 80012050 | 1/2" BRASS BUSHING |  | 0 | 0 | 0 | 0 | 0 | 0 | 0 | 0 | 0 | 0 | 0 | 0 | 0 | 0 | 0 | 0 | 0 | 0 | 0 | 0 | 0 | 0
| 80012090 | 1/2" BRASS 90 ELBOW |  | 0 | 0 | 0 | 0 | 0 | 0 | 0 | 0 | 0 | 0 | 0 | 0 | 0 | 0 | 0 | 0 | 0 | 0 | 0 | 0 | 0 | 0
| 80012120 | 1/2" x CL BRASS NIPPLE |  | 0 | 0 | 0 | 0 | 0 | 0 | 0 | 0 | 0 | 0 | 0 | 0 | 0 | 0 | 0 | 0 | 0 | 0 | 0 | 0 | 0 | 0
| 80012124 | 1/2" x 3" BRASS NIPPLE |  | 0 | 0 | 0 | 0 | 0 | 0 | 0 | 0 | 0 | 0 | 0 | 0 | 0 | 0 | 0 | 0 | 0 | 0 | 0 | 0 | 0 | 0
| 80012130 | 1/2" x 6" BRASS NIPPLE |  | 0 | 0 | 0 | 0 | 0 | 0 | 0 | 0 | 0 | 0 | 0 | 0 | 0 | 0 | 0 | 0 | 0 | 0 | 0 | 0 | 0 | 0
| 80012150 | 1/2" BRASS PLUG |  | 0 | 0 | 0 | 0 | 0 | 0 | 0 | 0 | 0 | 0 | 0 | 0 | 0 | 0 | 0 | 0 | 0 | 0 | 0 | 0 | 0 | 0
| 80012190 | 1/2" BRASS TEE |  | 0 | 0 | 0 | 0 | 0 | 0 | 0 | 0 | 0 | 0 | 0 | 0 | 0 | 0 | 0 | 0 | 0 | 0 | 0 | 0 | 0 | 0
| 80014050 | 1/4" BRASS BUSHING |  | 0 | 0 | 0 | 0 | 0 | 0 | 0 | 0 | 0 | 0 | 0 | 0 | 0 | 0 | 0 | 0 | 0 | 0 | 0 | 0 | 0 | 0
| 80014120 | 1/4" x CL" BRASS NIPPLE |  | 0 | 0 | 0 | 0 | 0 | 0 | 0 | 0 | 0 | 0 | 0 | 0 | 0 | 0 | 0 | 0 | 0 | 0 | 0 | 0 | 0 | 0
| 80014122 | 1/4" x 2" BRASS NIPPLE |  | 0 | 0 | 0 | 0 | 0 | 0 | 0 | 0 | 0 | 0 | 0 | 0 | 0 | 0 | 0 | 0 | 0 | 0 | 0 | 0 | 0 | 0
| 80014124 | 1/4" x 3" BRASS NIPPLE |  | 0 | 0 | 0 | 0 | 0 | 0 | 0 | 0 | 0 | 0 | 0 | 0 | 0 | 0 | 0 | 0 | 0 | 0 | 0 | 0 | 0 | 0
| 80014190 | 1/4" BRASS TEE |  | 0 | 0 | 0 | 0 | 0 | 0 | 0 | 0 | 0 | 0 | 0 | 0 | 0 | 0 | 0 | 0 | 0 | 0 | 0 | 0 | 0 | 0
| 80034020 | 3/4x3/4 or 1" PJxFIPT CU ADP |  | 0 | 0 | 0 | 0 | 0 | 0 | 0 | 0 | 0 | 0 | 0 | 0 | 0 | 0 | 0 | 0 | 0 | 0 | 0 | 0 | 0 | 0
| 80034021 | 3/4x3/4 or 1" PJxMIPT CU ADP |  | 0 | 0 | 0 | 0 | 0 | 0 | 0 | 0 | 0 | 0 | 0 | 0 | 0 | 0 | 0 | 0 | 0 | 0 | 0 | 0 | 0 | 0
| 80034022 | 3/4" PJ x PJ CU COUPLING |  | 0 | 0 | 0 | 0 | 0 | 0 | 0 | 0 | 0 | 0 | 0 | 0 | 0 | 0 | 0 | 0 | 0 | 0 | 0 | 0 | 0 | 0
| 80034045 | 3/4" BRASS 45 ELBOW |  | 6.2631 | 0 | 0 | 0 | 0 | 0 | 0 | 0 | 0 | 0 | 0 | 0 | 6.2631 | 0 | 0 | 0 | 0 | 0 | 0 | 0 | 0 | 0
| 80034050 | 3/4" BRASS BUSHING |  | 0 | 0 | 0 | 0 | 0 | 0 | 0 | 0 | 0 | 0 | 0 | 0 | 0 | 0 | 0 | 0 | 0 | 0 | 0 | 0 | 0 | 0
| 80034070 | 3/4" BRASS COUPLING |  | 0 | 0 | 0 | 0 | 0 | 0 | 0 | 0 | 0 | 0 | 0 | 0 | 0 | 0 | 0 | 0 | 0 | 0 | 0 | 0 | 0 | 0
| 80034090 | 3/4" BRASS 90 ELBOW |  | 0 | 0 | 0 | 0 | 0 | 0 | 0 | 0 | 0 | 0 | 0 | 0 | 0 | 0 | 0 | 0 | 0 | 0 | 0 | 0 | 0 | 0
| 80034095 | 3/4" BRASS STREET 90 ELBOW |  | 0 | 0 | 0 | 0 | 0 | 0 | 0 | 0 | 0 | 0 | 0 | 0 | 0 | 0 | 0 | 0 | 0 | 0 | 0 | 0 | 0 | 0
| 80034120 | 3/4" x CL BRASS NIPPLE |  | 0 | 0 | 0 | 0 | 0 | 0 | 0 | 0 | 0 | 0 | 0 | 0 | 0 | 0 | 0 | 0 | 0 | 0 | 0 | 0 | 0 | 0
| 80034121 | 3/4" x 1 1/2" BRASS NIPPLE |  | 0 | 0 | 0 | 0 | 0 | 0 | 0 | 0 | 0 | 0 | 0 | 0 | 0 | 0 | 0 | 0 | 0 | 0 | 0 | 0 | 0 | 0
| 80034122 | 3/4" x 2" BRASS NIPPLE |  | 0 | 0 | 0 | 0 | 0 | 0 | 0 | 0 | 0 | 0 | 0 | 0 | 0 | 0 | 0 | 0 | 0 | 0 | 0 | 0 | 0 | 0
| 80034124 | 3/4" x 3" BRASS NIPPLE |  | 0 | 0 | 0 | 0 | 0 | 0 | 0 | 0 | 0 | 0 | 0 | 0 | 0 | 0 | 0 | 0 | 0 | 0 | 0 | 0 | 0 | 0
| 80034126 | 3/4" x 4" BRASS NIPPLE |  | 0 | 0 | 0 | 0 | 0 | 0 | 0 | 0 | 0 | 0 | 0 | 0 | 0 | 0 | 0 | 0 | 0 | 0 | 0 | 0 | 0 | 0
| 80034128 | 3/4" x 5" BRASS NIPPLE |  | 0 | 0 | 0 | 0 | 0 | 0 | 0 | 0 | 0 | 0 | 0 | 0 | 0 | 0 | 0 | 0 | 0 | 0 | 0 | 0 | 0 | 0
| 80034129 | 3/4" x 5 1/2" BRASS NIPPLE |  | 0 | 0 | 0 | 0 | 0 | 0 | 0 | 0 | 0 | 0 | 0 | 0 | 0 | 0 | 0 | 0 | 0 | 0 | 0 | 0 | 0 | 0
| 80034130 | 3/4" x 6" BRASS NIPPLE |  | 18.07 | 0 | 0 | 0 | 0 | 0 | 0 | 0 | 0 | 0 | 0 | 0 | 18.07 | 0 | 0 | 0 | 0 | 0 | 0 | 0 | 0 | 0
| 80034132 | 3/4" x 8" BRASS NIPPLE |  | 0 | 0 | 0 | 0 | 0 | 0 | 0 | 0 | 0 | 0 | 0 | 0 | 0 | 0 | 0 | 0 | 0 | 0 | 0 | 0 | 0 | 0
| 80034134 | 3/4" x 12" BRASS NIPPLE |  | 0 | 0 | 0 | 0 | 0 | 0 | 0 | 0 | 0 | 0 | 0 | 0 | 0 | 0 | 0 | 0 | 0 | 0 | 0 | 0 | 0 | 0
| 80034150 | 3/4" BRASS PLUG |  | 0 | 0 | 0 | 0 | 0 | 0 | 0 | 0 | 0 | 0 | 0 | 0 | 0 | 0 | 0 | 0 | 0 | 0 | 0 | 0 | 0 | 0
| 80034190 | 3/4" BRASS TEE |  | 0 | 0 | 0 | 0 | 0 | 0 | 0 | 0 | 0 | 0 | 0 | 0 | 0 | 0 | 0 | 0 | 0 | 0 | 0 | 0 | 0 | 0
| 80034195 | 3/4" BRASS BULLHEAD TEE |  | 0 | 0 | 0 | 0 | 0 | 0 | 0 | 0 | 0 | 0 | 0 | 0 | 0 | 0 | 0 | 0 | 0 | 0 | 0 | 0 | 0 | 0
| 80034200 | 3/4" BRASS UNION |  | 0 | 0 | 0 | 0 | 0 | 0 | 0 | 0 | 0 | 0 | 0 | 0 | 0 | 0 | 0 | 0 | 0 | 0 | 0 | 0 | 0 | 0
| 80038022 | 3/8" x 1/4" COMP MIP CONNECTOR |  | 0 | 0 | 0 | 0 | 0 | 0 | 0 | 0 | 0 | 0 | 0 | 0 | 0 | 0 | 0 | 0 | 0 | 0 | 0 | 0 | 0 | 0
| 80038023 | 3/8 x 1/4 COMP MIP ELBOW CONN |  | 0 | 0 | 0 | 0 | 0 | 0 | 0 | 0 | 0 | 0 | 0 | 0 | 0 | 0 | 0 | 0 | 0 | 0 | 0 | 0 | 0 | 0
| 80038120 | 3/8" x CLOSE BRASS NIPPLE |  | 0 | 0 | 0 | 0 | 0 | 0 | 0 | 0 | 0 | 0 | 0 | 0 | 0 | 0 | 0 | 0 | 0 | 0 | 0 | 0 | 0 | 0
| 80038123 | 3/8" x 2-1/2" BRASS NIPPLE |  | 0 | 0 | 0 | 0 | 0 | 0 | 0 | 0 | 0 | 0 | 0 | 0 | 0 | 0 | 0 | 0 | 0 | 0 | 0 | 0 | 0 | 0
| 80038190 | 3/8" BRASS TEE |  | 0 | 0 | 0 | 0 | 0 | 0 | 0 | 0 | 0 | 0 | 0 | 0 | 0 | 0 | 0 | 0 | 0 | 0 | 0 | 0 | 0 | 0
| 80058022 | 5/8" x 1/2" COMP MIP CONNECTOR |  | 0 | 0 | 0 | 0 | 0 | 0 | 0 | 0 | 0 | 0 | 0 | 0 | 0 | 0 | 0 | 0 | 0 | 0 | 0 | 0 | 0 | 0
| 80100021 | 1"x1" PJxMIPT CU ADPTR |  | 0 | 0 | 0 | 0 | 0 | 0 | 0 | 0 | 0 | 0 | 0 | 0 | 0 | 0 | 0 | 0 | 0 | 0 | 0 | 0 | 0 | 0
| 80100022 | 1" PJ x PJ CU COUPLING |  | 0 | 0 | 0 | 0 | 0 | 0 | 0 | 0 | 0 | 0 | 0 | 0 | 0 | 0 | 0 | 0 | 0 | 0 | 0 | 0 | 0 | 0
| 80100045 | 1" BRASS 45 ELBOW |  | 0 | 0 | 0 | 0 | 0 | 0 | 0 | 0 | 0 | 0 | 0 | 0 | 0 | 0 | 0 | 0 | 0 | 0 | 0 | 0 | 0 | 0
| 80100050 | 1" BRASS BUSHING |  | 0 | 0 | 0 | 0 | 0 | 0 | 0 | 0 | 0 | 0 | 0 | 0 | 0 | 0 | 0 | 0 | 0 | 0 | 0 | 0 | 0 | 0
| 80100090 | 1" 90 BRASS ELBOW |  | 0 | 0 | 0 | 0 | 0 | 0 | 0 | 0 | 0 | 0 | 0 | 0 | 0 | 0 | 0 | 0 | 0 | 0 | 0 | 0 | 0 | 0
| 80100091 | 1" BRASS RED 90 ELBOW |  | 0 | 0 | 0 | 0 | 0 | 0 | 0 | 0 | 0 | 0 | 0 | 0 | 0 | 0 | 0 | 0 | 0 | 0 | 0 | 0 | 0 | 0
| 80100095 | 1" BRASS STREET 90 ELBOW |  | 0 | 0 | 0 | 0 | 0 | 0 | 0 | 0 | 0 | 0 | 0 | 0 | 0 | 0 | 0 | 0 | 0 | 0 | 0 | 0 | 0 | 0
| 80100124 | 1" x3" BRASS NIPPLE |  | 0 | 0 | 0 | 0 | 0 | 0 | 0 | 0 | 0 | 0 | 0 | 0 | 0 | 0 | 0 | 0 | 0 | 0 | 0 | 0 | 0 | 0
| 80100125 | 1" x 3-1/2" BRASS NIPPLE |  | 0 | 0 | 0 | 0 | 0 | 0 | 0 | 0 | 0 | 0 | 0 | 0 | 0 | 0 | 0 | 0 | 0 | 0 | 0 | 0 | 0 | 0
| 80100126 | 1" x4" BRASS NIPPLE |  | 0 | 0 | 0 | 0 | 0 | 0 | 0 | 0 | 0 | 0 | 0 | 0 | 0 | 0 | 0 | 0 | 0 | 0 | 0 | 0 | 0 | 0
| 80100130 | 1" x 6" BRASS NIPPLE |  | 0 | 0 | 0 | 0 | 0 | 0 | 0 | 0 | 0 | 0 | 0 | 0 | 0 | 0 | 0 | 0 | 0 | 0 | 0 | 0 | 0 | 0
| 80100134 | 1" x 12" BRASS NIPPLE |  | 0 | 0 | 0 | 0 | 0 | 0 | 0 | 0 | 0 | 0 | 0 | 0 | 0 | 0 | 0 | 0 | 0 | 0 | 0 | 0 | 0 | 0
| 80100150 | 1" BRASS PLUG |  | 0 | 0 | 0 | 0 | 0 | 0 | 0 | 0 | 0 | 0 | 0 | 0 | 0 | 0 | 0 | 0 | 0 | 0 | 0 | 0 | 0 | 0
| 80100160 | 1" BRASS BELL REDUCER |  | 0 | 0 | 0 | 0 | 0 | 0 | 0 | 0 | 0 | 0 | 0 | 0 | 0 | 0 | 0 | 0 | 0 | 0 | 0 | 0 | 0 | 0
| 80100190 | 1" BRASS TEE |  | 0 | 0 | 0 | 0 | 0 | 0 | 0 | 0 | 0 | 0 | 0 | 0 | 0 | 0 | 0 | 0 | 0 | 0 | 0 | 0 | 0 | 0
| 80112050 | 1-1/2" BRASS BUSHING |  | 0 | 0 | 0 | 0 | 0 | 0 | 0 | 0 | 0 | 0 | 0 | 0 | 0 | 0 | 0 | 0 | 0 | 0 | 0 | 0 | 0 | 0
| 80112124 | 1-1/2" x 3" BRASS NIPPLE |  | 0 | 0 | 0 | 0 | 0 | 0 | 0 | 0 | 0 | 0 | 0 | 0 | 0 | 0 | 0 | 0 | 0 | 0 | 0 | 0 | 0 | 0
| 80112125 | 1-1/2" x 3-1/2" BRASS NIPPLE |  | 0 | 0 | 0 | 0 | 0 | 0 | 0 | 0 | 0 | 0 | 0 | 0 | 0 | 0 | 0 | 0 | 0 | 0 | 0 | 0 | 0 | 0
| 80112134 | 1-1/2" x 12" BRASS NIPPLE |  | 0 | 0 | 0 | 0 | 0 | 0 | 0 | 0 | 0 | 0 | 0 | 0 | 0 | 0 | 0 | 0 | 0 | 0 | 0 | 0 | 0 | 0
| 80112190 | 1-1/2" BRASS TEE |  | 0 | 0 | 0 | 0 | 0 | 0 | 0 | 0 | 0 | 0 | 0 | 0 | 0 | 0 | 0 | 0 | 0 | 0 | 0 | 0 | 0 | 0
| 80114050 | 1-1/4" BRASS BUSHING |  | 0 | 0 | 0 | 0 | 0 | 0 | 0 | 0 | 0 | 0 | 0 | 0 | 0 | 0 | 0 | 0 | 0 | 0 | 0 | 0 | 0 | 0
| 80114095 | 1-1/4" BRASS STREET 90 ELBOW |  | 0 | 0 | 0 | 0 | 0 | 0 | 0 | 0 | 0 | 0 | 0 | 0 | 0 | 0 | 0 | 0 | 0 | 0 | 0 | 0 | 0 | 0
| 80114126 | 1-1/4" x 4" BRASS NIPPLE |  | 0 | 0 | 0 | 0 | 0 | 0 | 0 | 0 | 0 | 0 | 0 | 0 | 0 | 0 | 0 | 0 | 0 | 0 | 0 | 0 | 0 | 0
| 80114130 | 1-1/4" x 6" BRASS NIPPLE |  | 0 | 0 | 0 | 0 | 0 | 0 | 0 | 0 | 0 | 0 | 0 | 0 | 0 | 0 | 0 | 0 | 0 | 0 | 0 | 0 | 0 | 0
| 80114150 | 1-1/4" BRASS PLUG |  | 0 | 0 | 0 | 0 | 0 | 0 | 0 | 0 | 0 | 0 | 0 | 0 | 0 | 0 | 0 | 0 | 0 | 0 | 0 | 0 | 0 | 0
| 80114160 | 1-1/4" BRASS BELL REDUCER |  | 0 | 0 | 0 | 0 | 0 | 0 | 0 | 0 | 0 | 0 | 0 | 0 | 0 | 0 | 0 | 0 | 0 | 0 | 0 | 0 | 0 | 0
| 80200050 | 2" BRASS BUSHING |  | 0 | 0 | 0 | 0 | 0 | 0 | 0 | 0 | 0 | 0 | 0 | 0 | 0 | 0 | 0 | 0 | 0 | 0 | 0 | 0 | 0 | 0
| 80200070 | 2" BRASS COUPLING |  | 0 | 0 | 0 | 0 | 0 | 0 | 0 | 0 | 0 | 0 | 0 | 0 | 0 | 0 | 0 | 0 | 0 | 0 | 0 | 0 | 0 | 0
| 80200120 | 2" x CLOSE BRASS NIPPLE |  | 0 | 0 | 0 | 0 | 0 | 0 | 0 | 0 | 0 | 0 | 0 | 0 | 0 | 0 | 0 | 0 | 0 | 0 | 0 | 0 | 0 | 0
| 80200124 | 2" x 3" BRASS NIPPLE |  | 0 | 0 | 0 | 0 | 0 | 0 | 0 | 0 | 0 | 0 | 0 | 0 | 0 | 0 | 0 | 0 | 0 | 0 | 0 | 0 | 0 | 0
| 80200126 | 2" x 4" BRASS NIPPLE |  | 0 | 0 | 0 | 0 | 0 | 0 | 0 | 0 | 0 | 0 | 0 | 0 | 0 | 0 | 0 | 0 | 0 | 0 | 0 | 0 | 0 | 0
| 80200130 | 2" x 6" BRASS NIPPLE |  | 0 | 0 | 0 | 0 | 0 | 0 | 0 | 0 | 0 | 0 | 0 | 0 | 0 | 0 | 0 | 0 | 0 | 0 | 0 | 0 | 0 | 0
| 80200134 | 2" x 12" BRASS NIPPLE |  | 0 | 0 | 0 | 0 | 0 | 0 | 0 | 0 | 0 | 0 | 0 | 0 | 0 | 0 | 0 | 0 | 0 | 0 | 0 | 0 | 0 | 0
| 80200190 | 2" BRASS TEE |  | 0 | 0 | 0 | 0 | 0 | 0 | 0 | 0 | 0 | 0 | 0 | 0 | 0 | 0 | 0 | 0 | 0 | 0 | 0 | 0 | 0 | 0
| 80212130 | 2-1/2" x 6" BRASS NIPPLE |  | 0 | 0 | 0 | 0 | 0 | 0 | 0 | 0 | 0 | 0 | 0 | 0 | 0 | 0 | 0 | 0 | 0 | 0 | 0 | 0 | 0 | 0
| 80212160 | 2-1/2" BRASS BELL REDUCER |  | 0 | 0 | 0 | 0 | 0 | 0 | 0 | 0 | 0 | 0 | 0 | 0 | 0 | 0 | 0 | 0 | 0 | 0 | 0 | 0 | 0 | 0
| 90100070 | 1" RIGID 0-FLEX COUPLING |  | 0 | 0 | 0 | 0 | 0 | 0 | 0 | 0 | 0 | 0 | 0 | 0 | 0 | 0 | 0 | 0 | 0 | 0 | 0 | 0 | 0 | 0
| 90114071 | 1-1/4" STANDARD FLEX COUPLING |  | 0 | 0 | 0 | 0 | 0 | 0 | 0 | 0 | 0 | 0 | 0 | 0 | 0 | 0 | 0 | 0 | 0 | 0 | 0 | 0 | 0 | 0
| 90114090 | 1-1/4" GR 90 ELBOW |  | 0 | 0 | 0 | 0 | 0 | 0 | 0 | 0 | 0 | 0 | 0 | 0 | 0 | 0 | 0 | 0 | 0 | 0 | 0 | 0 | 0 | 0
| 90200002 | 2" SPLIT FLANGE ADAPTOR |  | 0 | 0 | 0 | 0 | 0 | 0 | 0 | 0 | 0 | 0 | 0 | 0 | 0 | 0 | 0 | 0 | 0 | 0 | 0 | 0 | 0 | 0
| 90200020 | 2" GR x FIP ADAPTOR |  | 0 | 0 | 0 | 0 | 0 | 0 | 0 | 0 | 0 | 0 | 0 | 0 | 0 | 0 | 0 | 0 | 0 | 0 | 0 | 0 | 0 | 0
| 90200040 | 2" GR INLINE CHECK VALVE |  | 0 | 0 | 0 | 0 | 0 | 0 | 0 | 0 | 0 | 0 | 0 | 0 | 0 | 0 | 0 | 0 | 0 | 0 | 0 | 0 | 0 | 0
| 90200045 | 2" GR 45 ELBOW |  | 0 | 0 | 0 | 0 | 0 | 0 | 0 | 0 | 0 | 0 | 0 | 0 | 0 | 0 | 0 | 0 | 0 | 0 | 0 | 0 | 0 | 0
| 90200060 | 2" GR CAP |  | 0 | 0 | 0 | 0 | 0 | 0 | 0 | 0 | 0 | 0 | 0 | 0 | 0 | 0 | 0 | 0 | 0 | 0 | 0 | 0 | 0 | 0
| 90200063 | 2" x GR x TH REDUCER CPLG |  | 0 | 0 | 0 | 0 | 0 | 0 | 0 | 0 | 0 | 0 | 0 | 0 | 0 | 0 | 0 | 0 | 0 | 0 | 0 | 0 | 0 | 0
| 90200070 | 2" RIGID 0-FLEX COUPLING |  | 0 | 0 | 0 | 0 | 0 | 0 | 0 | 0 | 0 | 0 | 0 | 0 | 0 | 0 | 0 | 0 | 0 | 0 | 0 | 0 | 0 | 0
| 90200071 | 2" STANDARD FLEX COUPLING |  | 0 | 0 | 0 | 0 | 0 | 0 | 0 | 0 | 0 | 0 | 0 | 0 | 0 | 0 | 0 | 0 | 0 | 0 | 0 | 0 | 0 | 0
| 90200090 | 2" GR 90 ELBOW |  | 0 | 0 | 0 | 0 | 0 | 0 | 0 | 0 | 0 | 0 | 0 | 0 | 0 | 0 | 0 | 0 | 0 | 0 | 0 | 0 | 0 | 0
| 90200140 | 2" GR x MIP ADAPTOR NIPPLE |  | 0 | 0 | 0 | 0 | 0 | 0 | 0 | 0 | 0 | 0 | 0 | 0 | 0 | 0 | 0 | 0 | 0 | 0 | 0 | 0 | 0 | 0
| 90200160 | 2" GR CONCENTRIC REDUCER |  | 0 | 0 | 0 | 0 | 0 | 0 | 0 | 0 | 0 | 0 | 0 | 0 | 0 | 0 | 0 | 0 | 0 | 0 | 0 | 0 | 0 | 0
| 90200170 | 2" x FIPorMIP GR OUTLET CPLG |  | 0 | 0 | 0 | 0 | 0 | 0 | 0 | 0 | 0 | 0 | 0 | 0 | 0 | 0 | 0 | 0 | 0 | 0 | 0 | 0 | 0 | 0
| 90200190 | 2" GR TEE |  | 0 | 0 | 0 | 0 | 0 | 0 | 0 | 0 | 0 | 0 | 0 | 0 | 0 | 0 | 0 | 0 | 0 | 0 | 0 | 0 | 0 | 0
| 90200192 | 2" RED GR TEE w/ FIP BRANCH |  | 0 | 0 | 0 | 0 | 0 | 0 | 0 | 0 | 0 | 0 | 0 | 0 | 0 | 0 | 0 | 0 | 0 | 0 | 0 | 0 | 0 | 0
| 90200230 | 2" GR LVR HNDL BALL VALVE |  | 0 | 0 | 0 | 0 | 0 | 0 | 0 | 0 | 0 | 0 | 0 | 0 | 0 | 0 | 0 | 0 | 0 | 0 | 0 | 0 | 0 | 0
| 90200232 | 2" GR BUTTERFLY VALVE |  | 0 | 0 | 0 | 0 | 0 | 0 | 0 | 0 | 0 | 0 | 0 | 0 | 0 | 0 | 0 | 0 | 0 | 0 | 0 | 0 | 0 | 0
| 90212002 | 2-1/2" SPLIT FLANGE ADAPTOR |  | 0 | 0 | 0 | 0 | 0 | 0 | 0 | 0 | 0 | 0 | 0 | 0 | 0 | 0 | 0 | 0 | 0 | 0 | 0 | 0 | 0 | 0
| 90212020 | 2-1/2" GR x FIP ADAPTOR |  | 0 | 0 | 0 | 0 | 0 | 0 | 0 | 0 | 0 | 0 | 0 | 0 | 0 | 0 | 0 | 0 | 0 | 0 | 0 | 0 | 0 | 0
| 90212040 | 2-1/2" GR INLINE CHECK VALVE |  | 0 | 0 | 0 | 0 | 0 | 0 | 0 | 0 | 0 | 0 | 0 | 0 | 0 | 0 | 0 | 0 | 0 | 0 | 0 | 0 | 0 | 0
| 90212045 | 2-1/2" GR 45 ELBOW |  | 0 | 0 | 0 | 0 | 0 | 0 | 0 | 0 | 0 | 0 | 0 | 0 | 0 | 0 | 0 | 0 | 0 | 0 | 0 | 0 | 0 | 0
| 90212060 | 2-1/2" GR CAP |  | 0 | 0 | 0 | 0 | 0 | 0 | 0 | 0 | 0 | 0 | 0 | 0 | 0 | 0 | 0 | 0 | 0 | 0 | 0 | 0 | 0 | 0
| 90212063 | 2-1/2" x GR x TH REDUCER CPLG |  | 0 | 0 | 0 | 0 | 0 | 0 | 0 | 0 | 0 | 0 | 0 | 0 | 0 | 0 | 0 | 0 | 0 | 0 | 0 | 0 | 0 | 0
| 90212070 | 2-1/2" RIGID 0-FLEX COUPLING |  | 0 | 0 | 0 | 0 | 0 | 0 | 0 | 0 | 0 | 0 | 0 | 0 | 0 | 0 | 0 | 0 | 0 | 0 | 0 | 0 | 0 | 0
| 90212071 | 2-1/2" STANDARD FLEX COUPLING |  | 0 | 0 | 0 | 0 | 0 | 0 | 0 | 0 | 0 | 0 | 0 | 0 | 0 | 0 | 0 | 0 | 0 | 0 | 0 | 0 | 0 | 0
| 90212072 | 2-1/2" GR REDUCING COUPLING |  | 0 | 0 | 0 | 0 | 0 | 0 | 0 | 0 | 0 | 0 | 0 | 0 | 0 | 0 | 0 | 0 | 0 | 0 | 0 | 0 | 0 | 0
| 90212090 | 2-1/2" GR 90 ELBOW |  | 0 | 0 | 0 | 0 | 0 | 0 | 0 | 0 | 0 | 0 | 0 | 0 | 0 | 0 | 0 | 0 | 0 | 0 | 0 | 0 | 0 | 0
| 90212140 | 2-1/2" GR x MIP ADAPTOR NIPPLE |  | 0 | 0 | 0 | 0 | 0 | 0 | 0 | 0 | 0 | 0 | 0 | 0 | 0 | 0 | 0 | 0 | 0 | 0 | 0 | 0 | 0 | 0
| 90212141 | 2-1/2" GR x GR NIPPLE |  | 0 | 0 | 0 | 0 | 0 | 0 | 0 | 0 | 0 | 0 | 0 | 0 | 0 | 0 | 0 | 0 | 0 | 0 | 0 | 0 | 0 | 0
| 90212160 | 2-1/2" GR CONCENTRIC REDUCER |  | 0 | 0 | 0 | 0 | 0 | 0 | 0 | 0 | 0 | 0 | 0 | 0 | 0 | 0 | 0 | 0 | 0 | 0 | 0 | 0 | 0 | 0
| 90212170 | 2-1/2"xFIPorMIP GR OUTLET CPLG |  | 0 | 0 | 0 | 0 | 0 | 0 | 0 | 0 | 0 | 0 | 0 | 0 | 0 | 0 | 0 | 0 | 0 | 0 | 0 | 0 | 0 | 0
| 90212190 | 2-1/2" GR TEE |  | 0 | 0 | 0 | 0 | 0 | 0 | 0 | 0 | 0 | 0 | 0 | 0 | 0 | 0 | 0 | 0 | 0 | 0 | 0 | 0 | 0 | 0
| 90212192 | 2-1/2" RED GR TEE w/FIP BRANCH |  | 0 | 0 | 0 | 0 | 0 | 0 | 0 | 0 | 0 | 0 | 0 | 0 | 0 | 0 | 0 | 0 | 0 | 0 | 0 | 0 | 0 | 0
| 90212230 | 2-1/2" GR LVR HNDL BALL VALVE |  | 0 | 0 | 0 | 0 | 0 | 0 | 0 | 0 | 0 | 0 | 0 | 0 | 0 | 0 | 0 | 0 | 0 | 0 | 0 | 0 | 0 | 0
| 90212232 | 2-1/2" GR BUTTERFLY VALVE |  | 0 | 0 | 0 | 0 | 0 | 0 | 0 | 0 | 0 | 0 | 0 | 0 | 0 | 0 | 0 | 0 | 0 | 0 | 0 | 0 | 0 | 0
| 90300002 | 3" SPLIT FLANGE ADAPTOR |  | 0 | 0 | 0 | 0 | 0 | 0 | 0 | 0 | 0 | 0 | 0 | 0 | 0 | 0 | 0 | 0 | 0 | 0 | 0 | 0 | 0 | 0
| 90300020 | 3" GR x FIP ADAPTOR |  | 0 | 0 | 0 | 0 | 0 | 0 | 0 | 0 | 0 | 0 | 0 | 0 | 0 | 0 | 0 | 0 | 0 | 0 | 0 | 0 | 0 | 0
| 90300040 | 3" GR INLINE CHECK VALVE |  | 0 | 0 | 0 | 0 | 0 | 0 | 0 | 0 | 0 | 0 | 0 | 0 | 0 | 0 | 0 | 0 | 0 | 0 | 0 | 0 | 0 | 0
| 90300045 | 3" GR 45 ELBOW |  | 0 | 0 | 0 | 0 | 0 | 0 | 0 | 0 | 0 | 0 | 0 | 0 | 0 | 0 | 0 | 0 | 0 | 0 | 0 | 0 | 0 | 0
| 90300060 | 3" GR CAP |  | 0 | 0 | 0 | 0 | 0 | 0 | 0 | 0 | 0 | 0 | 0 | 0 | 0 | 0 | 0 | 0 | 0 | 0 | 0 | 0 | 0 | 0
| 90300070 | 3" RIGID 0-FLEX COUPLING |  | 0 | 0 | 0 | 0 | 0 | 0 | 0 | 0 | 0 | 0 | 0 | 0 | 0 | 0 | 0 | 0 | 0 | 0 | 0 | 0 | 0 | 0
| 90300090 | 3" GR 90 ELBOW |  | 0 | 0 | 0 | 0 | 0 | 0 | 0 | 0 | 0 | 0 | 0 | 0 | 0 | 0 | 0 | 0 | 0 | 0 | 0 | 0 | 0 | 0
| 90300140 | 3" GR x MIP ADAPTOR NIPPLE |  | 0 | 0 | 0 | 0 | 0 | 0 | 0 | 0 | 0 | 0 | 0 | 0 | 0 | 0 | 0 | 0 | 0 | 0 | 0 | 0 | 0 | 0
| 90300160 | 3" GR CONCENTRIC REDUCER |  | 0 | 0 | 0 | 0 | 0 | 0 | 0 | 0 | 0 | 0 | 0 | 0 | 0 | 0 | 0 | 0 | 0 | 0 | 0 | 0 | 0 | 0
| 90300170 | 3" x FIPorMIP GR OUTLET CPLG |  | 0 | 0 | 0 | 0 | 0 | 0 | 0 | 0 | 0 | 0 | 0 | 0 | 0 | 0 | 0 | 0 | 0 | 0 | 0 | 0 | 0 | 0
| 90300190 | 3" GR TEE |  | 0 | 0 | 0 | 0 | 0 | 0 | 0 | 0 | 0 | 0 | 0 | 0 | 0 | 0 | 0 | 0 | 0 | 0 | 0 | 0 | 0 | 0
| 90300192 | 3" RED GR TEE w/ FIP BRANCH |  | 0 | 0 | 0 | 0 | 0 | 0 | 0 | 0 | 0 | 0 | 0 | 0 | 0 | 0 | 0 | 0 | 0 | 0 | 0 | 0 | 0 | 0
| 90300230 | 3" GR LVR HNDL BALL VALVE |  | 0 | 0 | 0 | 0 | 0 | 0 | 0 | 0 | 0 | 0 | 0 | 0 | 0 | 0 | 0 | 0 | 0 | 0 | 0 | 0 | 0 | 0
| 90300232 | 3" GR BUTTERFLY VALVE |  | 0 | 0 | 0 | 0 | 0 | 0 | 0 | 0 | 0 | 0 | 0 | 0 | 0 | 0 | 0 | 0 | 0 | 0 | 0 | 0 | 0 | 0
| 90302063 | 3" x GR x TH REDUCER CPLG |  | 0 | 0 | 0 | 0 | 0 | 0 | 0 | 0 | 0 | 0 | 0 | 0 | 0 | 0 | 0 | 0 | 0 | 0 | 0 | 0 | 0 | 0
| 90321263 | 3"x2-1/2" GR x TH REDUCER CPLG |  | 0 | 0 | 0 | 0 | 0 | 0 | 0 | 0 | 0 | 0 | 0 | 0 | 0 | 0 | 0 | 0 | 0 | 0 | 0 | 0 | 0 | 0
| 90400002 | 4" SPLIT FLANGE ADAPTOR |  | 0 | 0 | 0 | 0 | 0 | 0 | 0 | 0 | 0 | 0 | 0 | 0 | 0 | 0 | 0 | 0 | 0 | 0 | 0 | 0 | 0 | 0
| 90400020 | 4" GR x FIP ADAPTOR |  | 0 | 0 | 0 | 0 | 0 | 0 | 0 | 0 | 0 | 0 | 0 | 0 | 0 | 0 | 0 | 0 | 0 | 0 | 0 | 0 | 0 | 0
| 90400022 | 4" GR 22-1/2 ELBOW |  | 0 | 0 | 0 | 0 | 0 | 0 | 0 | 0 | 0 | 0 | 0 | 0 | 0 | 0 | 0 | 0 | 0 | 0 | 0 | 0 | 0 | 0
| 90400040 | 4" GR INLINE CHECK VALVE |  | 0 | 0 | 0 | 0 | 0 | 0 | 0 | 0 | 0 | 0 | 0 | 0 | 0 | 0 | 0 | 0 | 0 | 0 | 0 | 0 | 0 | 0
| 90400045 | 4" GR 45 ELBOW |  | 0 | 0 | 0 | 0 | 0 | 0 | 0 | 0 | 0 | 0 | 0 | 0 | 0 | 0 | 0 | 0 | 0 | 0 | 0 | 0 | 0 | 0
| 90400060 | 4" GR CAP |  | 0 | 0 | 0 | 0 | 0 | 0 | 0 | 0 | 0 | 0 | 0 | 0 | 0 | 0 | 0 | 0 | 0 | 0 | 0 | 0 | 0 | 0
| 90400070 | 4" RIGID 0-FLEX COUPLING |  | 0 | 0 | 0 | 0 | 0 | 0 | 0 | 0 | 0 | 0 | 0 | 0 | 0 | 0 | 0 | 0 | 0 | 0 | 0 | 0 | 0 | 0
| 90400071 | 4" STANDARD FLEX COUPLING |  | 0 | 0 | 0 | 0 | 0 | 0 | 0 | 0 | 0 | 0 | 0 | 0 | 0 | 0 | 0 | 0 | 0 | 0 | 0 | 0 | 0 | 0
| 90400072 | 4" GR REDUCING COUPLING |  | 0 | 0 | 0 | 0 | 0 | 0 | 0 | 0 | 0 | 0 | 0 | 0 | 0 | 0 | 0 | 0 | 0 | 0 | 0 | 0 | 0 | 0
| 90400090 | 4" GR 90 ELBOW |  | 0 | 0 | 0 | 0 | 0 | 0 | 0 | 0 | 0 | 0 | 0 | 0 | 0 | 0 | 0 | 0 | 0 | 0 | 0 | 0 | 0 | 0
| 90400140 | 4" GR x MIP ADAPTOR NIPPLE |  | 0 | 0 | 0 | 0 | 0 | 0 | 0 | 0 | 0 | 0 | 0 | 0 | 0 | 0 | 0 | 0 | 0 | 0 | 0 | 0 | 0 | 0
| 90400160 | 4" GR CONCENTRIC REDUCER |  | 0 | 0 | 0 | 0 | 0 | 0 | 0 | 0 | 0 | 0 | 0 | 0 | 0 | 0 | 0 | 0 | 0 | 0 | 0 | 0 | 0 | 0
| 90400170 | 4" x FIPorMIP GR OUTLET CPLG |  | 0 | 0 | 0 | 0 | 0 | 0 | 0 | 0 | 0 | 0 | 0 | 0 | 0 | 0 | 0 | 0 | 0 | 0 | 0 | 0 | 0 | 0
| 90400190 | 4" GR TEE |  | 0 | 0 | 0 | 0 | 0 | 0 | 0 | 0 | 0 | 0 | 0 | 0 | 0 | 0 | 0 | 0 | 0 | 0 | 0 | 0 | 0 | 0
| 90400191 | 4" GR REDUCING TEE |  | 0 | 0 | 0 | 0 | 0 | 0 | 0 | 0 | 0 | 0 | 0 | 0 | 0 | 0 | 0 | 0 | 0 | 0 | 0 | 0 | 0 | 0
| 90400192 | 4" RED GR TEE w/ FIP BRANCH |  | 0 | 0 | 0 | 0 | 0 | 0 | 0 | 0 | 0 | 0 | 0 | 0 | 0 | 0 | 0 | 0 | 0 | 0 | 0 | 0 | 0 | 0
| 90400194 | 4" GR LATERAL 45 TEE |  | 0 | 0 | 0 | 0 | 0 | 0 | 0 | 0 | 0 | 0 | 0 | 0 | 0 | 0 | 0 | 0 | 0 | 0 | 0 | 0 | 0 | 0
| 90400230 | 4" GR LVR HNDL BALL VALVE |  | 0 | 0 | 0 | 0 | 0 | 0 | 0 | 0 | 0 | 0 | 0 | 0 | 0 | 0 | 0 | 0 | 0 | 0 | 0 | 0 | 0 | 0
| 90400232 | 4" GR BUTTERFLY VALVE |  | 0 | 0 | 0 | 0 | 0 | 0 | 0 | 0 | 0 | 0 | 0 | 0 | 0 | 0 | 0 | 0 | 0 | 0 | 0 | 0 | 0 | 0
| 90402063 | 4"x 2" GR x TH REDUCER CPLG |  | 0 | 0 | 0 | 0 | 0 | 0 | 0 | 0 | 0 | 0 | 0 | 0 | 0 | 0 | 0 | 0 | 0 | 0 | 0 | 0 | 0 | 0
| 90402162 | 4" GR SWAGE END REDUCER |  | 0 | 0 | 0 | 0 | 0 | 0 | 0 | 0 | 0 | 0 | 0 | 0 | 0 | 0 | 0 | 0 | 0 | 0 | 0 | 0 | 0 | 0
| 90403063 | 4"x 3" GR x TH REDUCER CPLG |  | 0 | 0 | 0 | 0 | 0 | 0 | 0 | 0 | 0 | 0 | 0 | 0 | 0 | 0 | 0 | 0 | 0 | 0 | 0 | 0 | 0 | 0
| 90421263 | 4"x2-1/2" GR x TH REDUCER CPLG |  | 0 | 0 | 0 | 0 | 0 | 0 | 0 | 0 | 0 | 0 | 0 | 0 | 0 | 0 | 0 | 0 | 0 | 0 | 0 | 0 | 0 | 0
| 90600002 | 6" SPLIT FLANGE ADAPTOR |  | 0 | 0 | 0 | 0 | 0 | 0 | 0 | 0 | 0 | 0 | 0 | 0 | 0 | 0 | 0 | 0 | 0 | 0 | 0 | 0 | 0 | 0
| 90600022 | 6" GR 22-1/2 ELBOW |  | 0 | 0 | 0 | 0 | 0 | 0 | 0 | 0 | 0 | 0 | 0 | 0 | 0 | 0 | 0 | 0 | 0 | 0 | 0 | 0 | 0 | 0
| 90600040 | 6" GR INLINE CHECK VALVE |  | 0 | 0 | 0 | 0 | 0 | 0 | 0 | 0 | 0 | 0 | 0 | 0 | 0 | 0 | 0 | 0 | 0 | 0 | 0 | 0 | 0 | 0
| 90600045 | 6" GR 45 ELBOW |  | 0 | 0 | 0 | 0 | 0 | 0 | 0 | 0 | 0 | 0 | 0 | 0 | 0 | 0 | 0 | 0 | 0 | 0 | 0 | 0 | 0 | 0
| 90600060 | 6" GR CAP |  | 0 | 0 | 0 | 0 | 0 | 0 | 0 | 0 | 0 | 0 | 0 | 0 | 0 | 0 | 0 | 0 | 0 | 0 | 0 | 0 | 0 | 0
| 90600070 | 6" RIGID 0-FLEX COUPLING |  | 0 | 0 | 0 | 0 | 0 | 0 | 0 | 0 | 0 | 0 | 0 | 0 | 0 | 0 | 0 | 0 | 0 | 0 | 0 | 0 | 0 | 0
| 90600071 | 6" STANDARD FLEX COUPLING |  | 0 | 0 | 0 | 0 | 0 | 0 | 0 | 0 | 0 | 0 | 0 | 0 | 0 | 0 | 0 | 0 | 0 | 0 | 0 | 0 | 0 | 0
| 90600072 | 6" GR REDUCING COUPLING |  | 0 | 0 | 0 | 0 | 0 | 0 | 0 | 0 | 0 | 0 | 0 | 0 | 0 | 0 | 0 | 0 | 0 | 0 | 0 | 0 | 0 | 0
| 90600080 | 6" GR CROSS |  | 0 | 0 | 0 | 0 | 0 | 0 | 0 | 0 | 0 | 0 | 0 | 0 | 0 | 0 | 0 | 0 | 0 | 0 | 0 | 0 | 0 | 0
| 90600090 | 6" GR 90 ELBOW |  | 0 | 0 | 0 | 0 | 0 | 0 | 0 | 0 | 0 | 0 | 0 | 0 | 0 | 0 | 0 | 0 | 0 | 0 | 0 | 0 | 0 | 0
| 90600140 | 6" GR x MIP ADAPTOR NIPPLE |  | 0 | 0 | 0 | 0 | 0 | 0 | 0 | 0 | 0 | 0 | 0 | 0 | 0 | 0 | 0 | 0 | 0 | 0 | 0 | 0 | 0 | 0
| 90600141 | 6" GR x GR NIPPLE |  | 0 | 0 | 0 | 0 | 0 | 0 | 0 | 0 | 0 | 0 | 0 | 0 | 0 | 0 | 0 | 0 | 0 | 0 | 0 | 0 | 0 | 0
| 90600160 | 6" GR CONCENTRIC REDUCER |  | 0 | 0 | 0 | 0 | 0 | 0 | 0 | 0 | 0 | 0 | 0 | 0 | 0 | 0 | 0 | 0 | 0 | 0 | 0 | 0 | 0 | 0
| 90600170 | 6" x FIPorMIP GR OUTLET CPLG |  | 0 | 0 | 0 | 0 | 0 | 0 | 0 | 0 | 0 | 0 | 0 | 0 | 0 | 0 | 0 | 0 | 0 | 0 | 0 | 0 | 0 | 0
| 90600190 | 6" GR TEE |  | 0 | 0 | 0 | 0 | 0 | 0 | 0 | 0 | 0 | 0 | 0 | 0 | 0 | 0 | 0 | 0 | 0 | 0 | 0 | 0 | 0 | 0
| 90600232 | 6" GR BUTTERFLY VALVE |  | 0 | 0 | 0 | 0 | 0 | 0 | 0 | 0 | 0 | 0 | 0 | 0 | 0 | 0 | 0 | 0 | 0 | 0 | 0 | 0 | 0 | 0
| 90602191 | 6" X 2" GR REDUCING TEE |  | 0 | 0 | 0 | 0 | 0 | 0 | 0 | 0 | 0 | 0 | 0 | 0 | 0 | 0 | 0 | 0 | 0 | 0 | 0 | 0 | 0 | 0
| 90603191 | 6" X 3" GR REDUCING TEE |  | 0 | 0 | 0 | 0 | 0 | 0 | 0 | 0 | 0 | 0 | 0 | 0 | 0 | 0 | 0 | 0 | 0 | 0 | 0 | 0 | 0 | 0
| 90604191 | 6" X 4" GR REDUCING TEE |  | 0 | 0 | 0 | 0 | 0 | 0 | 0 | 0 | 0 | 0 | 0 | 0 | 0 | 0 | 0 | 0 | 0 | 0 | 0 | 0 | 0 | 0
| 90800002 | 8" SPLIT FLANGE ADAPTOR |  | 0 | 0 | 0 | 0 | 0 | 0 | 0 | 0 | 0 | 0 | 0 | 0 | 0 | 0 | 0 | 0 | 0 | 0 | 0 | 0 | 0 | 0
| 90800022 | 8" GR 22-1/2 ELBOW |  | 0 | 0 | 0 | 0 | 0 | 0 | 0 | 0 | 0 | 0 | 0 | 0 | 0 | 0 | 0 | 0 | 0 | 0 | 0 | 0 | 0 | 0
| 90800040 | 8" GR INLINE CHECK VALVE |  | 0 | 0 | 0 | 0 | 0 | 0 | 0 | 0 | 0 | 0 | 0 | 0 | 0 | 0 | 0 | 0 | 0 | 0 | 0 | 0 | 0 | 0
| 90800045 | 8" GR 45 ELBOW |  | 0 | 0 | 0 | 0 | 0 | 0 | 0 | 0 | 0 | 0 | 0 | 0 | 0 | 0 | 0 | 0 | 0 | 0 | 0 | 0 | 0 | 0
| 90800060 | 8" GR CAP |  | 0 | 0 | 0 | 0 | 0 | 0 | 0 | 0 | 0 | 0 | 0 | 0 | 0 | 0 | 0 | 0 | 0 | 0 | 0 | 0 | 0 | 0
| 90800070 | 8" RIGID 0-FLEX COUPLING |  | 0 | 0 | 0 | 0 | 0 | 0 | 0 | 0 | 0 | 0 | 0 | 0 | 0 | 0 | 0 | 0 | 0 | 0 | 0 | 0 | 0 | 0
| 90800071 | 8" TRANS CPLG GRxIPS |  | 0 | 0 | 0 | 0 | 0 | 0 | 0 | 0 | 0 | 0 | 0 | 0 | 0 | 0 | 0 | 0 | 0 | 0 | 0 | 0 | 0 | 0
| 90800090 | 8" GR 90 ELBOW |  | 0 | 0 | 0 | 0 | 0 | 0 | 0 | 0 | 0 | 0 | 0 | 0 | 0 | 0 | 0 | 0 | 0 | 0 | 0 | 0 | 0 | 0
| 90800160 | 8" GR CONCENTRIC REDUCER |  | 0 | 0 | 0 | 0 | 0 | 0 | 0 | 0 | 0 | 0 | 0 | 0 | 0 | 0 | 0 | 0 | 0 | 0 | 0 | 0 | 0 | 0
| 90800190 | 8" GR TEE |  | 0 | 0 | 0 | 0 | 0 | 0 | 0 | 0 | 0 | 0 | 0 | 0 | 0 | 0 | 0 | 0 | 0 | 0 | 0 | 0 | 0 | 0
| 90802191 | 8" X 2" GR REDUCING TEE |  | 0 | 0 | 0 | 0 | 0 | 0 | 0 | 0 | 0 | 0 | 0 | 0 | 0 | 0 | 0 | 0 | 0 | 0 | 0 | 0 | 0 | 0
| 90803191 | 8" X 3" GR REDUCING TEE |  | 0 | 0 | 0 | 0 | 0 | 0 | 0 | 0 | 0 | 0 | 0 | 0 | 0 | 0 | 0 | 0 | 0 | 0 | 0 | 0 | 0 | 0
| 90804191 | 8" X 4" GR REDUCING TEE |  | 0 | 0 | 0 | 0 | 0 | 0 | 0 | 0 | 0 | 0 | 0 | 0 | 0 | 0 | 0 | 0 | 0 | 0 | 0 | 0 | 0 | 0
| 90806191 | 8" X 6" GR REDUCING TEE |  | 0 | 0 | 0 | 0 | 0 | 0 | 0 | 0 | 0 | 0 | 0 | 0 | 0 | 0 | 0 | 0 | 0 | 0 | 0 | 0 | 0 | 0
| 91000002 | 10" SPLIT FLANGE ADAPTOR |  | 0 | 0 | 0 | 0 | 0 | 0 | 0 | 0 | 0 | 0 | 0 | 0 | 0 | 0 | 0 | 0 | 0 | 0 | 0 | 0 | 0 | 0
| 91000022 | 10" GR 22-1/2 ELBOW |  | 0 | 0 | 0 | 0 | 0 | 0 | 0 | 0 | 0 | 0 | 0 | 0 | 0 | 0 | 0 | 0 | 0 | 0 | 0 | 0 | 0 | 0
| 91000040 | 10" GR INLINE CHECK VALVE |  | 0 | 0 | 0 | 0 | 0 | 0 | 0 | 0 | 0 | 0 | 0 | 0 | 0 | 0 | 0 | 0 | 0 | 0 | 0 | 0 | 0 | 0
| 91000045 | 10" GR 45 ELBOW |  | 0 | 0 | 0 | 0 | 0 | 0 | 0 | 0 | 0 | 0 | 0 | 0 | 0 | 0 | 0 | 0 | 0 | 0 | 0 | 0 | 0 | 0
| 91000060 | 10" GR CAP |  | 0 | 0 | 0 | 0 | 0 | 0 | 0 | 0 | 0 | 0 | 0 | 0 | 0 | 0 | 0 | 0 | 0 | 0 | 0 | 0 | 0 | 0
| 91000070 | 10" RIGID 0-FLEX COUPLING |  | 0 | 0 | 0 | 0 | 0 | 0 | 0 | 0 | 0 | 0 | 0 | 0 | 0 | 0 | 0 | 0 | 0 | 0 | 0 | 0 | 0 | 0
| 91000071 | 10" TRANS CPLG GRxIPS |  | 0 | 0 | 0 | 0 | 0 | 0 | 0 | 0 | 0 | 0 | 0 | 0 | 0 | 0 | 0 | 0 | 0 | 0 | 0 | 0 | 0 | 0
| 91000090 | 10" GR 90 ELBOW |  | 0 | 0 | 0 | 0 | 0 | 0 | 0 | 0 | 0 | 0 | 0 | 0 | 0 | 0 | 0 | 0 | 0 | 0 | 0 | 0 | 0 | 0
| 91000190 | 10" GR TEE |  | 0 | 0 | 0 | 0 | 0 | 0 | 0 | 0 | 0 | 0 | 0 | 0 | 0 | 0 | 0 | 0 | 0 | 0 | 0 | 0 | 0 | 0
| 91004191 | 10" X 4" GR REDUCING TEE |  | 0 | 0 | 0 | 0 | 0 | 0 | 0 | 0 | 0 | 0 | 0 | 0 | 0 | 0 | 0 | 0 | 0 | 0 | 0 | 0 | 0 | 0
| 91006191 | 10" X 6" GR REDUCING TEE |  | 0 | 0 | 0 | 0 | 0 | 0 | 0 | 0 | 0 | 0 | 0 | 0 | 0 | 0 | 0 | 0 | 0 | 0 | 0 | 0 | 0 | 0
| 91008160 | 10" GR CONCENTRIC REDUCER |  | 0 | 0 | 0 | 0 | 0 | 0 | 0 | 0 | 0 | 0 | 0 | 0 | 0 | 0 | 0 | 0 | 0 | 0 | 0 | 0 | 0 | 0
| 100007065 | 7" METER SETTER (3/4"x5/8") |  | 0 | 0 | 0 | 0 | 0 | 0 | 0 | 0 | 0 | 0 | 0 | 0 | 0 | 0 | 0 | 0 | 0 | 0 | 0 | 0 | 0 | 0
| 100007066 | 7" METER RESETTER (3/4"x5/8") |  | 0 | 0 | 0 | 0 | 0 | 0 | 0 | 0 | 0 | 0 | 0 | 0 | 0 | 0 | 0 | 0 | 0 | 0 | 0 | 0 | 0 | 0
| 100009066 | 9" METER RESETTER (3/4"x5/8") |  | 0 | 0 | 0 | 0 | 0 | 0 | 0 | 0 | 0 | 0 | 0 | 0 | 0 | 0 | 0 | 0 | 0 | 0 | 0 | 0 | 0 | 0
| 100012065 | 12" METER SETTER (3/4"x5/8") |  | 0 | 0 | 0 | 0 | 0 | 0 | 0 | 0 | 0 | 0 | 0 | 0 | 0 | 0 | 0 | 0 | 0 | 0 | 0 | 0 | 0 | 0
| 100012066 | 12" METER RESETTER (3/4"x5/8") |  | 0 | 0 | 0 | 0 | 0 | 0 | 0 | 0 | 0 | 0 | 0 | 0 | 0 | 0 | 0 | 0 | 0 | 0 | 0 | 0 | 0 | 0
| 100012067 | 12" METER RESETTER (1") |  | 0 | 0 | 0 | 0 | 0 | 0 | 0 | 0 | 0 | 0 | 0 | 0 | 0 | 0 | 0 | 0 | 0 | 0 | 0 | 0 | 0 | 0
| 100018065 | 18" METER SETTER (3/4"x5/8") |  | 0 | 0 | 0 | 0 | 0 | 0 | 0 | 0 | 0 | 0 | 0 | 0 | 0 | 0 | 0 | 0 | 0 | 0 | 0 | 0 | 0 | 0
| 100018066 | 18" METER RESETTER (3/4"x5/8") |  | 0 | 0 | 0 | 0 | 0 | 0 | 0 | 0 | 0 | 0 | 0 | 0 | 0 | 0 | 0 | 0 | 0 | 0 | 0 | 0 | 0 | 0
| 100024065 | 24" METER SETTER (3/4"x5/8") |  | 0 | 0 | 0 | 0 | 0 | 0 | 0 | 0 | 0 | 0 | 0 | 0 | 0 | 0 | 0 | 0 | 0 | 0 | 0 | 0 | 0 | 0
| 100024066 | 24" METER RESETTER (1") |  | 0 | 0 | 0 | 0 | 0 | 0 | 0 | 0 | 0 | 0 | 0 | 0 | 0 | 0 | 0 | 0 | 0 | 0 | 0 | 0 | 0 | 0
| 100034060 | RES METER BOX, STANDARD |  | 1623.1105 | 0 | 0 | 0 | 0 | 0 | 877.357 | 219.3393 | 0 | 0 | 0 | 0 | 0 | 526.4142 | 0 | 0 | 0 | 0 | 0 | 0 | 0 | 0
| 100034062 | 5/8"x3/4"to 3/4" ADPTR/EXT |  | 0 | 0 | 0 | 0 | 0 | 0 | 0 | 0 | 0 | 0 | 0 | 0 | 0 | 0 | 0 | 0 | 0 | 0 | 0 | 0 | 0 | 0
| 100048066 | 48" METER RESETTER (3/4"x5/8") |  | 0 | 0 | 0 | 0 | 0 | 0 | 0 | 0 | 0 | 0 | 0 | 0 | 0 | 0 | 0 | 0 | 0 | 0 | 0 | 0 | 0 | 0
| 100058058 | 5/8"x3/4" STREET READ METER |  | 0 | 0 | 0 | 0 | 0 | 0 | 0 | 0 | 0 | 0 | 0 | 0 | 0 | 0 | 0 | 0 | 0 | 0 | 0 | 0 | 0 | 0
| 100058059 | 5/8"x3/4" REGISTER -Gal or CF |  | 0 | 0 | 0 | 0 | 0 | 0 | 0 | 0 | 0 | 0 | 0 | 0 | 0 | 0 | 0 | 0 | 0 | 0 | 0 | 0 | 0 | 0
| 100058060 | CONCRETE BOX w/STEEL CVR & LID |  | 0 | 0 | 0 | 0 | 0 | 0 | 0 | 0 | 0 | 0 | 0 | 0 | 0 | 0 | 0 | 0 | 0 | 0 | 0 | 0 | 0 | 0
| 100058070 | RES METER BOX, TRAFFIC |  | 0 | 0 | 0 | 0 | 0 | 0 | 0 | 0 | 0 | 0 | 0 | 0 | 0 | 0 | 0 | 0 | 0 | 0 | 0 | 0 | 0 | 0
| 100058156 | 5/8"x3/4" ADE REG w/ PIT ADAPT |  | 0 | 0 | 0 | 0 | 0 | 0 | 0 | 0 | 0 | 0 | 0 | 0 | 0 | 0 | 0 | 0 | 0 | 0 | 0 | 0 | 0 | 0
| 100058157 | 5/8"x3/4" PIT ADAPTOR |  | 0 | 0 | 0 | 0 | 0 | 0 | 0 | 0 | 0 | 0 | 0 | 0 | 0 | 0 | 0 | 0 | 0 | 0 | 0 | 0 | 0 | 0
| 100058158 | 5/8"x3/4" METER w/ADPTR+ADE |  | 0 | 0 | 0 | 0 | 0 | 0 | 0 | 0 | 0 | 0 | 0 | 0 | 0 | 0 | 0 | 0 | 0 | 0 | 0 | 0 | 0 | 0
| 100058159 | 5/8"x3/4" ADE REGISTER |  | 0 | 0 | 0 | 0 | 0 | 0 | 0 | 0 | 0 | 0 | 0 | 0 | 0 | 0 | 0 | 0 | 0 | 0 | 0 | 0 | 0 | 0
| 100100057 | 1" STREET READ REGISTER |  | 0 | 0 | 0 | 0 | 0 | 0 | 0 | 0 | 0 | 0 | 0 | 0 | 0 | 0 | 0 | 0 | 0 | 0 | 0 | 0 | 0 | 0
| 100100058 | 1" METER w/ADPTR & ADE |  | 0 | 0 | 0 | 0 | 0 | 0 | 0 | 0 | 0 | 0 | 0 | 0 | 0 | 0 | 0 | 0 | 0 | 0 | 0 | 0 | 0 | 0
| 100100062 | 1" to 5/8"x3/4" ADPTR/EXT |  | 0 | 0 | 0 | 0 | 0 | 0 | 0 | 0 | 0 | 0 | 0 | 0 | 0 | 0 | 0 | 0 | 0 | 0 | 0 | 0 | 0 | 0
| 100100156 | 1" ADE REGISTER w/PIT ADAPTOR |  | 0 | 0 | 0 | 0 | 0 | 0 | 0 | 0 | 0 | 0 | 0 | 0 | 0 | 0 | 0 | 0 | 0 | 0 | 0 | 0 | 0 | 0
| 100100162 | 1" to 1" ADPTR/EXT |  | 0 | 0 | 0 | 0 | 0 | 0 | 0 | 0 | 0 | 0 | 0 | 0 | 0 | 0 | 0 | 0 | 0 | 0 | 0 | 0 | 0 | 0
| 100100258 | 1" STREET READ METER |  | 0 | 0 | 0 | 0 | 0 | 0 | 0 | 0 | 0 | 0 | 0 | 0 | 0 | 0 | 0 | 0 | 0 | 0 | 0 | 0 | 0 | 0
| 100101060 | LARGE METER BOX ONLY |  | 0 | 0 | 0 | 0 | 0 | 0 | 0 | 0 | 0 | 0 | 0 | 0 | 0 | 0 | 0 | 0 | 0 | 0 | 0 | 0 | 0 | 0
| 100101070 | LARGE METER BOX LID, STD |  | 0 | 0 | 0 | 0 | 0 | 0 | 0 | 0 | 0 | 0 | 0 | 0 | 0 | 0 | 0 | 0 | 0 | 0 | 0 | 0 | 0 | 0
| 100102070 | EXTRA LG METER BOX LID, STD |  | 0 | 0 | 0 | 0 | 0 | 0 | 0 | 0 | 0 | 0 | 0 | 0 | 0 | 0 | 0 | 0 | 0 | 0 | 0 | 0 | 0 | 0
| 100112058 | 1 1/2" STREET READ METER |  | 0 | 0 | 0 | 0 | 0 | 0 | 0 | 0 | 0 | 0 | 0 | 0 | 0 | 0 | 0 | 0 | 0 | 0 | 0 | 0 | 0 | 0
| 100112060 | RES METER BOX LID, TRAFFIC |  | 0 | 0 | 0 | 0 | 0 | 0 | 0 | 0 | 0 | 0 | 0 | 0 | 0 | 0 | 0 | 0 | 0 | 0 | 0 | 0 | 0 | 0
| 100112065 | 1-1/2" x 12" METER SETTER |  | 0 | 0 | 0 | 0 | 0 | 0 | 0 | 0 | 0 | 0 | 0 | 0 | 0 | 0 | 0 | 0 | 0 | 0 | 0 | 0 | 0 | 0
| 100112067 | 1 1/2" CI METER FLANGE |  | 0 | 0 | 0 | 0 | 0 | 0 | 0 | 0 | 0 | 0 | 0 | 0 | 0 | 0 | 0 | 0 | 0 | 0 | 0 | 0 | 0 | 0
| 100112068 | 1-1/2" DROP-IN METER FLG GSKT |  | 0 | 0 | 0 | 0 | 0 | 0 | 0 | 0 | 0 | 0 | 0 | 0 | 0 | 0 | 0 | 0 | 0 | 0 | 0 | 0 | 0 | 0
| 100134060 | RES METER BOX LID, STANDARD |  | 0 | 0 | 0 | 0 | 0 | 0 | 0 | 0 | 0 | 0 | 0 | 0 | 0 | 0 | 0 | 0 | 0 | 0 | 0 | 0 | 0 | 0
| 100200057 | 1-1/2" & 2" STREET READ REG |  | 0 | 0 | 0 | 0 | 0 | 0 | 0 | 0 | 0 | 0 | 0 | 0 | 0 | 0 | 0 | 0 | 0 | 0 | 0 | 0 | 0 | 0
| 100200058 | 2" STREET READ METER |  | 0 | 0 | 0 | 0 | 0 | 0 | 0 | 0 | 0 | 0 | 0 | 0 | 0 | 0 | 0 | 0 | 0 | 0 | 0 | 0 | 0 | 0
| 100200061 | 2" DROP-IN METER FLG GSKT |  | 0 | 0 | 0 | 0 | 0 | 0 | 0 | 0 | 0 | 0 | 0 | 0 | 0 | 0 | 0 | 0 | 0 | 0 | 0 | 0 | 0 | 0
| 100200065 | 2" x 12" METER SETTER |  | 0 | 0 | 0 | 0 | 0 | 0 | 0 | 0 | 0 | 0 | 0 | 0 | 0 | 0 | 0 | 0 | 0 | 0 | 0 | 0 | 0 | 0
| 100200067 | 2" CI METER FLANGE |  | 0 | 0 | 0 | 0 | 0 | 0 | 0 | 0 | 0 | 0 | 0 | 0 | 0 | 0 | 0 | 0 | 0 | 0 | 0 | 0 | 0 | 0
| 100200157 | 1-1/2" & 2" ADE REG w/ PIT AD |  | 0 | 0 | 0 | 0 | 0 | 0 | 0 | 0 | 0 | 0 | 0 | 0 | 0 | 0 | 0 | 0 | 0 | 0 | 0 | 0 | 0 | 0
| 100300057 | 3" METER STRAINER |  | 0 | 0 | 0 | 0 | 0 | 0 | 0 | 0 | 0 | 0 | 0 | 0 | 0 | 0 | 0 | 0 | 0 | 0 | 0 | 0 | 0 | 0
| 100300058 | 3" TURBINE METER |  | 0 | 0 | 0 | 0 | 0 | 0 | 0 | 0 | 0 | 0 | 0 | 0 | 0 | 0 | 0 | 0 | 0 | 0 | 0 | 0 | 0 | 0
| 100300067 | 3" CI METER FLANGE |  | 0 | 0 | 0 | 0 | 0 | 0 | 0 | 0 | 0 | 0 | 0 | 0 | 0 | 0 | 0 | 0 | 0 | 0 | 0 | 0 | 0 | 0
| 100300158 | 3" BADGER TURBINE METER |  | 0 | 0 | 0 | 0 | 0 | 0 | 0 | 0 | 0 | 0 | 0 | 0 | 0 | 0 | 0 | 0 | 0 | 0 | 0 | 0 | 0 | 0
| 100400057 | 4" METER STRAINER |  | 0 | 0 | 0 | 0 | 0 | 0 | 0 | 0 | 0 | 0 | 0 | 0 | 0 | 0 | 0 | 0 | 0 | 0 | 0 | 0 | 0 | 0
| 100400058 | 4" TURBINE METER |  | 0 | 0 | 0 | 0 | 0 | 0 | 0 | 0 | 0 | 0 | 0 | 0 | 0 | 0 | 0 | 0 | 0 | 0 | 0 | 0 | 0 | 0
| 101419160 | JUMBO METER BOX, STANDARD |  | 0 | 0 | 0 | 0 | 0 | 0 | 0 | 0 | 0 | 0 | 0 | 0 | 0 | 0 | 0 | 0 | 0 | 0 | 0 | 0 | 0 | 0
| 101430060 | LARGE METER BOX, STANDARD |  | 0 | 0 | 0 | 0 | 0 | 0 | 0 | 0 | 0 | 0 | 0 | 0 | 0 | 0 | 0 | 0 | 0 | 0 | 0 | 0 | 0 | 0
| 101730061 | EXTRA LG METER BOX ONLY |  | 0 | 0 | 0 | 0 | 0 | 0 | 0 | 0 | 0 | 0 | 0 | 0 | 0 | 0 | 0 | 0 | 0 | 0 | 0 | 0 | 0 | 0
| 102436060 | EXTRA LG METER BOX, STD |  | 0 | 0 | 0 | 0 | 0 | 0 | 0 | 0 | 0 | 0 | 0 | 0 | 0 | 0 | 0 | 0 | 0 | 0 | 0 | 0 | 0 | 0
| 114000102 | 6-12 LIMESTONE CALCITE MEDIA |  | 0 | 0 | 0 | 0 | 0 | 0 | 0 | 0 | 0 | 0 | 0 | 0 | 0 | 0 | 0 | 0 | 0 | 0 | 0 | 0 | 0 | 0
| 114000110 | GRANULAR CHLORINE |  | 0 | 0 | 0 | 0 | 0 | 0 | 0 | 0 | 0 | 0 | 0 | 0 | 0 | 0 | 0 | 0 | 0 | 0 | 0 | 0 | 0 | 0
| 114000120 | 12.5% HYPOCHLORITE SOLUTION |  | 0 | 0 | 0 | 0 | 0 | 0 | 0 | 0 | 0 | 0 | 0 | 0 | 0 | 0 | 0 | 0 | 0 | 0 | 0 | 0 | 0 | 0
| 120400145 | 4" & 6" SEWER & DRAIN PIPE |  | 0 | 0 | 0 | 0 | 0 | 0 | 0 | 0 | 0 | 0 | 0 | 0 | 0 | 0 | 0 | 0 | 0 | 0 | 0 | 0 | 0 | 0
| 120600146 | 6" SEWER & DRAIN COUPLING |  | 0 | 0 | 0 | 0 | 0 | 0 | 0 | 0 | 0 | 0 | 0 | 0 | 0 | 0 | 0 | 0 | 0 | 0 | 0 | 0 | 0 | 0
| 125001000 | BEDDING SAND |  | #N/A | 3375.71 | 0 | 7044.96 | 0 | #N/A | 0 | 0 | 0 | 0 | 0 | 0 | 0 | 0 | 0 | 0 | 0 | 0 | 0 | 0 | 0 | 0
| 125004813 | STRAW BALES |  | 0 | 0 | 0 | 0 | 0 | 0 | 0 | 0 | 0 | 0 | 0 | 0 | 0 | 0 | 0 | 0 | 0 | 0 | 0 | 0 | 0 | 0
| 125004814 | SILT FENCING |  | 0 | 0 | 0 | 0 | 0 | 0 | 0 | 0 | 0 | 0 | 0 | 0 | 0 | 0 | 0 | 0 | 0 | 0 | 0 | 0 | 0 | 0
| 125004816 | BLOCKS 2/8 4/8 4/16 - AVG |  | 306.1609 | 0 | 204.1073 | 0 | 76.5402 | 0 | 0 | 0 | 0 | 0 | 0 | 0 | 0 | 0 | 25.5134 | 0 | 0 | 0 | 0 | 0 | 0 | 0
| 125004817 | PALLETS |  | 0 | 0 | 0 | 0 | 0 | 0 | 0 | 0 | 0 | 0 | 0 | 0 | 0 | 0 | 0 | 0 | 0 | 0 | 0 | 0 | 0 | 0
| 125034000 | GRAVEL 3/4 |  | 310.6298 | 0 | 0 | 0 | 0 | 0 | 0 | 0 | 0 | 0 | 0 | 0 | 0 | 0 | 0 | 310.6298 | 0 | 0 | 0 | 0 | 0 | 0
| 125058000 | GRAVEL 5/8 |  | 0 | 0 | 0 | 0 | 0 | 0 | 0 | 0 | 0 | 0 | 0 | 0 | 0 | 0 | 0 | 0 | 0 | 0 | 0 | 0 | 0 | 0
| 125114000 | GRAVEL 1 1/4 |  | 31.3383 | 0 | 31.3383 | 0 | 0 | 0 | 0 | 0 | 0 | 0 | 0 | 0 | 0 | 0 | 0 | 0 | 0 | 0 | 0 | 0 | 0 | 0
| STEELPLT | STEEL PLATE |  | 0 | 0 | 0 | 0 | 0 | 0 | 0 | 0 | 0 | 0 | 0 | 0 | 0 | 0 | 0 | 0 | 0 | 0 | 0 | 0 | 0 | 0
| CDF | CDF BACK FILL |  | 0 | 0 | 0 | 0 | 0 | 0 | 0 | 0 | 0 | 0 | 0 | 0 | 0 | 0 | 0 | 0 | 0 | 0 | 0 | 0 | 0 | 0
|  |  |  | #N/A | 7170.0798 | 18222.333 | 12034.9632 | 1827.8298 | #N/A | 3483.0887 | 1195.2778 | 570.1644 | 0 | 0 | 0 | 329.4795 | 2508.0588 | 715.6114 | 3438.9407 | 0 | 0 | 0 | 0 | 0 | 0

## INVENTORY (QTY)
Description: |  | INVENTORY
Total Number of Units Required
Base Unit:
DO NOT DELETE CALCULATES TOTAL MATERIALS COSTS
|  |  | Total Materials | 1 | 2 | 3 | 4 | 5 | 6 | 7 | 8 | 9 | 10 | 11 | 12 | 13 | 14 | 15 | 16 | 17 | 18 | 19 | 20 | 21
| Item | Descr |  | LF | EA | FT | LS | LS | EA | EA | LS | LS | EA | EA | EA | EA | EA | EA | EA | EA | EA | EA | EA | EA
| 10012020 | 1/2" PVC ADAPTOR FIP | 0 | 0 | 0 | 0 | 0 | 0 | 0 | 0 | 0 | 0 | 0 | 0 | 0 | 0 | 0 | 0 | 0 | 0 | 0 | 0 | 0 | 0
| 10012021 | 1/2" PVC ADAPTOR MIP | 0 | 0 | 0 | 0 | 0 | 0 | 0 | 0 | 0 | 0 | 0 | 0 | 0 | 0 | 0 | 0 | 0 | 0 | 0 | 0 | 0 | 0
| 10012045 | 1/2" PVC ELBOW 45, SL x SL | 0 | 0 | 0 | 0 | 0 | 0 | 0 | 0 | 0 | 0 | 0 | 0 | 0 | 0 | 0 | 0 | 0 | 0 | 0 | 0 | 0 | 0
| 10012051 | 1/2" PVC BUSHING SL x TH | 0 | 0 | 0 | 0 | 0 | 0 | 0 | 0 | 0 | 0 | 0 | 0 | 0 | 0 | 0 | 0 | 0 | 0 | 0 | 0 | 0 | 0
| 10012060 | 1/2" PVC CAP SL | 0 | 0 | 0 | 0 | 0 | 0 | 0 | 0 | 0 | 0 | 0 | 0 | 0 | 0 | 0 | 0 | 0 | 0 | 0 | 0 | 0 | 0
| 10012070 | 1/2" PVC COUPLING, SL x SL | 0 | 0 | 0 | 0 | 0 | 0 | 0 | 0 | 0 | 0 | 0 | 0 | 0 | 0 | 0 | 0 | 0 | 0 | 0 | 0 | 0 | 0
| 10012072 | 1/2" PVC FLOW CPLG, SL x SL | 0 | 0 | 0 | 0 | 0 | 0 | 0 | 0 | 0 | 0 | 0 | 0 | 0 | 0 | 0 | 0 | 0 | 0 | 0 | 0 | 0 | 0
| 10012080 | 1/2" PVC CROSS, SL x SL | 0 | 0 | 0 | 0 | 0 | 0 | 0 | 0 | 0 | 0 | 0 | 0 | 0 | 0 | 0 | 0 | 0 | 0 | 0 | 0 | 0 | 0
| 10012090 | 1/2" PVC ELBOW 90, SL x SL | 0 | 0 | 0 | 0 | 0 | 0 | 0 | 0 | 0 | 0 | 0 | 0 | 0 | 0 | 0 | 0 | 0 | 0 | 0 | 0 | 0 | 0
| 10012190 | 1/2" PVC TEE, SL x SL | 0 | 0 | 0 | 0 | 0 | 0 | 0 | 0 | 0 | 0 | 0 | 0 | 0 | 0 | 0 | 0 | 0 | 0 | 0 | 0 | 0 | 0
| 10012194 | 1/2" PVC TEE SLxTH | 0 | 0 | 0 | 0 | 0 | 0 | 0 | 0 | 0 | 0 | 0 | 0 | 0 | 0 | 0 | 0 | 0 | 0 | 0 | 0 | 0 | 0
| 10034018 | 1"x3/4" PVC ADAPTOR, PJxFIP | 0 | 0 | 0 | 0 | 0 | 0 | 0 | 0 | 0 | 0 | 0 | 0 | 0 | 0 | 0 | 0 | 0 | 0 | 0 | 0 | 0 | 0
| 10034019 | 1"x3/4" PVC ADAPTOR, PJxMIP | 0 | 0 | 0 | 0 | 0 | 0 | 0 | 0 | 0 | 0 | 0 | 0 | 0 | 0 | 0 | 0 | 0 | 0 | 0 | 0 | 0 | 0
| 10034020 | 3/4" PVC ADAPTOR FIP | 0 | 0 | 0 | 0 | 0 | 0 | 0 | 0 | 0 | 0 | 0 | 0 | 0 | 0 | 0 | 0 | 0 | 0 | 0 | 0 | 0 | 0
| 10034021 | 3/4" PVC ADAPTOR MIP | 0 | 0 | 0 | 0 | 0 | 0 | 0 | 0 | 0 | 0 | 0 | 0 | 0 | 0 | 0 | 0 | 0 | 0 | 0 | 0 | 0 | 0
| 10034045 | 3/4" PVC ELBOW 45, SL x SL | 0 | 0 | 0 | 0 | 0 | 0 | 0 | 0 | 0 | 0 | 0 | 0 | 0 | 0 | 0 | 0 | 0 | 0 | 0 | 0 | 0 | 0
| 10034050 | 3/4" PVC BUSHING SL x SL | 0 | 0 | 0 | 0 | 0 | 0 | 0 | 0 | 0 | 0 | 0 | 0 | 0 | 0 | 0 | 0 | 0 | 0 | 0 | 0 | 0 | 0
| 10034051 | 3/4" PVC BUSHING SL x TH | 0 | 0 | 0 | 0 | 0 | 0 | 0 | 0 | 0 | 0 | 0 | 0 | 0 | 0 | 0 | 0 | 0 | 0 | 0 | 0 | 0 | 0
| 10034060 | 3/4" PVC CAP SL | 0 | 0 | 0 | 0 | 0 | 0 | 0 | 0 | 0 | 0 | 0 | 0 | 0 | 0 | 0 | 0 | 0 | 0 | 0 | 0 | 0 | 0
| 10034070 | 3/4" PVC COUPLING, SL x SL | 0 | 0 | 0 | 0 | 0 | 0 | 0 | 0 | 0 | 0 | 0 | 0 | 0 | 0 | 0 | 0 | 0 | 0 | 0 | 0 | 0 | 0
| 10034072 | 3/4" PVC FLOW CPLG, SL x SL | 0 | 0 | 0 | 0 | 0 | 0 | 0 | 0 | 0 | 0 | 0 | 0 | 0 | 0 | 0 | 0 | 0 | 0 | 0 | 0 | 0 | 0
| 10034073 | 3/4" PVC PJ COUPLING | 0 | 0 | 0 | 0 | 0 | 0 | 0 | 0 | 0 | 0 | 0 | 0 | 0 | 0 | 0 | 0 | 0 | 0 | 0 | 0 | 0 | 0
| 10034080 | 3/4" PVC CROSS, SL x SL | 0 | 0 | 0 | 0 | 0 | 0 | 0 | 0 | 0 | 0 | 0 | 0 | 0 | 0 | 0 | 0 | 0 | 0 | 0 | 0 | 0 | 0
| 10034090 | 3/4" PVC ELBOW 90, SL x SL | 0 | 0 | 0 | 0 | 0 | 0 | 0 | 0 | 0 | 0 | 0 | 0 | 0 | 0 | 0 | 0 | 0 | 0 | 0 | 0 | 0 | 0
| 10034141 | 3/4" PVC PIPE, CL 200 | 0 | 0 | 0 | 0 | 0 | 0 | 0 | 0 | 0 | 0 | 0 | 0 | 0 | 0 | 0 | 0 | 0 | 0 | 0 | 0 | 0 | 0
| 10034143 | 3/4" PVC PIPE, SCHEDULE 40 | 0 | 0 | 0 | 0 | 0 | 0 | 0 | 0 | 0 | 0 | 0 | 0 | 0 | 0 | 0 | 0 | 0 | 0 | 0 | 0 | 0 | 0
| 10034190 | 3/4" PVC TEE, SL x SL | 0 | 0 | 0 | 0 | 0 | 0 | 0 | 0 | 0 | 0 | 0 | 0 | 0 | 0 | 0 | 0 | 0 | 0 | 0 | 0 | 0 | 0
| 10034192 | 3/4" PVC REDUCING TEE SLxTH | 0 | 0 | 0 | 0 | 0 | 0 | 0 | 0 | 0 | 0 | 0 | 0 | 0 | 0 | 0 | 0 | 0 | 0 | 0 | 0 | 0 | 0
| 10034194 | 3/4" PVC TEE SLxTH | 0 | 0 | 0 | 0 | 0 | 0 | 0 | 0 | 0 | 0 | 0 | 0 | 0 | 0 | 0 | 0 | 0 | 0 | 0 | 0 | 0 | 0
| 10100018 | 1" PVC ADAPTOR, PJxFIP | 0 | 0 | 0 | 0 | 0 | 0 | 0 | 0 | 0 | 0 | 0 | 0 | 0 | 0 | 0 | 0 | 0 | 0 | 0 | 0 | 0 | 0
| 10100019 | 1" PVC ADAPTOR, PJxMIP | 0 | 0 | 0 | 0 | 0 | 0 | 0 | 0 | 0 | 0 | 0 | 0 | 0 | 0 | 0 | 0 | 0 | 0 | 0 | 0 | 0 | 0
| 10100020 | 1" PVC ADAPTOR FIP | 0 | 0 | 0 | 0 | 0 | 0 | 0 | 0 | 0 | 0 | 0 | 0 | 0 | 0 | 0 | 0 | 0 | 0 | 0 | 0 | 0 | 0
| 10100021 | 1" PVC ADAPTOR MIP | 0 | 0 | 0 | 0 | 0 | 0 | 0 | 0 | 0 | 0 | 0 | 0 | 0 | 0 | 0 | 0 | 0 | 0 | 0 | 0 | 0 | 0
| 10100045 | 1" PVC ELBOW 45, SL x SL | 0 | 0 | 0 | 0 | 0 | 0 | 0 | 0 | 0 | 0 | 0 | 0 | 0 | 0 | 0 | 0 | 0 | 0 | 0 | 0 | 0 | 0
| 10100050 | 1" PVC BUSHING SL x SL | 0 | 0 | 0 | 0 | 0 | 0 | 0 | 0 | 0 | 0 | 0 | 0 | 0 | 0 | 0 | 0 | 0 | 0 | 0 | 0 | 0 | 0
| 10100051 | 1" PVC BUSHING SL x TH | 0 | 0 | 0 | 0 | 0 | 0 | 0 | 0 | 0 | 0 | 0 | 0 | 0 | 0 | 0 | 0 | 0 | 0 | 0 | 0 | 0 | 0
| 10100060 | 1" PVC CAP SL | 0 | 0 | 0 | 0 | 0 | 0 | 0 | 0 | 0 | 0 | 0 | 0 | 0 | 0 | 0 | 0 | 0 | 0 | 0 | 0 | 0 | 0
| 10100070 | 1" PVC COUPLING, SL x SL | 0 | 0 | 0 | 0 | 0 | 0 | 0 | 0 | 0 | 0 | 0 | 0 | 0 | 0 | 0 | 0 | 0 | 0 | 0 | 0 | 0 | 0
| 10100072 | 1" PVC FLOW CPLG, SL x SL | 0 | 0 | 0 | 0 | 0 | 0 | 0 | 0 | 0 | 0 | 0 | 0 | 0 | 0 | 0 | 0 | 0 | 0 | 0 | 0 | 0 | 0
| 10100073 | 1" PVC PJ COUPLING | 0 | 0 | 0 | 0 | 0 | 0 | 0 | 0 | 0 | 0 | 0 | 0 | 0 | 0 | 0 | 0 | 0 | 0 | 0 | 0 | 0 | 0
| 10100080 | 1" PVC CROSS, SL x SL | 0 | 0 | 0 | 0 | 0 | 0 | 0 | 0 | 0 | 0 | 0 | 0 | 0 | 0 | 0 | 0 | 0 | 0 | 0 | 0 | 0 | 0
| 10100090 | 1" PVC ELBOW 90, SL x SL | 0 | 0 | 0 | 0 | 0 | 0 | 0 | 0 | 0 | 0 | 0 | 0 | 0 | 0 | 0 | 0 | 0 | 0 | 0 | 0 | 0 | 0
| 10100091 | 1"x3/4" PVC SL x SL RED ELBOW | 0 | 0 | 0 | 0 | 0 | 0 | 0 | 0 | 0 | 0 | 0 | 0 | 0 | 0 | 0 | 0 | 0 | 0 | 0 | 0 | 0 | 0
| 10100092 | 1"x3/4" PVC SL x TH RED ELBOW | 0 | 0 | 0 | 0 | 0 | 0 | 0 | 0 | 0 | 0 | 0 | 0 | 0 | 0 | 0 | 0 | 0 | 0 | 0 | 0 | 0 | 0
| 10100100 | 1" PVC UNION | 0 | 0 | 0 | 0 | 0 | 0 | 0 | 0 | 0 | 0 | 0 | 0 | 0 | 0 | 0 | 0 | 0 | 0 | 0 | 0 | 0 | 0
| 10100141 | 1" PVC PIPE, CL 200 | 0 | 0 | 0 | 0 | 0 | 0 | 0 | 0 | 0 | 0 | 0 | 0 | 0 | 0 | 0 | 0 | 0 | 0 | 0 | 0 | 0 | 0
| 10100143 | 1" PVC PIPE, SCHEDULE 40 | 0 | 0 | 0 | 0 | 0 | 0 | 0 | 0 | 0 | 0 | 0 | 0 | 0 | 0 | 0 | 0 | 0 | 0 | 0 | 0 | 0 | 0
| 10100160 | 1" PVC PLUG | 0 | 0 | 0 | 0 | 0 | 0 | 0 | 0 | 0 | 0 | 0 | 0 | 0 | 0 | 0 | 0 | 0 | 0 | 0 | 0 | 0 | 0
| 10100190 | 1" PVC TEE, SL x SL | 0 | 0 | 0 | 0 | 0 | 0 | 0 | 0 | 0 | 0 | 0 | 0 | 0 | 0 | 0 | 0 | 0 | 0 | 0 | 0 | 0 | 0
| 10100191 | 1" PVC REDUCING TEE SLxSL | 0 | 0 | 0 | 0 | 0 | 0 | 0 | 0 | 0 | 0 | 0 | 0 | 0 | 0 | 0 | 0 | 0 | 0 | 0 | 0 | 0 | 0
| 10100192 | 1" PVC REDUCING TEE SLxTH | 0 | 0 | 0 | 0 | 0 | 0 | 0 | 0 | 0 | 0 | 0 | 0 | 0 | 0 | 0 | 0 | 0 | 0 | 0 | 0 | 0 | 0
| 10100194 | 1" PVC TEE SLxTH | 0 | 0 | 0 | 0 | 0 | 0 | 0 | 0 | 0 | 0 | 0 | 0 | 0 | 0 | 0 | 0 | 0 | 0 | 0 | 0 | 0 | 0
| 10100220 | 1" PVC SCH 80 FIP ADAPTOR | 0 | 0 | 0 | 0 | 0 | 0 | 0 | 0 | 0 | 0 | 0 | 0 | 0 | 0 | 0 | 0 | 0 | 0 | 0 | 0 | 0 | 0
| 10100270 | 1" PVC SCH 80 CPLG, SLxSL | 0 | 0 | 0 | 0 | 0 | 0 | 0 | 0 | 0 | 0 | 0 | 0 | 0 | 0 | 0 | 0 | 0 | 0 | 0 | 0 | 0 | 0
| 10100400 | 1" PVC SCH 80 UNION, SLxSL | 0 | 0 | 0 | 0 | 0 | 0 | 0 | 0 | 0 | 0 | 0 | 0 | 0 | 0 | 0 | 0 | 0 | 0 | 0 | 0 | 0 | 0
| 10112018 | 1-1/2" PVC ADAPTOR, PJxFIP | 0 | 0 | 0 | 0 | 0 | 0 | 0 | 0 | 0 | 0 | 0 | 0 | 0 | 0 | 0 | 0 | 0 | 0 | 0 | 0 | 0 | 0
| 10112019 | 1-1/2" PVC ADAPTOR, PJxMIP | 0 | 0 | 0 | 0 | 0 | 0 | 0 | 0 | 0 | 0 | 0 | 0 | 0 | 0 | 0 | 0 | 0 | 0 | 0 | 0 | 0 | 0
| 10112020 | 1-1/2" PVC ADAPTOR FIP | 0 | 0 | 0 | 0 | 0 | 0 | 0 | 0 | 0 | 0 | 0 | 0 | 0 | 0 | 0 | 0 | 0 | 0 | 0 | 0 | 0 | 0
| 10112021 | 1-1/2" PVC ADAPTOR MIP | 0 | 0 | 0 | 0 | 0 | 0 | 0 | 0 | 0 | 0 | 0 | 0 | 0 | 0 | 0 | 0 | 0 | 0 | 0 | 0 | 0 | 0
| 10112045 | 1-1/2" PVC ELBOW 45, SL x SL | 0 | 0 | 0 | 0 | 0 | 0 | 0 | 0 | 0 | 0 | 0 | 0 | 0 | 0 | 0 | 0 | 0 | 0 | 0 | 0 | 0 | 0
| 10112050 | 1-1/2" PVC BUSHING SL x SL | 0 | 0 | 0 | 0 | 0 | 0 | 0 | 0 | 0 | 0 | 0 | 0 | 0 | 0 | 0 | 0 | 0 | 0 | 0 | 0 | 0 | 0
| 10112051 | 1-1/2" PVC BUSHING SL x TH | 0 | 0 | 0 | 0 | 0 | 0 | 0 | 0 | 0 | 0 | 0 | 0 | 0 | 0 | 0 | 0 | 0 | 0 | 0 | 0 | 0 | 0
| 10112060 | 1-1/2" PVC CAP SL | 0 | 0 | 0 | 0 | 0 | 0 | 0 | 0 | 0 | 0 | 0 | 0 | 0 | 0 | 0 | 0 | 0 | 0 | 0 | 0 | 0 | 0
| 10112070 | 1-1/2" PVC COUPLING, SL x SL | 0 | 0 | 0 | 0 | 0 | 0 | 0 | 0 | 0 | 0 | 0 | 0 | 0 | 0 | 0 | 0 | 0 | 0 | 0 | 0 | 0 | 0
| 10112072 | 1-1/2" PVC FLOW CPLG, SL x SL | 0 | 0 | 0 | 0 | 0 | 0 | 0 | 0 | 0 | 0 | 0 | 0 | 0 | 0 | 0 | 0 | 0 | 0 | 0 | 0 | 0 | 0
| 10112073 | 1-1/2" PVC PJ COUPLING | 0 | 0 | 0 | 0 | 0 | 0 | 0 | 0 | 0 | 0 | 0 | 0 | 0 | 0 | 0 | 0 | 0 | 0 | 0 | 0 | 0 | 0
| 10112080 | 1-1/2" PVC CROSS, SL x SL | 0 | 0 | 0 | 0 | 0 | 0 | 0 | 0 | 0 | 0 | 0 | 0 | 0 | 0 | 0 | 0 | 0 | 0 | 0 | 0 | 0 | 0
| 10112090 | 1-1/2" PVC ELBOW 90, SL x SL | 0 | 0 | 0 | 0 | 0 | 0 | 0 | 0 | 0 | 0 | 0 | 0 | 0 | 0 | 0 | 0 | 0 | 0 | 0 | 0 | 0 | 0
| 10112141 | 1-1/2" PVC PIPE, CL 200 | 0 | 0 | 0 | 0 | 0 | 0 | 0 | 0 | 0 | 0 | 0 | 0 | 0 | 0 | 0 | 0 | 0 | 0 | 0 | 0 | 0 | 0
| 10112143 | 1-1/2" PVC PIPE, SCHEDULE 40 | 0 | 0 | 0 | 0 | 0 | 0 | 0 | 0 | 0 | 0 | 0 | 0 | 0 | 0 | 0 | 0 | 0 | 0 | 0 | 0 | 0 | 0
| 10112160 | 1-1/2" PVC PLUG | 0 | 0 | 0 | 0 | 0 | 0 | 0 | 0 | 0 | 0 | 0 | 0 | 0 | 0 | 0 | 0 | 0 | 0 | 0 | 0 | 0 | 0
| 10112190 | 1-1/2" PVC TEE, SL x SL | 0 | 0 | 0 | 0 | 0 | 0 | 0 | 0 | 0 | 0 | 0 | 0 | 0 | 0 | 0 | 0 | 0 | 0 | 0 | 0 | 0 | 0
| 10112191 | 1-1/2" PVC REDUCING TEE SLxSL | 0 | 0 | 0 | 0 | 0 | 0 | 0 | 0 | 0 | 0 | 0 | 0 | 0 | 0 | 0 | 0 | 0 | 0 | 0 | 0 | 0 | 0
| 10112192 | 1-1/2" PVC REDUCING TEE SLxTH | 0 | 0 | 0 | 0 | 0 | 0 | 0 | 0 | 0 | 0 | 0 | 0 | 0 | 0 | 0 | 0 | 0 | 0 | 0 | 0 | 0 | 0
| 10112194 | 1-1/2" PVC TEE SLxTH | 0 | 0 | 0 | 0 | 0 | 0 | 0 | 0 | 0 | 0 | 0 | 0 | 0 | 0 | 0 | 0 | 0 | 0 | 0 | 0 | 0 | 0
| 10112270 | 1-1/2" PVC SCH 80 CPLG, SLxSL | 0 | 0 | 0 | 0 | 0 | 0 | 0 | 0 | 0 | 0 | 0 | 0 | 0 | 0 | 0 | 0 | 0 | 0 | 0 | 0 | 0 | 0
| 10114018 | 1-1/4" PVC ADAPTOR, PJxFIP | 0 | 0 | 0 | 0 | 0 | 0 | 0 | 0 | 0 | 0 | 0 | 0 | 0 | 0 | 0 | 0 | 0 | 0 | 0 | 0 | 0 | 0
| 10114019 | 1-1/4" PVC ADAPTOR, PJxMIP | 0 | 0 | 0 | 0 | 0 | 0 | 0 | 0 | 0 | 0 | 0 | 0 | 0 | 0 | 0 | 0 | 0 | 0 | 0 | 0 | 0 | 0
| 10114020 | 1-1/4" PVC ADAPTOR FIP | 0 | 0 | 0 | 0 | 0 | 0 | 0 | 0 | 0 | 0 | 0 | 0 | 0 | 0 | 0 | 0 | 0 | 0 | 0 | 0 | 0 | 0
| 10114021 | 1-1/4" PVC ADAPTOR MIP | 0 | 0 | 0 | 0 | 0 | 0 | 0 | 0 | 0 | 0 | 0 | 0 | 0 | 0 | 0 | 0 | 0 | 0 | 0 | 0 | 0 | 0
| 10114045 | 1-1/4" PVC ELBOW 45, SL x SL | 0 | 0 | 0 | 0 | 0 | 0 | 0 | 0 | 0 | 0 | 0 | 0 | 0 | 0 | 0 | 0 | 0 | 0 | 0 | 0 | 0 | 0
| 10114050 | 1-1/4" PVC BUSHING SL x SL | 0 | 0 | 0 | 0 | 0 | 0 | 0 | 0 | 0 | 0 | 0 | 0 | 0 | 0 | 0 | 0 | 0 | 0 | 0 | 0 | 0 | 0
| 10114051 | 1-1/4" PVC BUSHING SL x TH | 0 | 0 | 0 | 0 | 0 | 0 | 0 | 0 | 0 | 0 | 0 | 0 | 0 | 0 | 0 | 0 | 0 | 0 | 0 | 0 | 0 | 0
| 10114060 | 1-1/4" PVC CAP SL | 0 | 0 | 0 | 0 | 0 | 0 | 0 | 0 | 0 | 0 | 0 | 0 | 0 | 0 | 0 | 0 | 0 | 0 | 0 | 0 | 0 | 0
| 10114070 | 1-1/4" PVC COUPLING, SL x SL | 0 | 0 | 0 | 0 | 0 | 0 | 0 | 0 | 0 | 0 | 0 | 0 | 0 | 0 | 0 | 0 | 0 | 0 | 0 | 0 | 0 | 0
| 10114072 | 1-1/4" PVC FLOW CPLG, SL x SL | 0 | 0 | 0 | 0 | 0 | 0 | 0 | 0 | 0 | 0 | 0 | 0 | 0 | 0 | 0 | 0 | 0 | 0 | 0 | 0 | 0 | 0
| 10114073 | 1-1/4" PVC PJ COUPLING | 0 | 0 | 0 | 0 | 0 | 0 | 0 | 0 | 0 | 0 | 0 | 0 | 0 | 0 | 0 | 0 | 0 | 0 | 0 | 0 | 0 | 0
| 10114080 | 1-1/4" PVC CROSS, SL x SL | 0 | 0 | 0 | 0 | 0 | 0 | 0 | 0 | 0 | 0 | 0 | 0 | 0 | 0 | 0 | 0 | 0 | 0 | 0 | 0 | 0 | 0
| 10114090 | 1-1/4" PVC ELBOW 90, SL x SL | 0 | 0 | 0 | 0 | 0 | 0 | 0 | 0 | 0 | 0 | 0 | 0 | 0 | 0 | 0 | 0 | 0 | 0 | 0 | 0 | 0 | 0
| 10114141 | 1-1/4" PVC PIPE, CL 200 | 0 | 0 | 0 | 0 | 0 | 0 | 0 | 0 | 0 | 0 | 0 | 0 | 0 | 0 | 0 | 0 | 0 | 0 | 0 | 0 | 0 | 0
| 10114143 | 1-1/4" PVC PIPE, SCHEDULE 40 | 0 | 0 | 0 | 0 | 0 | 0 | 0 | 0 | 0 | 0 | 0 | 0 | 0 | 0 | 0 | 0 | 0 | 0 | 0 | 0 | 0 | 0
| 10114160 | 1-1/4" PVC PLUG | 0 | 0 | 0 | 0 | 0 | 0 | 0 | 0 | 0 | 0 | 0 | 0 | 0 | 0 | 0 | 0 | 0 | 0 | 0 | 0 | 0 | 0
| 10114190 | 1-1/4" PVC TEE, SL x SL | 0 | 0 | 0 | 0 | 0 | 0 | 0 | 0 | 0 | 0 | 0 | 0 | 0 | 0 | 0 | 0 | 0 | 0 | 0 | 0 | 0 | 0
| 10114191 | 1-1/4" PVC REDUCING TEE SLxSL | 0 | 0 | 0 | 0 | 0 | 0 | 0 | 0 | 0 | 0 | 0 | 0 | 0 | 0 | 0 | 0 | 0 | 0 | 0 | 0 | 0 | 0
| 10114192 | 1-1/4" PVC REDUCING TEE SLxTH | 0 | 0 | 0 | 0 | 0 | 0 | 0 | 0 | 0 | 0 | 0 | 0 | 0 | 0 | 0 | 0 | 0 | 0 | 0 | 0 | 0 | 0
| 10114194 | 1-1/4" PVC TEE SLxTH | 0 | 0 | 0 | 0 | 0 | 0 | 0 | 0 | 0 | 0 | 0 | 0 | 0 | 0 | 0 | 0 | 0 | 0 | 0 | 0 | 0 | 0
| 10200018 | 2" PVC ADAPTOR, PJxFIP | 0 | 0 | 0 | 0 | 0 | 0 | 0 | 0 | 0 | 0 | 0 | 0 | 0 | 0 | 0 | 0 | 0 | 0 | 0 | 0 | 0 | 0
| 10200019 | 2" PVC ADAPTOR, PJxMIP | 0 | 0 | 0 | 0 | 0 | 0 | 0 | 0 | 0 | 0 | 0 | 0 | 0 | 0 | 0 | 0 | 0 | 0 | 0 | 0 | 0 | 0
| 10200020 | 2" PVC ADAPTOR FIP | 3 | 0 | 0 | 0 | 1 | 0 | 0 | 0 | 0 | 0 | 0 | 0 | 0 | 0 | 2 | 0 | 0 | 0 | 0 | 0 | 0 | 0
| 10200021 | 2" PVC ADAPTOR MIP | 0 | 0 | 0 | 0 | 0 | 0 | 0 | 0 | 0 | 0 | 0 | 0 | 0 | 0 | 0 | 0 | 0 | 0 | 0 | 0 | 0 | 0
| 10200045 | 2" PVC ELBOW 45, SL x SL | 0 | 0 | 0 | 0 | 0 | 0 | 0 | 0 | 0 | 0 | 0 | 0 | 0 | 0 | 0 | 0 | 0 | 0 | 0 | 0 | 0 | 0
| 10200050 | 2" PVC BUSHING SL x SL | 0 | 0 | 0 | 0 | 0 | 0 | 0 | 0 | 0 | 0 | 0 | 0 | 0 | 0 | 0 | 0 | 0 | 0 | 0 | 0 | 0 | 0
| 10200051 | 2" PVC BUSHING SL x TH | 0 | 0 | 0 | 0 | 0 | 0 | 0 | 0 | 0 | 0 | 0 | 0 | 0 | 0 | 0 | 0 | 0 | 0 | 0 | 0 | 0 | 0
| 10200060 | 2" PVC CAP SL | 0 | 0 | 0 | 0 | 0 | 0 | 0 | 0 | 0 | 0 | 0 | 0 | 0 | 0 | 0 | 0 | 0 | 0 | 0 | 0 | 0 | 0
| 10200070 | 2" PVC COUPLING, SL x SL | 0 | 0 | 0 | 0 | 0 | 0 | 0 | 0 | 0 | 0 | 0 | 0 | 0 | 0 | 0 | 0 | 0 | 0 | 0 | 0 | 0 | 0
| 10200072 | 2" PVC FLOW CPLG, SL x SL | 0 | 0 | 0 | 0 | 0 | 0 | 0 | 0 | 0 | 0 | 0 | 0 | 0 | 0 | 0 | 0 | 0 | 0 | 0 | 0 | 0 | 0
| 10200073 | 2" PVC PJ COUPLING | 0 | 0 | 0 | 0 | 0 | 0 | 0 | 0 | 0 | 0 | 0 | 0 | 0 | 0 | 0 | 0 | 0 | 0 | 0 | 0 | 0 | 0
| 10200080 | 2" PVC CROSS, SL x SL | 0 | 0 | 0 | 0 | 0 | 0 | 0 | 0 | 0 | 0 | 0 | 0 | 0 | 0 | 0 | 0 | 0 | 0 | 0 | 0 | 0 | 0
| 10200090 | 2" PVC ELBOW 90, SL x SL | 0 | 0 | 0 | 0 | 0 | 0 | 0 | 0 | 0 | 0 | 0 | 0 | 0 | 0 | 0 | 0 | 0 | 0 | 0 | 0 | 0 | 0
| 10200100 | 2" PVC UNION | 0 | 0 | 0 | 0 | 0 | 0 | 0 | 0 | 0 | 0 | 0 | 0 | 0 | 0 | 0 | 0 | 0 | 0 | 0 | 0 | 0 | 0
| 10200102 | 2" PVC VAN STONE FLG SCH 80 | 0 | 0 | 0 | 0 | 0 | 0 | 0 | 0 | 0 | 0 | 0 | 0 | 0 | 0 | 0 | 0 | 0 | 0 | 0 | 0 | 0 | 0
| 10200141 | 2" PVC PIPE, CL 200 | 20 | 0 | 0 | 0 | 0 | 0 | 0 | 0 | 0 | 0 | 0 | 0 | 0 | 0 | 20 | 0 | 0 | 0 | 0 | 0 | 0 | 0
| 10200143 | 2" PVC PIPE, SCHEDULE 40 | 0 | 0 | 0 | 0 | 0 | 0 | 0 | 0 | 0 | 0 | 0 | 0 | 0 | 0 | 0 | 0 | 0 | 0 | 0 | 0 | 0 | 0
| 10200190 | 2" PVC TEE, SL x SL | 0 | 0 | 0 | 0 | 0 | 0 | 0 | 0 | 0 | 0 | 0 | 0 | 0 | 0 | 0 | 0 | 0 | 0 | 0 | 0 | 0 | 0
| 10200191 | 2" PVC REDUCING TEE SLxSL | 0 | 0 | 0 | 0 | 0 | 0 | 0 | 0 | 0 | 0 | 0 | 0 | 0 | 0 | 0 | 0 | 0 | 0 | 0 | 0 | 0 | 0
| 10200192 | 2" PVC REDUCING TEE SLxTH | 0 | 0 | 0 | 0 | 0 | 0 | 0 | 0 | 0 | 0 | 0 | 0 | 0 | 0 | 0 | 0 | 0 | 0 | 0 | 0 | 0 | 0
| 10200194 | 2" PVC TEE SLxTH | 0 | 0 | 0 | 0 | 0 | 0 | 0 | 0 | 0 | 0 | 0 | 0 | 0 | 0 | 0 | 0 | 0 | 0 | 0 | 0 | 0 | 0
| 10200220 | 2" PVC SCH 80 FIP ADAPTOR | 0 | 0 | 0 | 0 | 0 | 0 | 0 | 0 | 0 | 0 | 0 | 0 | 0 | 0 | 0 | 0 | 0 | 0 | 0 | 0 | 0 | 0
| 10200251 | 2" PVC SCH 80 BUSHING SL x TH | 0 | 0 | 0 | 0 | 0 | 0 | 0 | 0 | 0 | 0 | 0 | 0 | 0 | 0 | 0 | 0 | 0 | 0 | 0 | 0 | 0 | 0
| 10200270 | 2" PVC SCH 80 CPLG, SLxSL | 0 | 0 | 0 | 0 | 0 | 0 | 0 | 0 | 0 | 0 | 0 | 0 | 0 | 0 | 0 | 0 | 0 | 0 | 0 | 0 | 0 | 0
| 10200290 | 2" PVC SCH 80 ELBOW 90, SLxSL | 0 | 0 | 0 | 0 | 0 | 0 | 0 | 0 | 0 | 0 | 0 | 0 | 0 | 0 | 0 | 0 | 0 | 0 | 0 | 0 | 0 | 0
| 10200340 | 2" PVC SCH 80 PIPE | 0 | 0 | 0 | 0 | 0 | 0 | 0 | 0 | 0 | 0 | 0 | 0 | 0 | 0 | 0 | 0 | 0 | 0 | 0 | 0 | 0 | 0
| 10200390 | 2" PVC SCH 80 TEE, SLxSL | 0 | 0 | 0 | 0 | 0 | 0 | 0 | 0 | 0 | 0 | 0 | 0 | 0 | 0 | 0 | 0 | 0 | 0 | 0 | 0 | 0 | 0
| 10200400 | 2" PVC SCH 80 UNION, SLxSL | 0 | 0 | 0 | 0 | 0 | 0 | 0 | 0 | 0 | 0 | 0 | 0 | 0 | 0 | 0 | 0 | 0 | 0 | 0 | 0 | 0 | 0
| 10212020 | 2-1/2" PVC ADAPTOR FIP | 0 | 0 | 0 | 0 | 0 | 0 | 0 | 0 | 0 | 0 | 0 | 0 | 0 | 0 | 0 | 0 | 0 | 0 | 0 | 0 | 0 | 0
| 10212021 | 2-1/2" PVC ADAPTOR MIP | 0 | 0 | 0 | 0 | 0 | 0 | 0 | 0 | 0 | 0 | 0 | 0 | 0 | 0 | 0 | 0 | 0 | 0 | 0 | 0 | 0 | 0
| 10212045 | 2-1/2" PVC ELBOW 45, SL x SL | 0 | 0 | 0 | 0 | 0 | 0 | 0 | 0 | 0 | 0 | 0 | 0 | 0 | 0 | 0 | 0 | 0 | 0 | 0 | 0 | 0 | 0
| 10212050 | 2-1/2" PVC BUSHING SL x SL | 0 | 0 | 0 | 0 | 0 | 0 | 0 | 0 | 0 | 0 | 0 | 0 | 0 | 0 | 0 | 0 | 0 | 0 | 0 | 0 | 0 | 0
| 10212051 | 2-1/2" PVC BUSHING SL x TH | 0 | 0 | 0 | 0 | 0 | 0 | 0 | 0 | 0 | 0 | 0 | 0 | 0 | 0 | 0 | 0 | 0 | 0 | 0 | 0 | 0 | 0
| 10212060 | 2-1/2" PVC CAP SL | 0 | 0 | 0 | 0 | 0 | 0 | 0 | 0 | 0 | 0 | 0 | 0 | 0 | 0 | 0 | 0 | 0 | 0 | 0 | 0 | 0 | 0
| 10212070 | 2-1/2" PVC COUPLING, SL x SL | 0 | 0 | 0 | 0 | 0 | 0 | 0 | 0 | 0 | 0 | 0 | 0 | 0 | 0 | 0 | 0 | 0 | 0 | 0 | 0 | 0 | 0
| 10212072 | 2-1/2" PVC FLOW CPLG, SL x SL | 0 | 0 | 0 | 0 | 0 | 0 | 0 | 0 | 0 | 0 | 0 | 0 | 0 | 0 | 0 | 0 | 0 | 0 | 0 | 0 | 0 | 0
| 10212080 | 2-1/2" PVC CROSS, SL x SL | 0 | 0 | 0 | 0 | 0 | 0 | 0 | 0 | 0 | 0 | 0 | 0 | 0 | 0 | 0 | 0 | 0 | 0 | 0 | 0 | 0 | 0
| 10212090 | 2-1/2" PVC ELBOW 90, SL x SL | 0 | 0 | 0 | 0 | 0 | 0 | 0 | 0 | 0 | 0 | 0 | 0 | 0 | 0 | 0 | 0 | 0 | 0 | 0 | 0 | 0 | 0
| 10212141 | 2-1/2" PVC PIPE, CL 200 | 360 | 0 | 0 | 0 | 0 | 0 | 0 | 0 | 360 | 0 | 0 | 0 | 0 | 0 | 0 | 0 | 0 | 0 | 0 | 0 | 0 | 0
| 10212143 | 2-1/2" PVC PIPE, SCHEDULE 40 | 0 | 0 | 0 | 0 | 0 | 0 | 0 | 0 | 0 | 0 | 0 | 0 | 0 | 0 | 0 | 0 | 0 | 0 | 0 | 0 | 0 | 0
| 10212190 | 2-1/2" PVC TEE, SL x SL | 0 | 0 | 0 | 0 | 0 | 0 | 0 | 0 | 0 | 0 | 0 | 0 | 0 | 0 | 0 | 0 | 0 | 0 | 0 | 0 | 0 | 0
| 10212191 | 2-1/2" PVC REDUCING TEE SLxSL | 0 | 0 | 0 | 0 | 0 | 0 | 0 | 0 | 0 | 0 | 0 | 0 | 0 | 0 | 0 | 0 | 0 | 0 | 0 | 0 | 0 | 0
| 10212192 | 2-1/2" PVC REDUCING TEE SLxTH | 2 | 0 | 0 | 0 | 0 | 0 | 0 | 0 | 0 | 0 | 0 | 0 | 2 | 0 | 0 | 0 | 0 | 0 | 0 | 0 | 0 | 0
| 10212194 | 2-1/2" PVC TEE SLxTH | 0 | 0 | 0 | 0 | 0 | 0 | 0 | 0 | 0 | 0 | 0 | 0 | 0 | 0 | 0 | 0 | 0 | 0 | 0 | 0 | 0 | 0
| 10212220 | 2-1/2" PVC SCH 80 FIP ADAPTOR | 0 | 0 | 0 | 0 | 0 | 0 | 0 | 0 | 0 | 0 | 0 | 0 | 0 | 0 | 0 | 0 | 0 | 0 | 0 | 0 | 0 | 0
| 10300020 | 3" PVC ADAPTOR FIP | 0 | 0 | 0 | 0 | 0 | 0 | 0 | 0 | 0 | 0 | 0 | 0 | 0 | 0 | 0 | 0 | 0 | 0 | 0 | 0 | 0 | 0
| 10300021 | 3" PVC ADAPTOR MIP | 0 | 0 | 0 | 0 | 0 | 0 | 0 | 0 | 0 | 0 | 0 | 0 | 0 | 0 | 0 | 0 | 0 | 0 | 0 | 0 | 0 | 0
| 10300045 | 3" PVC ELBOW 45, SL x SL | 0 | 0 | 0 | 0 | 0 | 0 | 0 | 0 | 0 | 0 | 0 | 0 | 0 | 0 | 0 | 0 | 0 | 0 | 0 | 0 | 0 | 0
| 10300050 | 3" PVC BUSHING SL x SL | 0 | 0 | 0 | 0 | 0 | 0 | 0 | 0 | 0 | 0 | 0 | 0 | 0 | 0 | 0 | 0 | 0 | 0 | 0 | 0 | 0 | 0
| 10300051 | 3" PVC BUSHING SL x TH | 0 | 0 | 0 | 0 | 0 | 0 | 0 | 0 | 0 | 0 | 0 | 0 | 0 | 0 | 0 | 0 | 0 | 0 | 0 | 0 | 0 | 0
| 10300060 | 3" PVC CAP SL | 0 | 0 | 0 | 0 | 0 | 0 | 0 | 0 | 0 | 0 | 0 | 0 | 0 | 0 | 0 | 0 | 0 | 0 | 0 | 0 | 0 | 0
| 10300070 | 3" PVC COUPLING, SL x SL | 0 | 0 | 0 | 0 | 0 | 0 | 0 | 0 | 0 | 0 | 0 | 0 | 0 | 0 | 0 | 0 | 0 | 0 | 0 | 0 | 0 | 0
| 10300072 | 3" PVC FLOW CPLG, SL x SL | 0 | 0 | 0 | 0 | 0 | 0 | 0 | 0 | 0 | 0 | 0 | 0 | 0 | 0 | 0 | 0 | 0 | 0 | 0 | 0 | 0 | 0
| 10300080 | 3" PVC CROSS, SL x SL | 0 | 0 | 0 | 0 | 0 | 0 | 0 | 0 | 0 | 0 | 0 | 0 | 0 | 0 | 0 | 0 | 0 | 0 | 0 | 0 | 0 | 0
| 10300090 | 3" PVC ELBOW 90, SL x SL | 0 | 0 | 0 | 0 | 0 | 0 | 0 | 0 | 0 | 0 | 0 | 0 | 0 | 0 | 0 | 0 | 0 | 0 | 0 | 0 | 0 | 0
| 10300141 | 3" PVC PIPE, CL 200 | 0 | 0 | 0 | 0 | 0 | 0 | 0 | 0 | 0 | 0 | 0 | 0 | 0 | 0 | 0 | 0 | 0 | 0 | 0 | 0 | 0 | 0
| 10300143 | 3" PVC PIPE, SCHEDULE 40 | 0 | 0 | 0 | 0 | 0 | 0 | 0 | 0 | 0 | 0 | 0 | 0 | 0 | 0 | 0 | 0 | 0 | 0 | 0 | 0 | 0 | 0
| 10300190 | 3" PVC TEE, SL x SL | 0 | 0 | 0 | 0 | 0 | 0 | 0 | 0 | 0 | 0 | 0 | 0 | 0 | 0 | 0 | 0 | 0 | 0 | 0 | 0 | 0 | 0
| 10300191 | 3" PVC REDUCING TEE SLxSL | 0 | 0 | 0 | 0 | 0 | 0 | 0 | 0 | 0 | 0 | 0 | 0 | 0 | 0 | 0 | 0 | 0 | 0 | 0 | 0 | 0 | 0
| 10300192 | 3" PVC REDUCING TEE SLxTH | 0 | 0 | 0 | 0 | 0 | 0 | 0 | 0 | 0 | 0 | 0 | 0 | 0 | 0 | 0 | 0 | 0 | 0 | 0 | 0 | 0 | 0
| 10300194 | 3" PVC TEE SLxTH | 0 | 0 | 0 | 0 | 0 | 0 | 0 | 0 | 0 | 0 | 0 | 0 | 0 | 0 | 0 | 0 | 0 | 0 | 0 | 0 | 0 | 0
| 10300270 | 3" PVC SCH 80 CPLG, SLxSL | 0 | 0 | 0 | 0 | 0 | 0 | 0 | 0 | 0 | 0 | 0 | 0 | 0 | 0 | 0 | 0 | 0 | 0 | 0 | 0 | 0 | 0
| 10400020 | 4" PVC ADAPTOR FIP | 0 | 0 | 0 | 0 | 0 | 0 | 0 | 0 | 0 | 0 | 0 | 0 | 0 | 0 | 0 | 0 | 0 | 0 | 0 | 0 | 0 | 0
| 10400021 | 4" PVC ADAPTOR MIP | 0 | 0 | 0 | 0 | 0 | 0 | 0 | 0 | 0 | 0 | 0 | 0 | 0 | 0 | 0 | 0 | 0 | 0 | 0 | 0 | 0 | 0
| 10400045 | 4" PVC ELBOW 45, SL x SL | 0 | 0 | 0 | 0 | 0 | 0 | 0 | 0 | 0 | 0 | 0 | 0 | 0 | 0 | 0 | 0 | 0 | 0 | 0 | 0 | 0 | 0
| 10400050 | 4" PVC BUSHING SL x SL | 0 | 0 | 0 | 0 | 0 | 0 | 0 | 0 | 0 | 0 | 0 | 0 | 0 | 0 | 0 | 0 | 0 | 0 | 0 | 0 | 0 | 0
| 10400051 | 4" PVC BUSHING SL x TH | 0 | 0 | 0 | 0 | 0 | 0 | 0 | 0 | 0 | 0 | 0 | 0 | 0 | 0 | 0 | 0 | 0 | 0 | 0 | 0 | 0 | 0
| 10400060 | 4" PVC CAP SL | 0 | 0 | 0 | 0 | 0 | 0 | 0 | 0 | 0 | 0 | 0 | 0 | 0 | 0 | 0 | 0 | 0 | 0 | 0 | 0 | 0 | 0
| 10400070 | 4" PVC COUPLING, SL x SL | 0 | 0 | 0 | 0 | 0 | 0 | 0 | 0 | 0 | 0 | 0 | 0 | 0 | 0 | 0 | 0 | 0 | 0 | 0 | 0 | 0 | 0
| 10400072 | 4" PVC FLOW CPLG, SL x SL | 0 | 0 | 0 | 0 | 0 | 0 | 0 | 0 | 0 | 0 | 0 | 0 | 0 | 0 | 0 | 0 | 0 | 0 | 0 | 0 | 0 | 0
| 10400080 | 4" PVC CROSS, SL x SL | 0 | 0 | 0 | 0 | 0 | 0 | 0 | 0 | 0 | 0 | 0 | 0 | 0 | 0 | 0 | 0 | 0 | 0 | 0 | 0 | 0 | 0
| 10400090 | 4" PVC ELBOW 90, SL x SL | 0 | 0 | 0 | 0 | 0 | 0 | 0 | 0 | 0 | 0 | 0 | 0 | 0 | 0 | 0 | 0 | 0 | 0 | 0 | 0 | 0 | 0
| 10400138 | 4" PVC PIPE, C900-165 | 0 | 0 | 0 | 0 | 0 | 0 | 0 | 0 | 0 | 0 | 0 | 0 | 0 | 0 | 0 | 0 | 0 | 0 | 0 | 0 | 0 | 0
| 10400139 | 4" PVC PIPE, C900-305 | 0 | 0 | 0 | 0 | 0 | 0 | 0 | 0 | 0 | 0 | 0 | 0 | 0 | 0 | 0 | 0 | 0 | 0 | 0 | 0 | 0 | 0
| 10400141 | 4" PVC PIPE, CL 200 | 0 | 0 | 0 | 0 | 0 | 0 | 0 | 0 | 0 | 0 | 0 | 0 | 0 | 0 | 0 | 0 | 0 | 0 | 0 | 0 | 0 | 0
| 10400142 | 4" PVC PIPE, C900-235 | 0 | 0 | 0 | 0 | 0 | 0 | 0 | 0 | 0 | 0 | 0 | 0 | 0 | 0 | 0 | 0 | 0 | 0 | 0 | 0 | 0 | 0
| 10400143 | 4" PVC PIPE, SCHEDULE 40 | 0 | 0 | 0 | 0 | 0 | 0 | 0 | 0 | 0 | 0 | 0 | 0 | 0 | 0 | 0 | 0 | 0 | 0 | 0 | 0 | 0 | 0
| 10400160 | 4" PVC PLUG | 0 | 0 | 0 | 0 | 0 | 0 | 0 | 0 | 0 | 0 | 0 | 0 | 0 | 0 | 0 | 0 | 0 | 0 | 0 | 0 | 0 | 0
| 10400190 | 4" PVC TEE, SL x SL | 0 | 0 | 0 | 0 | 0 | 0 | 0 | 0 | 0 | 0 | 0 | 0 | 0 | 0 | 0 | 0 | 0 | 0 | 0 | 0 | 0 | 0
| 10400191 | 4" PVC REDUCING TEE SLxSL | 0 | 0 | 0 | 0 | 0 | 0 | 0 | 0 | 0 | 0 | 0 | 0 | 0 | 0 | 0 | 0 | 0 | 0 | 0 | 0 | 0 | 0
| 10600020 | 6" PVC ADAPTOR FIP | 0 | 0 | 0 | 0 | 0 | 0 | 0 | 0 | 0 | 0 | 0 | 0 | 0 | 0 | 0 | 0 | 0 | 0 | 0 | 0 | 0 | 0
| 10600045 | 6" PVC ELBOW 45, SL x SL | 0 | 0 | 0 | 0 | 0 | 0 | 0 | 0 | 0 | 0 | 0 | 0 | 0 | 0 | 0 | 0 | 0 | 0 | 0 | 0 | 0 | 0
| 10600050 | 6" PVC BUSHING SL x SL | 0 | 0 | 0 | 0 | 0 | 0 | 0 | 0 | 0 | 0 | 0 | 0 | 0 | 0 | 0 | 0 | 0 | 0 | 0 | 0 | 0 | 0
| 10600051 | 6" PVC BUSHING SL x TH | 0 | 0 | 0 | 0 | 0 | 0 | 0 | 0 | 0 | 0 | 0 | 0 | 0 | 0 | 0 | 0 | 0 | 0 | 0 | 0 | 0 | 0
| 10600060 | 6" PVC CAP SL | 0 | 0 | 0 | 0 | 0 | 0 | 0 | 0 | 0 | 0 | 0 | 0 | 0 | 0 | 0 | 0 | 0 | 0 | 0 | 0 | 0 | 0
| 10600070 | 6" CPVC OUPLING, SL x SL | 0 | 0 | 0 | 0 | 0 | 0 | 0 | 0 | 0 | 0 | 0 | 0 | 0 | 0 | 0 | 0 | 0 | 0 | 0 | 0 | 0 | 0
| 10600090 | 6" PVC ELBOW 90, SL x SL | 0 | 0 | 0 | 0 | 0 | 0 | 0 | 0 | 0 | 0 | 0 | 0 | 0 | 0 | 0 | 0 | 0 | 0 | 0 | 0 | 0 | 0
| 10600138 | 6" PVC PIPE, C900-165 | 960 | 0 | 0 | 960 | 0 | 0 | 0 | 0 | 0 | 0 | 0 | 0 | 0 | 0 | 0 | 0 | 0 | 0 | 0 | 0 | 0 | 0
| 10600139 | 6" PVC PIPE, C900-305 | 0 | 0 | 0 | 0 | 0 | 0 | 0 | 0 | 0 | 0 | 0 | 0 | 0 | 0 | 0 | 0 | 0 | 0 | 0 | 0 | 0 | 0
| 10600141 | 6" PVC PIPE, CL 200 | 0 | 0 | 0 | 0 | 0 | 0 | 0 | 0 | 0 | 0 | 0 | 0 | 0 | 0 | 0 | 0 | 0 | 0 | 0 | 0 | 0 | 0
| 10600142 | 6" PVC PIPE, C900-235 | 0 | 0 | 0 | 0 | 0 | 0 | 0 | 0 | 0 | 0 | 0 | 0 | 0 | 0 | 0 | 0 | 0 | 0 | 0 | 0 | 0 | 0
| 10600190 | 6" PVC TEE, SL x SL | 0 | 0 | 0 | 0 | 0 | 0 | 0 | 0 | 0 | 0 | 0 | 0 | 0 | 0 | 0 | 0 | 0 | 0 | 0 | 0 | 0 | 0
| 10800060 | 8" PVC CAP SL | 0 | 0 | 0 | 0 | 0 | 0 | 0 | 0 | 0 | 0 | 0 | 0 | 0 | 0 | 0 | 0 | 0 | 0 | 0 | 0 | 0 | 0
| 10800070 | 8" PVC COUPLING, SL x SL | 0 | 0 | 0 | 0 | 0 | 0 | 0 | 0 | 0 | 0 | 0 | 0 | 0 | 0 | 0 | 0 | 0 | 0 | 0 | 0 | 0 | 0
| 10800138 | 8" PVC PIPE, C900-165 | 460 | 460 | 0 | 0 | 0 | 0 | 0 | 0 | 0 | 0 | 0 | 0 | 0 | 0 | 0 | 0 | 0 | 0 | 0 | 0 | 0 | 0
| 10800139 | 8" PVC PIPE, C900-305 | 0 | 0 | 0 | 0 | 0 | 0 | 0 | 0 | 0 | 0 | 0 | 0 | 0 | 0 | 0 | 0 | 0 | 0 | 0 | 0 | 0 | 0
| 10800141 | 8" PVC PIPE, CL 200 | 0 | 0 | 0 | 0 | 0 | 0 | 0 | 0 | 0 | 0 | 0 | 0 | 0 | 0 | 0 | 0 | 0 | 0 | 0 | 0 | 0 | 0
| 10800142 | 8" PVC PIPE, C900-235 | 0 | 0 | 0 | 0 | 0 | 0 | 0 | 0 | 0 | 0 | 0 | 0 | 0 | 0 | 0 | 0 | 0 | 0 | 0 | 0 | 0 | 0
| 11000138 | 10" PVC PIPE, C900-165 | 0 | 0 | 0 | 0 | 0 | 0 | 0 | 0 | 0 | 0 | 0 | 0 | 0 | 0 | 0 | 0 | 0 | 0 | 0 | 0 | 0 | 0
| 11000139 | 10" PVC PIPE, C900-305 | 0 | 0 | 0 | 0 | 0 | 0 | 0 | 0 | 0 | 0 | 0 | 0 | 0 | 0 | 0 | 0 | 0 | 0 | 0 | 0 | 0 | 0
| 11000141 | 10" PVC PIPE, CL 200 | 0 | 0 | 0 | 0 | 0 | 0 | 0 | 0 | 0 | 0 | 0 | 0 | 0 | 0 | 0 | 0 | 0 | 0 | 0 | 0 | 0 | 0
| 11000142 | 10" PVC PIPE, C900-235 | 0 | 0 | 0 | 0 | 0 | 0 | 0 | 0 | 0 | 0 | 0 | 0 | 0 | 0 | 0 | 0 | 0 | 0 | 0 | 0 | 0 | 0
| 11200138 | 12" PVC PIPE, C900-165 | 0 | 0 | 0 | 0 | 0 | 0 | 0 | 0 | 0 | 0 | 0 | 0 | 0 | 0 | 0 | 0 | 0 | 0 | 0 | 0 | 0 | 0
| 11200141 | 12" PVC PIPE, CL 200 | 0 | 0 | 0 | 0 | 0 | 0 | 0 | 0 | 0 | 0 | 0 | 0 | 0 | 0 | 0 | 0 | 0 | 0 | 0 | 0 | 0 | 0
| 11200142 | 12" PVC PIPE, C900-235 | 0 | 0 | 0 | 0 | 0 | 0 | 0 | 0 | 0 | 0 | 0 | 0 | 0 | 0 | 0 | 0 | 0 | 0 | 0 | 0 | 0 | 0
| 20012045 | 1/2" GALV 45 ELBOW | 0 | 0 | 0 | 0 | 0 | 0 | 0 | 0 | 0 | 0 | 0 | 0 | 0 | 0 | 0 | 0 | 0 | 0 | 0 | 0 | 0 | 0
| 20012050 | 1/2" GALV BUSHING | 0 | 0 | 0 | 0 | 0 | 0 | 0 | 0 | 0 | 0 | 0 | 0 | 0 | 0 | 0 | 0 | 0 | 0 | 0 | 0 | 0 | 0
| 20012060 | 1/2" GALV CAP | 0 | 0 | 0 | 0 | 0 | 0 | 0 | 0 | 0 | 0 | 0 | 0 | 0 | 0 | 0 | 0 | 0 | 0 | 0 | 0 | 0 | 0
| 20012070 | 1/2" GALV COUPLING | 0 | 0 | 0 | 0 | 0 | 0 | 0 | 0 | 0 | 0 | 0 | 0 | 0 | 0 | 0 | 0 | 0 | 0 | 0 | 0 | 0 | 0
| 20012071 | 1/2" GALV FLOW COUPLING | 0 | 0 | 0 | 0 | 0 | 0 | 0 | 0 | 0 | 0 | 0 | 0 | 0 | 0 | 0 | 0 | 0 | 0 | 0 | 0 | 0 | 0
| 20012080 | 1/2" GALV CROSS | 0 | 0 | 0 | 0 | 0 | 0 | 0 | 0 | 0 | 0 | 0 | 0 | 0 | 0 | 0 | 0 | 0 | 0 | 0 | 0 | 0 | 0
| 20012090 | 1/2" GALV 90 ELBOW | 0 | 0 | 0 | 0 | 0 | 0 | 0 | 0 | 0 | 0 | 0 | 0 | 0 | 0 | 0 | 0 | 0 | 0 | 0 | 0 | 0 | 0
| 20012091 | 1/2" GALV RED 90 ELBOW | 0 | 0 | 0 | 0 | 0 | 0 | 0 | 0 | 0 | 0 | 0 | 0 | 0 | 0 | 0 | 0 | 0 | 0 | 0 | 0 | 0 | 0
| 20012095 | 1/2" GALV STREET 90 ELBOW | 0 | 0 | 0 | 0 | 0 | 0 | 0 | 0 | 0 | 0 | 0 | 0 | 0 | 0 | 0 | 0 | 0 | 0 | 0 | 0 | 0 | 0
| 20012120 | 1/2" x CL GALV NIPPLE | 0 | 0 | 0 | 0 | 0 | 0 | 0 | 0 | 0 | 0 | 0 | 0 | 0 | 0 | 0 | 0 | 0 | 0 | 0 | 0 | 0 | 0
| 20012121 | 1/2 x 1 1/2 GALV NIPPLE | 0 | 0 | 0 | 0 | 0 | 0 | 0 | 0 | 0 | 0 | 0 | 0 | 0 | 0 | 0 | 0 | 0 | 0 | 0 | 0 | 0 | 0
| 20012122 | 1/2 x 2 GALV NIPPLE | 0 | 0 | 0 | 0 | 0 | 0 | 0 | 0 | 0 | 0 | 0 | 0 | 0 | 0 | 0 | 0 | 0 | 0 | 0 | 0 | 0 | 0
| 20012123 | 1/2 x 2 1/2 GALV NIPPLE | 0 | 0 | 0 | 0 | 0 | 0 | 0 | 0 | 0 | 0 | 0 | 0 | 0 | 0 | 0 | 0 | 0 | 0 | 0 | 0 | 0 | 0
| 20012124 | 1/2 x 3 GALV NIPPLE | 0 | 0 | 0 | 0 | 0 | 0 | 0 | 0 | 0 | 0 | 0 | 0 | 0 | 0 | 0 | 0 | 0 | 0 | 0 | 0 | 0 | 0
| 20012125 | 1/2 x 3 1/2 GALV NIPPLE | 0 | 0 | 0 | 0 | 0 | 0 | 0 | 0 | 0 | 0 | 0 | 0 | 0 | 0 | 0 | 0 | 0 | 0 | 0 | 0 | 0 | 0
| 20012126 | 1/2 x 4 GALV NIPPLE | 0 | 0 | 0 | 0 | 0 | 0 | 0 | 0 | 0 | 0 | 0 | 0 | 0 | 0 | 0 | 0 | 0 | 0 | 0 | 0 | 0 | 0
| 20012127 | 1/2 x 4 1/2 GALV NIPPLE | 0 | 0 | 0 | 0 | 0 | 0 | 0 | 0 | 0 | 0 | 0 | 0 | 0 | 0 | 0 | 0 | 0 | 0 | 0 | 0 | 0 | 0
| 20012128 | 1/2 x 5 GALV NIPPLE | 0 | 0 | 0 | 0 | 0 | 0 | 0 | 0 | 0 | 0 | 0 | 0 | 0 | 0 | 0 | 0 | 0 | 0 | 0 | 0 | 0 | 0
| 20012129 | 1/2 x 5 1/2 GALV NIPPLE | 0 | 0 | 0 | 0 | 0 | 0 | 0 | 0 | 0 | 0 | 0 | 0 | 0 | 0 | 0 | 0 | 0 | 0 | 0 | 0 | 0 | 0
| 20012130 | 1/2 x 6 GALV NIPPLE | 0 | 0 | 0 | 0 | 0 | 0 | 0 | 0 | 0 | 0 | 0 | 0 | 0 | 0 | 0 | 0 | 0 | 0 | 0 | 0 | 0 | 0
| 20012140 | 1/2" GALVANIZED PIPE | 0 | 0 | 0 | 0 | 0 | 0 | 0 | 0 | 0 | 0 | 0 | 0 | 0 | 0 | 0 | 0 | 0 | 0 | 0 | 0 | 0 | 0
| 20012150 | 1/2" GALV PLUG | 0 | 0 | 0 | 0 | 0 | 0 | 0 | 0 | 0 | 0 | 0 | 0 | 0 | 0 | 0 | 0 | 0 | 0 | 0 | 0 | 0 | 0
| 20012160 | 1/2" GALV BELL REDUCER | 0 | 0 | 0 | 0 | 0 | 0 | 0 | 0 | 0 | 0 | 0 | 0 | 0 | 0 | 0 | 0 | 0 | 0 | 0 | 0 | 0 | 0
| 20012180 | 1/2" GALV 180 ELBOW | 0 | 0 | 0 | 0 | 0 | 0 | 0 | 0 | 0 | 0 | 0 | 0 | 0 | 0 | 0 | 0 | 0 | 0 | 0 | 0 | 0 | 0
| 20012190 | 1/2" GALV TEE | 0 | 0 | 0 | 0 | 0 | 0 | 0 | 0 | 0 | 0 | 0 | 0 | 0 | 0 | 0 | 0 | 0 | 0 | 0 | 0 | 0 | 0
| 20012191 | 1/2" GALV REDUCING TEE | 0 | 0 | 0 | 0 | 0 | 0 | 0 | 0 | 0 | 0 | 0 | 0 | 0 | 0 | 0 | 0 | 0 | 0 | 0 | 0 | 0 | 0
| 20012195 | 1/2" GALV BULL HEAD TEE | 0 | 0 | 0 | 0 | 0 | 0 | 0 | 0 | 0 | 0 | 0 | 0 | 0 | 0 | 0 | 0 | 0 | 0 | 0 | 0 | 0 | 0
| 20012200 | 1/2" GALV UNION | 0 | 0 | 0 | 0 | 0 | 0 | 0 | 0 | 0 | 0 | 0 | 0 | 0 | 0 | 0 | 0 | 0 | 0 | 0 | 0 | 0 | 0
| 20014045 | 1/4" GALV 45 ELBOW | 0 | 0 | 0 | 0 | 0 | 0 | 0 | 0 | 0 | 0 | 0 | 0 | 0 | 0 | 0 | 0 | 0 | 0 | 0 | 0 | 0 | 0
| 20014050 | 1/4" GALV BUSHING | 0 | 0 | 0 | 0 | 0 | 0 | 0 | 0 | 0 | 0 | 0 | 0 | 0 | 0 | 0 | 0 | 0 | 0 | 0 | 0 | 0 | 0
| 20014060 | 1/4" GALV CAP | 0 | 0 | 0 | 0 | 0 | 0 | 0 | 0 | 0 | 0 | 0 | 0 | 0 | 0 | 0 | 0 | 0 | 0 | 0 | 0 | 0 | 0
| 20014070 | 1/4" GALV COUPLING | 0 | 0 | 0 | 0 | 0 | 0 | 0 | 0 | 0 | 0 | 0 | 0 | 0 | 0 | 0 | 0 | 0 | 0 | 0 | 0 | 0 | 0
| 20014080 | 1/4" GALV CROSS | 0 | 0 | 0 | 0 | 0 | 0 | 0 | 0 | 0 | 0 | 0 | 0 | 0 | 0 | 0 | 0 | 0 | 0 | 0 | 0 | 0 | 0
| 20014090 | 1/4" GALV 90 ELBOW | 0 | 0 | 0 | 0 | 0 | 0 | 0 | 0 | 0 | 0 | 0 | 0 | 0 | 0 | 0 | 0 | 0 | 0 | 0 | 0 | 0 | 0
| 20014091 | 1/4" GALV RED 90 ELBOW | 0 | 0 | 0 | 0 | 0 | 0 | 0 | 0 | 0 | 0 | 0 | 0 | 0 | 0 | 0 | 0 | 0 | 0 | 0 | 0 | 0 | 0
| 20014095 | 1/4" GALV STREET 90 ELBOW | 0 | 0 | 0 | 0 | 0 | 0 | 0 | 0 | 0 | 0 | 0 | 0 | 0 | 0 | 0 | 0 | 0 | 0 | 0 | 0 | 0 | 0
| 20014120 | 1/4 x CL GALV NIPPLE | 0 | 0 | 0 | 0 | 0 | 0 | 0 | 0 | 0 | 0 | 0 | 0 | 0 | 0 | 0 | 0 | 0 | 0 | 0 | 0 | 0 | 0
| 20014121 | 1/4 x 1 1/2 GALV NIPPLE | 0 | 0 | 0 | 0 | 0 | 0 | 0 | 0 | 0 | 0 | 0 | 0 | 0 | 0 | 0 | 0 | 0 | 0 | 0 | 0 | 0 | 0
| 20014122 | 1/4 x 2 GALV NIPPLE | 0 | 0 | 0 | 0 | 0 | 0 | 0 | 0 | 0 | 0 | 0 | 0 | 0 | 0 | 0 | 0 | 0 | 0 | 0 | 0 | 0 | 0
| 20014124 | 1/4 x 3 GALV NIPPLE | 0 | 0 | 0 | 0 | 0 | 0 | 0 | 0 | 0 | 0 | 0 | 0 | 0 | 0 | 0 | 0 | 0 | 0 | 0 | 0 | 0 | 0
| 20014126 | 1/4 x 4 GALV NIPPLE | 0 | 0 | 0 | 0 | 0 | 0 | 0 | 0 | 0 | 0 | 0 | 0 | 0 | 0 | 0 | 0 | 0 | 0 | 0 | 0 | 0 | 0
| 20014128 | 1/4 x 5 GALV NIPPLE | 0 | 0 | 0 | 0 | 0 | 0 | 0 | 0 | 0 | 0 | 0 | 0 | 0 | 0 | 0 | 0 | 0 | 0 | 0 | 0 | 0 | 0
| 20014130 | 1/4 x 6 GALV NIPPLE | 0 | 0 | 0 | 0 | 0 | 0 | 0 | 0 | 0 | 0 | 0 | 0 | 0 | 0 | 0 | 0 | 0 | 0 | 0 | 0 | 0 | 0
| 20014150 | 1/4" GALV PLUG | 0 | 0 | 0 | 0 | 0 | 0 | 0 | 0 | 0 | 0 | 0 | 0 | 0 | 0 | 0 | 0 | 0 | 0 | 0 | 0 | 0 | 0
| 20014160 | 1/4" GALV BELL REDUCER | 0 | 0 | 0 | 0 | 0 | 0 | 0 | 0 | 0 | 0 | 0 | 0 | 0 | 0 | 0 | 0 | 0 | 0 | 0 | 0 | 0 | 0
| 20014190 | 1/4" GALV TEE | 0 | 0 | 0 | 0 | 0 | 0 | 0 | 0 | 0 | 0 | 0 | 0 | 0 | 0 | 0 | 0 | 0 | 0 | 0 | 0 | 0 | 0
| 20014200 | 1/4" GALV UNION | 0 | 0 | 0 | 0 | 0 | 0 | 0 | 0 | 0 | 0 | 0 | 0 | 0 | 0 | 0 | 0 | 0 | 0 | 0 | 0 | 0 | 0
| 20018045 | 1/8" GALV 45 ELBOW | 0 | 0 | 0 | 0 | 0 | 0 | 0 | 0 | 0 | 0 | 0 | 0 | 0 | 0 | 0 | 0 | 0 | 0 | 0 | 0 | 0 | 0
| 20018060 | 1/8" GALV CAP | 0 | 0 | 0 | 0 | 0 | 0 | 0 | 0 | 0 | 0 | 0 | 0 | 0 | 0 | 0 | 0 | 0 | 0 | 0 | 0 | 0 | 0
| 20018070 | 1/8" GALV COUPLING | 0 | 0 | 0 | 0 | 0 | 0 | 0 | 0 | 0 | 0 | 0 | 0 | 0 | 0 | 0 | 0 | 0 | 0 | 0 | 0 | 0 | 0
| 20018080 | 1/8" GALV CROSS | 0 | 0 | 0 | 0 | 0 | 0 | 0 | 0 | 0 | 0 | 0 | 0 | 0 | 0 | 0 | 0 | 0 | 0 | 0 | 0 | 0 | 0
| 20018090 | 1/8" GALV 90 ELBOW | 0 | 0 | 0 | 0 | 0 | 0 | 0 | 0 | 0 | 0 | 0 | 0 | 0 | 0 | 0 | 0 | 0 | 0 | 0 | 0 | 0 | 0
| 20018095 | 1/8" GALV STREET 90 ELBOW | 0 | 0 | 0 | 0 | 0 | 0 | 0 | 0 | 0 | 0 | 0 | 0 | 0 | 0 | 0 | 0 | 0 | 0 | 0 | 0 | 0 | 0
| 20018120 | 1/8 x CL GALV NIPPLE | 0 | 0 | 0 | 0 | 0 | 0 | 0 | 0 | 0 | 0 | 0 | 0 | 0 | 0 | 0 | 0 | 0 | 0 | 0 | 0 | 0 | 0
| 20018121 | 1/8 x 1 1/2 GALV NIPPLE | 0 | 0 | 0 | 0 | 0 | 0 | 0 | 0 | 0 | 0 | 0 | 0 | 0 | 0 | 0 | 0 | 0 | 0 | 0 | 0 | 0 | 0
| 20018122 | 1/8 x 2 GALV NIPPLE | 0 | 0 | 0 | 0 | 0 | 0 | 0 | 0 | 0 | 0 | 0 | 0 | 0 | 0 | 0 | 0 | 0 | 0 | 0 | 0 | 0 | 0
| 20018123 | 1/8 x 2 1/2 GALV NIPPLE | 0 | 0 | 0 | 0 | 0 | 0 | 0 | 0 | 0 | 0 | 0 | 0 | 0 | 0 | 0 | 0 | 0 | 0 | 0 | 0 | 0 | 0
| 20018124 | 1/8 x 3 GALV NIPPLE | 0 | 0 | 0 | 0 | 0 | 0 | 0 | 0 | 0 | 0 | 0 | 0 | 0 | 0 | 0 | 0 | 0 | 0 | 0 | 0 | 0 | 0
| 20018125 | 1/8 x 3 1/2 GALV NIPPLE | 0 | 0 | 0 | 0 | 0 | 0 | 0 | 0 | 0 | 0 | 0 | 0 | 0 | 0 | 0 | 0 | 0 | 0 | 0 | 0 | 0 | 0
| 20018126 | 1/8 x 4 GALV NIPPLE | 0 | 0 | 0 | 0 | 0 | 0 | 0 | 0 | 0 | 0 | 0 | 0 | 0 | 0 | 0 | 0 | 0 | 0 | 0 | 0 | 0 | 0
| 20018127 | 1/8 x 4 1/2 GALV NIPPLE | 0 | 0 | 0 | 0 | 0 | 0 | 0 | 0 | 0 | 0 | 0 | 0 | 0 | 0 | 0 | 0 | 0 | 0 | 0 | 0 | 0 | 0
| 20018128 | 1/8 x 5 GALV NIPPLE | 0 | 0 | 0 | 0 | 0 | 0 | 0 | 0 | 0 | 0 | 0 | 0 | 0 | 0 | 0 | 0 | 0 | 0 | 0 | 0 | 0 | 0
| 20018129 | 1/8 x 5 1/2 GALV NIPPLE | 0 | 0 | 0 | 0 | 0 | 0 | 0 | 0 | 0 | 0 | 0 | 0 | 0 | 0 | 0 | 0 | 0 | 0 | 0 | 0 | 0 | 0
| 20018130 | 1/8 x 6 GALV NIPPLE | 0 | 0 | 0 | 0 | 0 | 0 | 0 | 0 | 0 | 0 | 0 | 0 | 0 | 0 | 0 | 0 | 0 | 0 | 0 | 0 | 0 | 0
| 20018132 | 1/8 x 8 GALV NIPPLE | 0 | 0 | 0 | 0 | 0 | 0 | 0 | 0 | 0 | 0 | 0 | 0 | 0 | 0 | 0 | 0 | 0 | 0 | 0 | 0 | 0 | 0
| 20018150 | 1/8" GALV PLUG | 0 | 0 | 0 | 0 | 0 | 0 | 0 | 0 | 0 | 0 | 0 | 0 | 0 | 0 | 0 | 0 | 0 | 0 | 0 | 0 | 0 | 0
| 20018190 | 1/8" GALV TEE | 0 | 0 | 0 | 0 | 0 | 0 | 0 | 0 | 0 | 0 | 0 | 0 | 0 | 0 | 0 | 0 | 0 | 0 | 0 | 0 | 0 | 0
| 20018200 | 1/8" GALV UNION | 0 | 0 | 0 | 0 | 0 | 0 | 0 | 0 | 0 | 0 | 0 | 0 | 0 | 0 | 0 | 0 | 0 | 0 | 0 | 0 | 0 | 0
| 20034045 | 3/4" GALV 45 ELBOW | 0 | 0 | 0 | 0 | 0 | 0 | 0 | 0 | 0 | 0 | 0 | 0 | 0 | 0 | 0 | 0 | 0 | 0 | 0 | 0 | 0 | 0
| 20034050 | 3/4" GALV BUSHING | 0 | 0 | 0 | 0 | 0 | 0 | 0 | 0 | 0 | 0 | 0 | 0 | 0 | 0 | 0 | 0 | 0 | 0 | 0 | 0 | 0 | 0
| 20034060 | 3/4" GALV CAP | 0 | 0 | 0 | 0 | 0 | 0 | 0 | 0 | 0 | 0 | 0 | 0 | 0 | 0 | 0 | 0 | 0 | 0 | 0 | 0 | 0 | 0
| 20034070 | 3/4" GALV COUPLING | 0 | 0 | 0 | 0 | 0 | 0 | 0 | 0 | 0 | 0 | 0 | 0 | 0 | 0 | 0 | 0 | 0 | 0 | 0 | 0 | 0 | 0
| 20034071 | 3/4" GALV FLOW COUPLING | 0 | 0 | 0 | 0 | 0 | 0 | 0 | 0 | 0 | 0 | 0 | 0 | 0 | 0 | 0 | 0 | 0 | 0 | 0 | 0 | 0 | 0
| 20034080 | 3/4" GALV CROSS | 0 | 0 | 0 | 0 | 0 | 0 | 0 | 0 | 0 | 0 | 0 | 0 | 0 | 0 | 0 | 0 | 0 | 0 | 0 | 0 | 0 | 0
| 20034090 | 3/4" GALV 90 ELBOW | 0 | 0 | 0 | 0 | 0 | 0 | 0 | 0 | 0 | 0 | 0 | 0 | 0 | 0 | 0 | 0 | 0 | 0 | 0 | 0 | 0 | 0
| 20034091 | 3/4" GALV RED 90 ELBOW | 0 | 0 | 0 | 0 | 0 | 0 | 0 | 0 | 0 | 0 | 0 | 0 | 0 | 0 | 0 | 0 | 0 | 0 | 0 | 0 | 0 | 0
| 20034095 | 3/4" GALV STREET 90 ELBOW | 0 | 0 | 0 | 0 | 0 | 0 | 0 | 0 | 0 | 0 | 0 | 0 | 0 | 0 | 0 | 0 | 0 | 0 | 0 | 0 | 0 | 0
| 20034120 | 3/4 x CL GALV NIPPLE | 0 | 0 | 0 | 0 | 0 | 0 | 0 | 0 | 0 | 0 | 0 | 0 | 0 | 0 | 0 | 0 | 0 | 0 | 0 | 0 | 0 | 0
| 20034121 | 3/4 x 1 1/2 GALV NIPPLE | 0 | 0 | 0 | 0 | 0 | 0 | 0 | 0 | 0 | 0 | 0 | 0 | 0 | 0 | 0 | 0 | 0 | 0 | 0 | 0 | 0 | 0
| 20034122 | 3/4 x 2 GALV NIPPLE | 0 | 0 | 0 | 0 | 0 | 0 | 0 | 0 | 0 | 0 | 0 | 0 | 0 | 0 | 0 | 0 | 0 | 0 | 0 | 0 | 0 | 0
| 20034123 | 3/4 x 2 1/2 GALV NIPPLE | 0 | 0 | 0 | 0 | 0 | 0 | 0 | 0 | 0 | 0 | 0 | 0 | 0 | 0 | 0 | 0 | 0 | 0 | 0 | 0 | 0 | 0
| 20034124 | 3/4 x 3 GALV NIPPLE | 0 | 0 | 0 | 0 | 0 | 0 | 0 | 0 | 0 | 0 | 0 | 0 | 0 | 0 | 0 | 0 | 0 | 0 | 0 | 0 | 0 | 0
| 20034125 | 3/4 x 3 1/2 GALV NIPPLE | 0 | 0 | 0 | 0 | 0 | 0 | 0 | 0 | 0 | 0 | 0 | 0 | 0 | 0 | 0 | 0 | 0 | 0 | 0 | 0 | 0 | 0
| 20034126 | 3/4 x 4 GALV NIPPLE | 0 | 0 | 0 | 0 | 0 | 0 | 0 | 0 | 0 | 0 | 0 | 0 | 0 | 0 | 0 | 0 | 0 | 0 | 0 | 0 | 0 | 0
| 20034127 | 3/4 x 4 1/2 GALV NIPPLE | 0 | 0 | 0 | 0 | 0 | 0 | 0 | 0 | 0 | 0 | 0 | 0 | 0 | 0 | 0 | 0 | 0 | 0 | 0 | 0 | 0 | 0
| 20034128 | 3/4 x 5 GALV NIPPLE | 0 | 0 | 0 | 0 | 0 | 0 | 0 | 0 | 0 | 0 | 0 | 0 | 0 | 0 | 0 | 0 | 0 | 0 | 0 | 0 | 0 | 0
| 20034129 | 3/4 x 5 1/2 GALV NIPPLE | 0 | 0 | 0 | 0 | 0 | 0 | 0 | 0 | 0 | 0 | 0 | 0 | 0 | 0 | 0 | 0 | 0 | 0 | 0 | 0 | 0 | 0
| 20034130 | 3/4 x 6 GALV NIPPLE | 0 | 0 | 0 | 0 | 0 | 0 | 0 | 0 | 0 | 0 | 0 | 0 | 0 | 0 | 0 | 0 | 0 | 0 | 0 | 0 | 0 | 0
| 20034132 | 3/4 x 8 GALV NIPPLE | 0 | 0 | 0 | 0 | 0 | 0 | 0 | 0 | 0 | 0 | 0 | 0 | 0 | 0 | 0 | 0 | 0 | 0 | 0 | 0 | 0 | 0
| 20034133 | 3/4 x 10 GALV NIPPLE | 0 | 0 | 0 | 0 | 0 | 0 | 0 | 0 | 0 | 0 | 0 | 0 | 0 | 0 | 0 | 0 | 0 | 0 | 0 | 0 | 0 | 0
| 20034134 | 3/4 x 12 GALV NIPPLE | 32 | 0 | 0 | 0 | 0 | 0 | 20 | 0 | 0 | 0 | 0 | 0 | 0 | 12 | 0 | 0 | 0 | 0 | 0 | 0 | 0 | 0
| 20034135 | 3/4 x 18 GALV NIPPLE | 37 | 0 | 0 | 0 | 0 | 0 | 20 | 5 | 0 | 0 | 0 | 0 | 0 | 12 | 0 | 0 | 0 | 0 | 0 | 0 | 0 | 0
| 20034140 | 3/4" GALVANIZED PIPE | 0 | 0 | 0 | 0 | 0 | 0 | 0 | 0 | 0 | 0 | 0 | 0 | 0 | 0 | 0 | 0 | 0 | 0 | 0 | 0 | 0 | 0
| 20034150 | 3/4" GALV PLUG | 0 | 0 | 0 | 0 | 0 | 0 | 0 | 0 | 0 | 0 | 0 | 0 | 0 | 0 | 0 | 0 | 0 | 0 | 0 | 0 | 0 | 0
| 20034160 | 3/4" GALV BELL REDUCER | 0 | 0 | 0 | 0 | 0 | 0 | 0 | 0 | 0 | 0 | 0 | 0 | 0 | 0 | 0 | 0 | 0 | 0 | 0 | 0 | 0 | 0
| 20034180 | 3/4" GALV 180 ELBOW | 0 | 0 | 0 | 0 | 0 | 0 | 0 | 0 | 0 | 0 | 0 | 0 | 0 | 0 | 0 | 0 | 0 | 0 | 0 | 0 | 0 | 0
| 20034190 | 3/4" GALV TEE | 0 | 0 | 0 | 0 | 0 | 0 | 0 | 0 | 0 | 0 | 0 | 0 | 0 | 0 | 0 | 0 | 0 | 0 | 0 | 0 | 0 | 0
| 20034191 | 3/4" GALV REDUCING TEE | 0 | 0 | 0 | 0 | 0 | 0 | 0 | 0 | 0 | 0 | 0 | 0 | 0 | 0 | 0 | 0 | 0 | 0 | 0 | 0 | 0 | 0
| 20034195 | 3/4" GALV BULL HEAD TEE | 0 | 0 | 0 | 0 | 0 | 0 | 0 | 0 | 0 | 0 | 0 | 0 | 0 | 0 | 0 | 0 | 0 | 0 | 0 | 0 | 0 | 0
| 20034200 | 3/4" GALV UNION | 0 | 0 | 0 | 0 | 0 | 0 | 0 | 0 | 0 | 0 | 0 | 0 | 0 | 0 | 0 | 0 | 0 | 0 | 0 | 0 | 0 | 0
| 20038045 | 3/8" GALV 45 ELBOW | 0 | 0 | 0 | 0 | 0 | 0 | 0 | 0 | 0 | 0 | 0 | 0 | 0 | 0 | 0 | 0 | 0 | 0 | 0 | 0 | 0 | 0
| 20038050 | 3/8" GALV BUSHING | 0 | 0 | 0 | 0 | 0 | 0 | 0 | 0 | 0 | 0 | 0 | 0 | 0 | 0 | 0 | 0 | 0 | 0 | 0 | 0 | 0 | 0
| 20038060 | 3/8" GALV CAP | 0 | 0 | 0 | 0 | 0 | 0 | 0 | 0 | 0 | 0 | 0 | 0 | 0 | 0 | 0 | 0 | 0 | 0 | 0 | 0 | 0 | 0
| 20038070 | 3/8" GALV COUPLING | 0 | 0 | 0 | 0 | 0 | 0 | 0 | 0 | 0 | 0 | 0 | 0 | 0 | 0 | 0 | 0 | 0 | 0 | 0 | 0 | 0 | 0
| 20038080 | 3/8" GALV CROSS | 0 | 0 | 0 | 0 | 0 | 0 | 0 | 0 | 0 | 0 | 0 | 0 | 0 | 0 | 0 | 0 | 0 | 0 | 0 | 0 | 0 | 0
| 20038090 | 3/8" GALV 90 ELBOW | 0 | 0 | 0 | 0 | 0 | 0 | 0 | 0 | 0 | 0 | 0 | 0 | 0 | 0 | 0 | 0 | 0 | 0 | 0 | 0 | 0 | 0
| 20038091 | 3/8" GALV RED 90 ELBOW | 0 | 0 | 0 | 0 | 0 | 0 | 0 | 0 | 0 | 0 | 0 | 0 | 0 | 0 | 0 | 0 | 0 | 0 | 0 | 0 | 0 | 0
| 20038095 | 3/8" GALV STREET 90 ELBOW | 0 | 0 | 0 | 0 | 0 | 0 | 0 | 0 | 0 | 0 | 0 | 0 | 0 | 0 | 0 | 0 | 0 | 0 | 0 | 0 | 0 | 0
| 20038122 | 3/8 x 2 GALV NIPPLE | 0 | 0 | 0 | 0 | 0 | 0 | 0 | 0 | 0 | 0 | 0 | 0 | 0 | 0 | 0 | 0 | 0 | 0 | 0 | 0 | 0 | 0
| 20038123 | 3/8 x 2 1/2 GALV NIPPLE | 0 | 0 | 0 | 0 | 0 | 0 | 0 | 0 | 0 | 0 | 0 | 0 | 0 | 0 | 0 | 0 | 0 | 0 | 0 | 0 | 0 | 0
| 20038124 | 3/8 x 3 GALV NIPPLE | 0 | 0 | 0 | 0 | 0 | 0 | 0 | 0 | 0 | 0 | 0 | 0 | 0 | 0 | 0 | 0 | 0 | 0 | 0 | 0 | 0 | 0
| 20038125 | 3/8 x 3 1/2 GALV NIPPLE | 0 | 0 | 0 | 0 | 0 | 0 | 0 | 0 | 0 | 0 | 0 | 0 | 0 | 0 | 0 | 0 | 0 | 0 | 0 | 0 | 0 | 0
| 20038126 | 3/8 x 4 GALV NIPPLE | 0 | 0 | 0 | 0 | 0 | 0 | 0 | 0 | 0 | 0 | 0 | 0 | 0 | 0 | 0 | 0 | 0 | 0 | 0 | 0 | 0 | 0
| 20038127 | 3/8 x 4 1/2 GALV NIPPLE | 0 | 0 | 0 | 0 | 0 | 0 | 0 | 0 | 0 | 0 | 0 | 0 | 0 | 0 | 0 | 0 | 0 | 0 | 0 | 0 | 0 | 0
| 20038128 | 3/8 x 5 GALV NIPPLE | 0 | 0 | 0 | 0 | 0 | 0 | 0 | 0 | 0 | 0 | 0 | 0 | 0 | 0 | 0 | 0 | 0 | 0 | 0 | 0 | 0 | 0
| 20038129 | 3/8 x 5 1/2 GALV NIPPLE | 0 | 0 | 0 | 0 | 0 | 0 | 0 | 0 | 0 | 0 | 0 | 0 | 0 | 0 | 0 | 0 | 0 | 0 | 0 | 0 | 0 | 0
| 20038130 | 3/8 x 6 GALV NIPPLE | 0 | 0 | 0 | 0 | 0 | 0 | 0 | 0 | 0 | 0 | 0 | 0 | 0 | 0 | 0 | 0 | 0 | 0 | 0 | 0 | 0 | 0
| 20038150 | 3/8" GALV PLUG | 0 | 0 | 0 | 0 | 0 | 0 | 0 | 0 | 0 | 0 | 0 | 0 | 0 | 0 | 0 | 0 | 0 | 0 | 0 | 0 | 0 | 0
| 20038160 | 3/8" GALV BELL REDUCER | 0 | 0 | 0 | 0 | 0 | 0 | 0 | 0 | 0 | 0 | 0 | 0 | 0 | 0 | 0 | 0 | 0 | 0 | 0 | 0 | 0 | 0
| 20038190 | 3/8" GALV TEE | 0 | 0 | 0 | 0 | 0 | 0 | 0 | 0 | 0 | 0 | 0 | 0 | 0 | 0 | 0 | 0 | 0 | 0 | 0 | 0 | 0 | 0
| 20038200 | 3/8" GALV UNION | 0 | 0 | 0 | 0 | 0 | 0 | 0 | 0 | 0 | 0 | 0 | 0 | 0 | 0 | 0 | 0 | 0 | 0 | 0 | 0 | 0 | 0
| 20100045 | 1" GALV 45 ELBOW | 0 | 0 | 0 | 0 | 0 | 0 | 0 | 0 | 0 | 0 | 0 | 0 | 0 | 0 | 0 | 0 | 0 | 0 | 0 | 0 | 0 | 0
| 20100050 | 1" GALV BUSHING | 0 | 0 | 0 | 0 | 0 | 0 | 0 | 0 | 0 | 0 | 0 | 0 | 0 | 0 | 0 | 0 | 0 | 0 | 0 | 0 | 0 | 0
| 20100060 | 1" GALV CAP | 0 | 0 | 0 | 0 | 0 | 0 | 0 | 0 | 0 | 0 | 0 | 0 | 0 | 0 | 0 | 0 | 0 | 0 | 0 | 0 | 0 | 0
| 20100070 | 1" GALV COUPLING | 0 | 0 | 0 | 0 | 0 | 0 | 0 | 0 | 0 | 0 | 0 | 0 | 0 | 0 | 0 | 0 | 0 | 0 | 0 | 0 | 0 | 0
| 20100071 | 1" GALV FLOW COUPLING | 0 | 0 | 0 | 0 | 0 | 0 | 0 | 0 | 0 | 0 | 0 | 0 | 0 | 0 | 0 | 0 | 0 | 0 | 0 | 0 | 0 | 0
| 20100080 | 1" GALV CROSS | 0 | 0 | 0 | 0 | 0 | 0 | 0 | 0 | 0 | 0 | 0 | 0 | 0 | 0 | 0 | 0 | 0 | 0 | 0 | 0 | 0 | 0
| 20100090 | 1" GALV 90 ELBOW | 0 | 0 | 0 | 0 | 0 | 0 | 0 | 0 | 0 | 0 | 0 | 0 | 0 | 0 | 0 | 0 | 0 | 0 | 0 | 0 | 0 | 0
| 20100091 | 1" GALV RED 90 ELBOW | 5 | 0 | 0 | 0 | 0 | 0 | 0 | 5 | 0 | 0 | 0 | 0 | 0 | 0 | 0 | 0 | 0 | 0 | 0 | 0 | 0 | 0
| 20100095 | 1" GALV STREET 90 ELBOW | 0 | 0 | 0 | 0 | 0 | 0 | 0 | 0 | 0 | 0 | 0 | 0 | 0 | 0 | 0 | 0 | 0 | 0 | 0 | 0 | 0 | 0
| 20100120 | 1 x CL GALV NIPPLE | 0 | 0 | 0 | 0 | 0 | 0 | 0 | 0 | 0 | 0 | 0 | 0 | 0 | 0 | 0 | 0 | 0 | 0 | 0 | 0 | 0 | 0
| 20100122 | 1 x 2 GALV NIPPLE | 0 | 0 | 0 | 0 | 0 | 0 | 0 | 0 | 0 | 0 | 0 | 0 | 0 | 0 | 0 | 0 | 0 | 0 | 0 | 0 | 0 | 0
| 20100123 | 1 x 2 1/2 GALV NIPPLE | 0 | 0 | 0 | 0 | 0 | 0 | 0 | 0 | 0 | 0 | 0 | 0 | 0 | 0 | 0 | 0 | 0 | 0 | 0 | 0 | 0 | 0
| 20100124 | 1 x 3 GALV NIPPLE | 0 | 0 | 0 | 0 | 0 | 0 | 0 | 0 | 0 | 0 | 0 | 0 | 0 | 0 | 0 | 0 | 0 | 0 | 0 | 0 | 0 | 0
| 20100125 | 1 x 3 1/2 GALV NIPPLE | 0 | 0 | 0 | 0 | 0 | 0 | 0 | 0 | 0 | 0 | 0 | 0 | 0 | 0 | 0 | 0 | 0 | 0 | 0 | 0 | 0 | 0
| 20100126 | 1 x 4 GALV NIPPLE | 0 | 0 | 0 | 0 | 0 | 0 | 0 | 0 | 0 | 0 | 0 | 0 | 0 | 0 | 0 | 0 | 0 | 0 | 0 | 0 | 0 | 0
| 20100127 | 1 x 4 1/2 GALV NIPPLE | 0 | 0 | 0 | 0 | 0 | 0 | 0 | 0 | 0 | 0 | 0 | 0 | 0 | 0 | 0 | 0 | 0 | 0 | 0 | 0 | 0 | 0
| 20100128 | 1 x 5 GALV NIPPLE | 0 | 0 | 0 | 0 | 0 | 0 | 0 | 0 | 0 | 0 | 0 | 0 | 0 | 0 | 0 | 0 | 0 | 0 | 0 | 0 | 0 | 0
| 20100129 | 1 x 5 1/2 GALV NIPPLE | 0 | 0 | 0 | 0 | 0 | 0 | 0 | 0 | 0 | 0 | 0 | 0 | 0 | 0 | 0 | 0 | 0 | 0 | 0 | 0 | 0 | 0
| 20100130 | 1 x 6 GALV NIPPLE | 0 | 0 | 0 | 0 | 0 | 0 | 0 | 0 | 0 | 0 | 0 | 0 | 0 | 0 | 0 | 0 | 0 | 0 | 0 | 0 | 0 | 0
| 20100132 | 1 x 8 GALV NIPPLE | 0 | 0 | 0 | 0 | 0 | 0 | 0 | 0 | 0 | 0 | 0 | 0 | 0 | 0 | 0 | 0 | 0 | 0 | 0 | 0 | 0 | 0
| 20100133 | 1 x 10 GALV NIPPLE | 0 | 0 | 0 | 0 | 0 | 0 | 0 | 0 | 0 | 0 | 0 | 0 | 0 | 0 | 0 | 0 | 0 | 0 | 0 | 0 | 0 | 0
| 20100134 | 1 x 12 GALV NIPPLE | 0 | 0 | 0 | 0 | 0 | 0 | 0 | 0 | 0 | 0 | 0 | 0 | 0 | 0 | 0 | 0 | 0 | 0 | 0 | 0 | 0 | 0
| 20100135 | 1 x 18 GALV NIPPLE | 0 | 0 | 0 | 0 | 0 | 0 | 0 | 0 | 0 | 0 | 0 | 0 | 0 | 0 | 0 | 0 | 0 | 0 | 0 | 0 | 0 | 0
| 20100140 | 1" GALVANIZED PIPE | 0 | 0 | 0 | 0 | 0 | 0 | 0 | 0 | 0 | 0 | 0 | 0 | 0 | 0 | 0 | 0 | 0 | 0 | 0 | 0 | 0 | 0
| 20100150 | 1" GALV PLUG | 0 | 0 | 0 | 0 | 0 | 0 | 0 | 0 | 0 | 0 | 0 | 0 | 0 | 0 | 0 | 0 | 0 | 0 | 0 | 0 | 0 | 0
| 20100160 | 1" GALV BELL REDUCER | 0 | 0 | 0 | 0 | 0 | 0 | 0 | 0 | 0 | 0 | 0 | 0 | 0 | 0 | 0 | 0 | 0 | 0 | 0 | 0 | 0 | 0
| 20100180 | 1" GALV 180 ELBOW | 0 | 0 | 0 | 0 | 0 | 0 | 0 | 0 | 0 | 0 | 0 | 0 | 0 | 0 | 0 | 0 | 0 | 0 | 0 | 0 | 0 | 0
| 20100190 | 1" GALV TEE | 0 | 0 | 0 | 0 | 0 | 0 | 0 | 0 | 0 | 0 | 0 | 0 | 0 | 0 | 0 | 0 | 0 | 0 | 0 | 0 | 0 | 0
| 20100191 | 1" GALV REDUCING TEE | 16 | 0 | 0 | 0 | 0 | 0 | 10 | 0 | 0 | 0 | 0 | 0 | 0 | 6 | 0 | 0 | 0 | 0 | 0 | 0 | 0 | 0
| 20100195 | 1" GALV BULL HEAD TEE | 0 | 0 | 0 | 0 | 0 | 0 | 0 | 0 | 0 | 0 | 0 | 0 | 0 | 0 | 0 | 0 | 0 | 0 | 0 | 0 | 0 | 0
| 20100200 | 1" GALV UNION | 0 | 0 | 0 | 0 | 0 | 0 | 0 | 0 | 0 | 0 | 0 | 0 | 0 | 0 | 0 | 0 | 0 | 0 | 0 | 0 | 0 | 0
| 20112045 | 1-1/2" GALV 45 ELBOW | 0 | 0 | 0 | 0 | 0 | 0 | 0 | 0 | 0 | 0 | 0 | 0 | 0 | 0 | 0 | 0 | 0 | 0 | 0 | 0 | 0 | 0
| 20112050 | 1-1/2" GALV BUSHING | 0 | 0 | 0 | 0 | 0 | 0 | 0 | 0 | 0 | 0 | 0 | 0 | 0 | 0 | 0 | 0 | 0 | 0 | 0 | 0 | 0 | 0
| 20112060 | 1-1/2" GALV CAP | 0 | 0 | 0 | 0 | 0 | 0 | 0 | 0 | 0 | 0 | 0 | 0 | 0 | 0 | 0 | 0 | 0 | 0 | 0 | 0 | 0 | 0
| 20112070 | 1-1/2" GALV COUPLING | 0 | 0 | 0 | 0 | 0 | 0 | 0 | 0 | 0 | 0 | 0 | 0 | 0 | 0 | 0 | 0 | 0 | 0 | 0 | 0 | 0 | 0
| 20112071 | 1-1/2" GALV FLOW COUPLING | 0 | 0 | 0 | 0 | 0 | 0 | 0 | 0 | 0 | 0 | 0 | 0 | 0 | 0 | 0 | 0 | 0 | 0 | 0 | 0 | 0 | 0
| 20112080 | 1-1/2" GALV CROSS | 0 | 0 | 0 | 0 | 0 | 0 | 0 | 0 | 0 | 0 | 0 | 0 | 0 | 0 | 0 | 0 | 0 | 0 | 0 | 0 | 0 | 0
| 20112090 | 1-1/2" GALV 90 ELBOW | 0 | 0 | 0 | 0 | 0 | 0 | 0 | 0 | 0 | 0 | 0 | 0 | 0 | 0 | 0 | 0 | 0 | 0 | 0 | 0 | 0 | 0
| 20112091 | 1-1/2" GALV RED 90 ELBOW | 0 | 0 | 0 | 0 | 0 | 0 | 0 | 0 | 0 | 0 | 0 | 0 | 0 | 0 | 0 | 0 | 0 | 0 | 0 | 0 | 0 | 0
| 20112095 | 1-1/2" STREET GALV 90 ELBOW | 0 | 0 | 0 | 0 | 0 | 0 | 0 | 0 | 0 | 0 | 0 | 0 | 0 | 0 | 0 | 0 | 0 | 0 | 0 | 0 | 0 | 0
| 20112120 | 1 1/2 x CL GALV NIPPLE | 0 | 0 | 0 | 0 | 0 | 0 | 0 | 0 | 0 | 0 | 0 | 0 | 0 | 0 | 0 | 0 | 0 | 0 | 0 | 0 | 0 | 0
| 20112122 | 1 1/2 x 2 GALV NIPPLE | 0 | 0 | 0 | 0 | 0 | 0 | 0 | 0 | 0 | 0 | 0 | 0 | 0 | 0 | 0 | 0 | 0 | 0 | 0 | 0 | 0 | 0
| 20112123 | 1 1/2 x 2 1/2 GALV NIPPLE | 0 | 0 | 0 | 0 | 0 | 0 | 0 | 0 | 0 | 0 | 0 | 0 | 0 | 0 | 0 | 0 | 0 | 0 | 0 | 0 | 0 | 0
| 20112124 | 1 1/2 x 3 GALV NIPPLE | 0 | 0 | 0 | 0 | 0 | 0 | 0 | 0 | 0 | 0 | 0 | 0 | 0 | 0 | 0 | 0 | 0 | 0 | 0 | 0 | 0 | 0
| 20112125 | 1 1/2 x 3 1/2 GALV NIPPLE | 0 | 0 | 0 | 0 | 0 | 0 | 0 | 0 | 0 | 0 | 0 | 0 | 0 | 0 | 0 | 0 | 0 | 0 | 0 | 0 | 0 | 0
| 20112126 | 1 1/2 x 4 GALV NIPPLE | 0 | 0 | 0 | 0 | 0 | 0 | 0 | 0 | 0 | 0 | 0 | 0 | 0 | 0 | 0 | 0 | 0 | 0 | 0 | 0 | 0 | 0
| 20112127 | 1 1/2 x 4 1/2 GALV NIPPLE | 0 | 0 | 0 | 0 | 0 | 0 | 0 | 0 | 0 | 0 | 0 | 0 | 0 | 0 | 0 | 0 | 0 | 0 | 0 | 0 | 0 | 0
| 20112128 | 1 1/2 x 5 GALV NIPPLE | 0 | 0 | 0 | 0 | 0 | 0 | 0 | 0 | 0 | 0 | 0 | 0 | 0 | 0 | 0 | 0 | 0 | 0 | 0 | 0 | 0 | 0
| 20112129 | 1 1/2 x 5 1/2 GALV NIPPLE | 0 | 0 | 0 | 0 | 0 | 0 | 0 | 0 | 0 | 0 | 0 | 0 | 0 | 0 | 0 | 0 | 0 | 0 | 0 | 0 | 0 | 0
| 20112130 | 1 1/2 x 6 GALV NIPPLE | 0 | 0 | 0 | 0 | 0 | 0 | 0 | 0 | 0 | 0 | 0 | 0 | 0 | 0 | 0 | 0 | 0 | 0 | 0 | 0 | 0 | 0
| 20112132 | 1 1/2 x 8 GALV NIPPLE | 0 | 0 | 0 | 0 | 0 | 0 | 0 | 0 | 0 | 0 | 0 | 0 | 0 | 0 | 0 | 0 | 0 | 0 | 0 | 0 | 0 | 0
| 20112133 | 1 1/2 x 10 GALV NIPPLE | 0 | 0 | 0 | 0 | 0 | 0 | 0 | 0 | 0 | 0 | 0 | 0 | 0 | 0 | 0 | 0 | 0 | 0 | 0 | 0 | 0 | 0
| 20112134 | 1 1/2 x 12 GALV NIPPLE | 0 | 0 | 0 | 0 | 0 | 0 | 0 | 0 | 0 | 0 | 0 | 0 | 0 | 0 | 0 | 0 | 0 | 0 | 0 | 0 | 0 | 0
| 20112140 | 1-1/2" GALVANIZED PIPE | 0 | 0 | 0 | 0 | 0 | 0 | 0 | 0 | 0 | 0 | 0 | 0 | 0 | 0 | 0 | 0 | 0 | 0 | 0 | 0 | 0 | 0
| 20112150 | 1-1/2" GALV PLUG | 0 | 0 | 0 | 0 | 0 | 0 | 0 | 0 | 0 | 0 | 0 | 0 | 0 | 0 | 0 | 0 | 0 | 0 | 0 | 0 | 0 | 0
| 20112160 | 1-1/2" GALV BELL REDUCER | 0 | 0 | 0 | 0 | 0 | 0 | 0 | 0 | 0 | 0 | 0 | 0 | 0 | 0 | 0 | 0 | 0 | 0 | 0 | 0 | 0 | 0
| 20112180 | 1-1/2" GALV 180 ELBOW | 0 | 0 | 0 | 0 | 0 | 0 | 0 | 0 | 0 | 0 | 0 | 0 | 0 | 0 | 0 | 0 | 0 | 0 | 0 | 0 | 0 | 0
| 20112190 | 1-1/2" GALV TEE | 0 | 0 | 0 | 0 | 0 | 0 | 0 | 0 | 0 | 0 | 0 | 0 | 0 | 0 | 0 | 0 | 0 | 0 | 0 | 0 | 0 | 0
| 20112191 | 1-1/2" GALV REDUCING TEE | 0 | 0 | 0 | 0 | 0 | 0 | 0 | 0 | 0 | 0 | 0 | 0 | 0 | 0 | 0 | 0 | 0 | 0 | 0 | 0 | 0 | 0
| 20112200 | 1-1/2" GALV UNION | 0 | 0 | 0 | 0 | 0 | 0 | 0 | 0 | 0 | 0 | 0 | 0 | 0 | 0 | 0 | 0 | 0 | 0 | 0 | 0 | 0 | 0
| 20114045 | 1-1/4" GALV 45 ELBOW | 0 | 0 | 0 | 0 | 0 | 0 | 0 | 0 | 0 | 0 | 0 | 0 | 0 | 0 | 0 | 0 | 0 | 0 | 0 | 0 | 0 | 0
| 20114050 | 1-1/4" GALV BUSHING | 0 | 0 | 0 | 0 | 0 | 0 | 0 | 0 | 0 | 0 | 0 | 0 | 0 | 0 | 0 | 0 | 0 | 0 | 0 | 0 | 0 | 0
| 20114060 | 1-1/4" GALV CAP | 0 | 0 | 0 | 0 | 0 | 0 | 0 | 0 | 0 | 0 | 0 | 0 | 0 | 0 | 0 | 0 | 0 | 0 | 0 | 0 | 0 | 0
| 20114070 | 1-1/4" GALV COUPLING | 0 | 0 | 0 | 0 | 0 | 0 | 0 | 0 | 0 | 0 | 0 | 0 | 0 | 0 | 0 | 0 | 0 | 0 | 0 | 0 | 0 | 0
| 20114071 | 1-1/4" GALV FLOW COUPLING | 0 | 0 | 0 | 0 | 0 | 0 | 0 | 0 | 0 | 0 | 0 | 0 | 0 | 0 | 0 | 0 | 0 | 0 | 0 | 0 | 0 | 0
| 20114080 | 1-1/4" GALV CROSS | 0 | 0 | 0 | 0 | 0 | 0 | 0 | 0 | 0 | 0 | 0 | 0 | 0 | 0 | 0 | 0 | 0 | 0 | 0 | 0 | 0 | 0
| 20114090 | 1-1/4" GALV 90 ELBOW | 0 | 0 | 0 | 0 | 0 | 0 | 0 | 0 | 0 | 0 | 0 | 0 | 0 | 0 | 0 | 0 | 0 | 0 | 0 | 0 | 0 | 0
| 20114091 | 1-1/4" GALV RED 90 ELBOW | 0 | 0 | 0 | 0 | 0 | 0 | 0 | 0 | 0 | 0 | 0 | 0 | 0 | 0 | 0 | 0 | 0 | 0 | 0 | 0 | 0 | 0
| 20114095 | 1-1/4" STREET GALV 90 ELBOW | 0 | 0 | 0 | 0 | 0 | 0 | 0 | 0 | 0 | 0 | 0 | 0 | 0 | 0 | 0 | 0 | 0 | 0 | 0 | 0 | 0 | 0
| 20114120 | 1 1/4 x CL GALV NIPPLE | 0 | 0 | 0 | 0 | 0 | 0 | 0 | 0 | 0 | 0 | 0 | 0 | 0 | 0 | 0 | 0 | 0 | 0 | 0 | 0 | 0 | 0
| 20114122 | 1 1/4 x 2 GALV NIPPLE | 0 | 0 | 0 | 0 | 0 | 0 | 0 | 0 | 0 | 0 | 0 | 0 | 0 | 0 | 0 | 0 | 0 | 0 | 0 | 0 | 0 | 0
| 20114123 | 1 1/4 x 2 1/2 GALV NIPPLE | 0 | 0 | 0 | 0 | 0 | 0 | 0 | 0 | 0 | 0 | 0 | 0 | 0 | 0 | 0 | 0 | 0 | 0 | 0 | 0 | 0 | 0
| 20114124 | 1 1/4 x 3 GALV NIPPLE | 0 | 0 | 0 | 0 | 0 | 0 | 0 | 0 | 0 | 0 | 0 | 0 | 0 | 0 | 0 | 0 | 0 | 0 | 0 | 0 | 0 | 0
| 20114125 | 1 1/4 x 3 1/2 GALV NIPPLE | 0 | 0 | 0 | 0 | 0 | 0 | 0 | 0 | 0 | 0 | 0 | 0 | 0 | 0 | 0 | 0 | 0 | 0 | 0 | 0 | 0 | 0
| 20114126 | 1 1/4 x 4 GALV NIPPLE | 0 | 0 | 0 | 0 | 0 | 0 | 0 | 0 | 0 | 0 | 0 | 0 | 0 | 0 | 0 | 0 | 0 | 0 | 0 | 0 | 0 | 0
| 20114127 | 1 1/4 x 4 1/2 GALV NIPPLE | 0 | 0 | 0 | 0 | 0 | 0 | 0 | 0 | 0 | 0 | 0 | 0 | 0 | 0 | 0 | 0 | 0 | 0 | 0 | 0 | 0 | 0
| 20114128 | 1 1/4 x 5 GALV NIPPLE | 0 | 0 | 0 | 0 | 0 | 0 | 0 | 0 | 0 | 0 | 0 | 0 | 0 | 0 | 0 | 0 | 0 | 0 | 0 | 0 | 0 | 0
| 20114129 | 1 1/4 x 5 1/2 GALV NIPPLE | 0 | 0 | 0 | 0 | 0 | 0 | 0 | 0 | 0 | 0 | 0 | 0 | 0 | 0 | 0 | 0 | 0 | 0 | 0 | 0 | 0 | 0
| 20114130 | 1 1/4 x 6 GALV NIPPLE | 0 | 0 | 0 | 0 | 0 | 0 | 0 | 0 | 0 | 0 | 0 | 0 | 0 | 0 | 0 | 0 | 0 | 0 | 0 | 0 | 0 | 0
| 20114132 | 1 1/4 x 8 GALV NIPPLE | 0 | 0 | 0 | 0 | 0 | 0 | 0 | 0 | 0 | 0 | 0 | 0 | 0 | 0 | 0 | 0 | 0 | 0 | 0 | 0 | 0 | 0
| 20114133 | 1 1/4 x 10 GALV NIPPLE | 0 | 0 | 0 | 0 | 0 | 0 | 0 | 0 | 0 | 0 | 0 | 0 | 0 | 0 | 0 | 0 | 0 | 0 | 0 | 0 | 0 | 0
| 20114134 | 1 1/4 x 12 GALV NIPPLE | 0 | 0 | 0 | 0 | 0 | 0 | 0 | 0 | 0 | 0 | 0 | 0 | 0 | 0 | 0 | 0 | 0 | 0 | 0 | 0 | 0 | 0
| 20114135 | 1 1/4 x 18 GALV NIPPLE | 0 | 0 | 0 | 0 | 0 | 0 | 0 | 0 | 0 | 0 | 0 | 0 | 0 | 0 | 0 | 0 | 0 | 0 | 0 | 0 | 0 | 0
| 20114140 | 1-1/4" GALVANIZED PIPE | 0 | 0 | 0 | 0 | 0 | 0 | 0 | 0 | 0 | 0 | 0 | 0 | 0 | 0 | 0 | 0 | 0 | 0 | 0 | 0 | 0 | 0
| 20114150 | 1-1/4" GALV PLUG | 0 | 0 | 0 | 0 | 0 | 0 | 0 | 0 | 0 | 0 | 0 | 0 | 0 | 0 | 0 | 0 | 0 | 0 | 0 | 0 | 0 | 0
| 20114160 | 1-1/4" GALV BELL REDUCER | 0 | 0 | 0 | 0 | 0 | 0 | 0 | 0 | 0 | 0 | 0 | 0 | 0 | 0 | 0 | 0 | 0 | 0 | 0 | 0 | 0 | 0
| 20114190 | 1-1/4" GALV TEE | 0 | 0 | 0 | 0 | 0 | 0 | 0 | 0 | 0 | 0 | 0 | 0 | 0 | 0 | 0 | 0 | 0 | 0 | 0 | 0 | 0 | 0
| 20114191 | 1-1/4" GALV REDUCING TEE | 0 | 0 | 0 | 0 | 0 | 0 | 0 | 0 | 0 | 0 | 0 | 0 | 0 | 0 | 0 | 0 | 0 | 0 | 0 | 0 | 0 | 0
| 20114200 | 1-1/4" GALV UNION | 0 | 0 | 0 | 0 | 0 | 0 | 0 | 0 | 0 | 0 | 0 | 0 | 0 | 0 | 0 | 0 | 0 | 0 | 0 | 0 | 0 | 0
| 20200045 | 2" GALV 45 ELBOW | 0 | 0 | 0 | 0 | 0 | 0 | 0 | 0 | 0 | 0 | 0 | 0 | 0 | 0 | 0 | 0 | 0 | 0 | 0 | 0 | 0 | 0
| 20200050 | 2" GALV BUSHING | 0 | 0 | 0 | 0 | 0 | 0 | 0 | 0 | 0 | 0 | 0 | 0 | 0 | 0 | 0 | 0 | 0 | 0 | 0 | 0 | 0 | 0
| 20200060 | 2" GALV CAP | 0 | 0 | 0 | 0 | 0 | 0 | 0 | 0 | 0 | 0 | 0 | 0 | 0 | 0 | 0 | 0 | 0 | 0 | 0 | 0 | 0 | 0
| 20200070 | 2" GALV COUPLING | 0 | 0 | 0 | 0 | 0 | 0 | 0 | 0 | 0 | 0 | 0 | 0 | 0 | 0 | 0 | 0 | 0 | 0 | 0 | 0 | 0 | 0
| 20200071 | 2" GALV FLOW COUPLING | 0 | 0 | 0 | 0 | 0 | 0 | 0 | 0 | 0 | 0 | 0 | 0 | 0 | 0 | 0 | 0 | 0 | 0 | 0 | 0 | 0 | 0
| 20200080 | 2" GALV CROSS | 0 | 0 | 0 | 0 | 0 | 0 | 0 | 0 | 0 | 0 | 0 | 0 | 0 | 0 | 0 | 0 | 0 | 0 | 0 | 0 | 0 | 0
| 20200090 | 2" GALV 90 ELBOW | 5 | 0 | 0 | 0 | 1 | 0 | 0 | 0 | 0 | 0 | 0 | 0 | 0 | 0 | 4 | 0 | 0 | 0 | 0 | 0 | 0 | 0
| 20200091 | 2" GALV RED 90 ELBOW | 0 | 0 | 0 | 0 | 0 | 0 | 0 | 0 | 0 | 0 | 0 | 0 | 0 | 0 | 0 | 0 | 0 | 0 | 0 | 0 | 0 | 0
| 20200095 | 2" GALV STREET 90 ELBOW | 0 | 0 | 0 | 0 | 0 | 0 | 0 | 0 | 0 | 0 | 0 | 0 | 0 | 0 | 0 | 0 | 0 | 0 | 0 | 0 | 0 | 0
| 20200120 | 2 x CL GALV NIPPLE | 0 | 0 | 0 | 0 | 0 | 0 | 0 | 0 | 0 | 0 | 0 | 0 | 0 | 0 | 0 | 0 | 0 | 0 | 0 | 0 | 0 | 0
| 20200123 | 2 x 2 1/2 GALV NIPPLE | 0 | 0 | 0 | 0 | 0 | 0 | 0 | 0 | 0 | 0 | 0 | 0 | 0 | 0 | 0 | 0 | 0 | 0 | 0 | 0 | 0 | 0
| 20200124 | 2 x 3 GALV NIPPLE | 0 | 0 | 0 | 0 | 0 | 0 | 0 | 0 | 0 | 0 | 0 | 0 | 0 | 0 | 0 | 0 | 0 | 0 | 0 | 0 | 0 | 0
| 20200125 | 2 x 3 1/2 GALV NIPPLE | 0 | 0 | 0 | 0 | 0 | 0 | 0 | 0 | 0 | 0 | 0 | 0 | 0 | 0 | 0 | 0 | 0 | 0 | 0 | 0 | 0 | 0
| 20200126 | 2 x 4 GALV NIPPLE | 0 | 0 | 0 | 0 | 0 | 0 | 0 | 0 | 0 | 0 | 0 | 0 | 0 | 0 | 0 | 0 | 0 | 0 | 0 | 0 | 0 | 0
| 20200127 | 2 x 4 1/2 GALV NIPPLE | 0 | 0 | 0 | 0 | 0 | 0 | 0 | 0 | 0 | 0 | 0 | 0 | 0 | 0 | 0 | 0 | 0 | 0 | 0 | 0 | 0 | 0
| 20200128 | 2 x 5 GALV NIPPLE | 0 | 0 | 0 | 0 | 0 | 0 | 0 | 0 | 0 | 0 | 0 | 0 | 0 | 0 | 0 | 0 | 0 | 0 | 0 | 0 | 0 | 0
| 20200129 | 2 x 5 1/2 GALV NIPPLE | 0 | 0 | 0 | 0 | 0 | 0 | 0 | 0 | 0 | 0 | 0 | 0 | 0 | 0 | 0 | 0 | 0 | 0 | 0 | 0 | 0 | 0
| 20200130 | 2 x 6 GALV NIPPLE | 7 | 0 | 0 | 0 | 3 | 0 | 0 | 0 | 0 | 0 | 0 | 0 | 0 | 0 | 4 | 0 | 0 | 0 | 0 | 0 | 0 | 0
| 20200132 | 2 x 8 GALV NIPPLE | 0 | 0 | 0 | 0 | 0 | 0 | 0 | 0 | 0 | 0 | 0 | 0 | 0 | 0 | 0 | 0 | 0 | 0 | 0 | 0 | 0 | 0
| 20200133 | 2 x 10 GALV NIPPLE | 0 | 0 | 0 | 0 | 0 | 0 | 0 | 0 | 0 | 0 | 0 | 0 | 0 | 0 | 0 | 0 | 0 | 0 | 0 | 0 | 0 | 0
| 20200134 | 2 x 12 GALV NIPPLE | 0 | 0 | 0 | 0 | 0 | 0 | 0 | 0 | 0 | 0 | 0 | 0 | 0 | 0 | 0 | 0 | 0 | 0 | 0 | 0 | 0 | 0
| 20200140 | 2" GALVANIZED PIPE | 6 | 0 | 0 | 0 | 0 | 0 | 0 | 0 | 0 | 0 | 0 | 0 | 0 | 0 | 6 | 0 | 0 | 0 | 0 | 0 | 0 | 0
| 20200150 | 2" GALV PLUG | 0 | 0 | 0 | 0 | 0 | 0 | 0 | 0 | 0 | 0 | 0 | 0 | 0 | 0 | 0 | 0 | 0 | 0 | 0 | 0 | 0 | 0
| 20200160 | 2" GALV BELL REDUCER | 0 | 0 | 0 | 0 | 0 | 0 | 0 | 0 | 0 | 0 | 0 | 0 | 0 | 0 | 0 | 0 | 0 | 0 | 0 | 0 | 0 | 0
| 20200180 | 2" GALV 180 ELBOW | 0 | 0 | 0 | 0 | 0 | 0 | 0 | 0 | 0 | 0 | 0 | 0 | 0 | 0 | 0 | 0 | 0 | 0 | 0 | 0 | 0 | 0
| 20200190 | 2" GALV TEE | 0 | 0 | 0 | 0 | 0 | 0 | 0 | 0 | 0 | 0 | 0 | 0 | 0 | 0 | 0 | 0 | 0 | 0 | 0 | 0 | 0 | 0
| 20200191 | 2" GALV REDUCING TEE | 0 | 0 | 0 | 0 | 0 | 0 | 0 | 0 | 0 | 0 | 0 | 0 | 0 | 0 | 0 | 0 | 0 | 0 | 0 | 0 | 0 | 0
| 20200200 | 2" GALV UNION | 0 | 0 | 0 | 0 | 0 | 0 | 0 | 0 | 0 | 0 | 0 | 0 | 0 | 0 | 0 | 0 | 0 | 0 | 0 | 0 | 0 | 0
| 20212045 | 2-1/2" GALV 45 ELBOW | 0 | 0 | 0 | 0 | 0 | 0 | 0 | 0 | 0 | 0 | 0 | 0 | 0 | 0 | 0 | 0 | 0 | 0 | 0 | 0 | 0 | 0
| 20212050 | 2-1/2" GALV BUSHING | 0 | 0 | 0 | 0 | 0 | 0 | 0 | 0 | 0 | 0 | 0 | 0 | 0 | 0 | 0 | 0 | 0 | 0 | 0 | 0 | 0 | 0
| 20212060 | 2-1/2" GALV CAP | 0 | 0 | 0 | 0 | 0 | 0 | 0 | 0 | 0 | 0 | 0 | 0 | 0 | 0 | 0 | 0 | 0 | 0 | 0 | 0 | 0 | 0
| 20212070 | 2-1/2" GALV COUPLING | 0 | 0 | 0 | 0 | 0 | 0 | 0 | 0 | 0 | 0 | 0 | 0 | 0 | 0 | 0 | 0 | 0 | 0 | 0 | 0 | 0 | 0
| 20212080 | 2-1/2" GALV CROSS | 0 | 0 | 0 | 0 | 0 | 0 | 0 | 0 | 0 | 0 | 0 | 0 | 0 | 0 | 0 | 0 | 0 | 0 | 0 | 0 | 0 | 0
| 20212090 | 2-1/2" GALV 90 ELBOW | 0 | 0 | 0 | 0 | 0 | 0 | 0 | 0 | 0 | 0 | 0 | 0 | 0 | 0 | 0 | 0 | 0 | 0 | 0 | 0 | 0 | 0
| 20212091 | 2-1/2" GALV RED 90 ELBOW | 0 | 0 | 0 | 0 | 0 | 0 | 0 | 0 | 0 | 0 | 0 | 0 | 0 | 0 | 0 | 0 | 0 | 0 | 0 | 0 | 0 | 0
| 20212095 | 2-1/2" GALV STREET 90 ELBOW | 0 | 0 | 0 | 0 | 0 | 0 | 0 | 0 | 0 | 0 | 0 | 0 | 0 | 0 | 0 | 0 | 0 | 0 | 0 | 0 | 0 | 0
| 20212120 | 2 1/2 x CL GALV NIPPLE | 0 | 0 | 0 | 0 | 0 | 0 | 0 | 0 | 0 | 0 | 0 | 0 | 0 | 0 | 0 | 0 | 0 | 0 | 0 | 0 | 0 | 0
| 20212123 | 2 1/2 x 2 1/2 GALV NIPPLE | 0 | 0 | 0 | 0 | 0 | 0 | 0 | 0 | 0 | 0 | 0 | 0 | 0 | 0 | 0 | 0 | 0 | 0 | 0 | 0 | 0 | 0
| 20212124 | 2 1/2 x 3 GALV NIPPLE | 0 | 0 | 0 | 0 | 0 | 0 | 0 | 0 | 0 | 0 | 0 | 0 | 0 | 0 | 0 | 0 | 0 | 0 | 0 | 0 | 0 | 0
| 20212125 | 2 1/2 x 3 1/2 GALV NIPPLE | 0 | 0 | 0 | 0 | 0 | 0 | 0 | 0 | 0 | 0 | 0 | 0 | 0 | 0 | 0 | 0 | 0 | 0 | 0 | 0 | 0 | 0
| 20212126 | 2 1/2 x 4 GALV NIPPLE | 0 | 0 | 0 | 0 | 0 | 0 | 0 | 0 | 0 | 0 | 0 | 0 | 0 | 0 | 0 | 0 | 0 | 0 | 0 | 0 | 0 | 0
| 20212127 | 2 1/2 x 4 1/2 GALV NIPPLE | 0 | 0 | 0 | 0 | 0 | 0 | 0 | 0 | 0 | 0 | 0 | 0 | 0 | 0 | 0 | 0 | 0 | 0 | 0 | 0 | 0 | 0
| 20212128 | 2 1/2 x 5 GALV NIPPLE | 0 | 0 | 0 | 0 | 0 | 0 | 0 | 0 | 0 | 0 | 0 | 0 | 0 | 0 | 0 | 0 | 0 | 0 | 0 | 0 | 0 | 0
| 20212130 | 2 1/2 x 6 GALV NIPPLE | 0 | 0 | 0 | 0 | 0 | 0 | 0 | 0 | 0 | 0 | 0 | 0 | 0 | 0 | 0 | 0 | 0 | 0 | 0 | 0 | 0 | 0
| 20212132 | 2 1/2 x 8 GALV NIPPLE | 0 | 0 | 0 | 0 | 0 | 0 | 0 | 0 | 0 | 0 | 0 | 0 | 0 | 0 | 0 | 0 | 0 | 0 | 0 | 0 | 0 | 0
| 20212133 | 2 1/2 x 10 GALV NIPPLE | 0 | 0 | 0 | 0 | 0 | 0 | 0 | 0 | 0 | 0 | 0 | 0 | 0 | 0 | 0 | 0 | 0 | 0 | 0 | 0 | 0 | 0
| 20212134 | 2 1/2 x 12 GALV NIPPLE | 0 | 0 | 0 | 0 | 0 | 0 | 0 | 0 | 0 | 0 | 0 | 0 | 0 | 0 | 0 | 0 | 0 | 0 | 0 | 0 | 0 | 0
| 20212140 | 2-1/2" GALVANIZED PIPE | 0 | 0 | 0 | 0 | 0 | 0 | 0 | 0 | 0 | 0 | 0 | 0 | 0 | 0 | 0 | 0 | 0 | 0 | 0 | 0 | 0 | 0
| 20212150 | 2-1/2" GALV PLUG | 0 | 0 | 0 | 0 | 0 | 0 | 0 | 0 | 0 | 0 | 0 | 0 | 0 | 0 | 0 | 0 | 0 | 0 | 0 | 0 | 0 | 0
| 20212160 | 2-1/2" GALV BELL REDUCER | 0 | 0 | 0 | 0 | 0 | 0 | 0 | 0 | 0 | 0 | 0 | 0 | 0 | 0 | 0 | 0 | 0 | 0 | 0 | 0 | 0 | 0
| 20212190 | 2-1/2" GALV TEE | 0 | 0 | 0 | 0 | 0 | 0 | 0 | 0 | 0 | 0 | 0 | 0 | 0 | 0 | 0 | 0 | 0 | 0 | 0 | 0 | 0 | 0
| 20212191 | 2-1/2" GALV REDUCING TEE | 0 | 0 | 0 | 0 | 0 | 0 | 0 | 0 | 0 | 0 | 0 | 0 | 0 | 0 | 0 | 0 | 0 | 0 | 0 | 0 | 0 | 0
| 20212200 | 2-1/2" GALV UNION | 0 | 0 | 0 | 0 | 0 | 0 | 0 | 0 | 0 | 0 | 0 | 0 | 0 | 0 | 0 | 0 | 0 | 0 | 0 | 0 | 0 | 0
| 20300045 | 3" GALV 45 ELBOW | 0 | 0 | 0 | 0 | 0 | 0 | 0 | 0 | 0 | 0 | 0 | 0 | 0 | 0 | 0 | 0 | 0 | 0 | 0 | 0 | 0 | 0
| 20300050 | 3" GALV BUSHING | 0 | 0 | 0 | 0 | 0 | 0 | 0 | 0 | 0 | 0 | 0 | 0 | 0 | 0 | 0 | 0 | 0 | 0 | 0 | 0 | 0 | 0
| 20300060 | 3" GALV CAP | 0 | 0 | 0 | 0 | 0 | 0 | 0 | 0 | 0 | 0 | 0 | 0 | 0 | 0 | 0 | 0 | 0 | 0 | 0 | 0 | 0 | 0
| 20300070 | 3" GALV COUPLING | 0 | 0 | 0 | 0 | 0 | 0 | 0 | 0 | 0 | 0 | 0 | 0 | 0 | 0 | 0 | 0 | 0 | 0 | 0 | 0 | 0 | 0
| 20300080 | 3" GALV CROSS | 0 | 0 | 0 | 0 | 0 | 0 | 0 | 0 | 0 | 0 | 0 | 0 | 0 | 0 | 0 | 0 | 0 | 0 | 0 | 0 | 0 | 0
| 20300090 | 3" GALV 90 ELBOW | 0 | 0 | 0 | 0 | 0 | 0 | 0 | 0 | 0 | 0 | 0 | 0 | 0 | 0 | 0 | 0 | 0 | 0 | 0 | 0 | 0 | 0
| 20300095 | 3" GALV STREET 90 ELBOW | 0 | 0 | 0 | 0 | 0 | 0 | 0 | 0 | 0 | 0 | 0 | 0 | 0 | 0 | 0 | 0 | 0 | 0 | 0 | 0 | 0 | 0
| 20300120 | 3 x CL GALV NIPPLE | 0 | 0 | 0 | 0 | 0 | 0 | 0 | 0 | 0 | 0 | 0 | 0 | 0 | 0 | 0 | 0 | 0 | 0 | 0 | 0 | 0 | 0
| 20300124 | 3 x 3 GALV NIPPLE | 0 | 0 | 0 | 0 | 0 | 0 | 0 | 0 | 0 | 0 | 0 | 0 | 0 | 0 | 0 | 0 | 0 | 0 | 0 | 0 | 0 | 0
| 20300125 | 3 x 3 1/2 GALV NIPPLE | 0 | 0 | 0 | 0 | 0 | 0 | 0 | 0 | 0 | 0 | 0 | 0 | 0 | 0 | 0 | 0 | 0 | 0 | 0 | 0 | 0 | 0
| 20300126 | 3 x 4 GALV NIPPLE | 0 | 0 | 0 | 0 | 0 | 0 | 0 | 0 | 0 | 0 | 0 | 0 | 0 | 0 | 0 | 0 | 0 | 0 | 0 | 0 | 0 | 0
| 20300127 | 3 x 4 1/2 GALV NIPPLE | 0 | 0 | 0 | 0 | 0 | 0 | 0 | 0 | 0 | 0 | 0 | 0 | 0 | 0 | 0 | 0 | 0 | 0 | 0 | 0 | 0 | 0
| 20300128 | 3 x 5 GALV NIPPLE | 0 | 0 | 0 | 0 | 0 | 0 | 0 | 0 | 0 | 0 | 0 | 0 | 0 | 0 | 0 | 0 | 0 | 0 | 0 | 0 | 0 | 0
| 20300129 | 3 x 5 1/2 GALV NIPPLE | 0 | 0 | 0 | 0 | 0 | 0 | 0 | 0 | 0 | 0 | 0 | 0 | 0 | 0 | 0 | 0 | 0 | 0 | 0 | 0 | 0 | 0
| 20300130 | 3 x 6 GALV NIPPLE | 0 | 0 | 0 | 0 | 0 | 0 | 0 | 0 | 0 | 0 | 0 | 0 | 0 | 0 | 0 | 0 | 0 | 0 | 0 | 0 | 0 | 0
| 20300132 | 3 x 8 GALV NIPPLE | 0 | 0 | 0 | 0 | 0 | 0 | 0 | 0 | 0 | 0 | 0 | 0 | 0 | 0 | 0 | 0 | 0 | 0 | 0 | 0 | 0 | 0
| 20300134 | 3 x 12 GALV NIPPLE | 0 | 0 | 0 | 0 | 0 | 0 | 0 | 0 | 0 | 0 | 0 | 0 | 0 | 0 | 0 | 0 | 0 | 0 | 0 | 0 | 0 | 0
| 20300136 | 3 x 24 GALV NIPPLE | 0 | 0 | 0 | 0 | 0 | 0 | 0 | 0 | 0 | 0 | 0 | 0 | 0 | 0 | 0 | 0 | 0 | 0 | 0 | 0 | 0 | 0
| 20300140 | 3" GALVANIZED PIPE | 0 | 0 | 0 | 0 | 0 | 0 | 0 | 0 | 0 | 0 | 0 | 0 | 0 | 0 | 0 | 0 | 0 | 0 | 0 | 0 | 0 | 0
| 20300150 | 3" GALV PLUG | 0 | 0 | 0 | 0 | 0 | 0 | 0 | 0 | 0 | 0 | 0 | 0 | 0 | 0 | 0 | 0 | 0 | 0 | 0 | 0 | 0 | 0
| 20300160 | 3" GALV BELL REDUCER | 0 | 0 | 0 | 0 | 0 | 0 | 0 | 0 | 0 | 0 | 0 | 0 | 0 | 0 | 0 | 0 | 0 | 0 | 0 | 0 | 0 | 0
| 20300190 | 3" GALV TEE | 0 | 0 | 0 | 0 | 0 | 0 | 0 | 0 | 0 | 0 | 0 | 0 | 0 | 0 | 0 | 0 | 0 | 0 | 0 | 0 | 0 | 0
| 20300191 | 3" GALV REDUCING TEE | 0 | 0 | 0 | 0 | 0 | 0 | 0 | 0 | 0 | 0 | 0 | 0 | 0 | 0 | 0 | 0 | 0 | 0 | 0 | 0 | 0 | 0
| 20300200 | 3" GALV UNION | 0 | 0 | 0 | 0 | 0 | 0 | 0 | 0 | 0 | 0 | 0 | 0 | 0 | 0 | 0 | 0 | 0 | 0 | 0 | 0 | 0 | 0
| 20400045 | 4" GALV 45 ELBOW | 0 | 0 | 0 | 0 | 0 | 0 | 0 | 0 | 0 | 0 | 0 | 0 | 0 | 0 | 0 | 0 | 0 | 0 | 0 | 0 | 0 | 0
| 20400050 | 4" GALV BUSHING | 0 | 0 | 0 | 0 | 0 | 0 | 0 | 0 | 0 | 0 | 0 | 0 | 0 | 0 | 0 | 0 | 0 | 0 | 0 | 0 | 0 | 0
| 20400060 | 4" GALV CAP | 0 | 0 | 0 | 0 | 0 | 0 | 0 | 0 | 0 | 0 | 0 | 0 | 0 | 0 | 0 | 0 | 0 | 0 | 0 | 0 | 0 | 0
| 20400070 | 4" GALV COUPLING | 0 | 0 | 0 | 0 | 0 | 0 | 0 | 0 | 0 | 0 | 0 | 0 | 0 | 0 | 0 | 0 | 0 | 0 | 0 | 0 | 0 | 0
| 20400080 | 4" GALV CROSS | 0 | 0 | 0 | 0 | 0 | 0 | 0 | 0 | 0 | 0 | 0 | 0 | 0 | 0 | 0 | 0 | 0 | 0 | 0 | 0 | 0 | 0
| 20400090 | 4" GALV 90 ELBOW | 0 | 0 | 0 | 0 | 0 | 0 | 0 | 0 | 0 | 0 | 0 | 0 | 0 | 0 | 0 | 0 | 0 | 0 | 0 | 0 | 0 | 0
| 20400091 | 4" GALV RED 90 ELBOW | 0 | 0 | 0 | 0 | 0 | 0 | 0 | 0 | 0 | 0 | 0 | 0 | 0 | 0 | 0 | 0 | 0 | 0 | 0 | 0 | 0 | 0
| 20400095 | 4" GALV STREET 90 ELBOW | 0 | 0 | 0 | 0 | 0 | 0 | 0 | 0 | 0 | 0 | 0 | 0 | 0 | 0 | 0 | 0 | 0 | 0 | 0 | 0 | 0 | 0
| 20400120 | 4 x CL GALV NIPPLE | 0 | 0 | 0 | 0 | 0 | 0 | 0 | 0 | 0 | 0 | 0 | 0 | 0 | 0 | 0 | 0 | 0 | 0 | 0 | 0 | 0 | 0
| 20400126 | 4 x 4 GALV NIPPLE | 0 | 0 | 0 | 0 | 0 | 0 | 0 | 0 | 0 | 0 | 0 | 0 | 0 | 0 | 0 | 0 | 0 | 0 | 0 | 0 | 0 | 0
| 20400127 | 4 x 4 1/2 GALV NIPPLE | 0 | 0 | 0 | 0 | 0 | 0 | 0 | 0 | 0 | 0 | 0 | 0 | 0 | 0 | 0 | 0 | 0 | 0 | 0 | 0 | 0 | 0
| 20400128 | 4 x 5 GALV NIPPLE | 0 | 0 | 0 | 0 | 0 | 0 | 0 | 0 | 0 | 0 | 0 | 0 | 0 | 0 | 0 | 0 | 0 | 0 | 0 | 0 | 0 | 0
| 20400129 | 4 x 5 1/2 GALV NIPPLE | 0 | 0 | 0 | 0 | 0 | 0 | 0 | 0 | 0 | 0 | 0 | 0 | 0 | 0 | 0 | 0 | 0 | 0 | 0 | 0 | 0 | 0
| 20400130 | 4 x 6 GALV NIPPLE | 0 | 0 | 0 | 0 | 0 | 0 | 0 | 0 | 0 | 0 | 0 | 0 | 0 | 0 | 0 | 0 | 0 | 0 | 0 | 0 | 0 | 0
| 20400134 | 4 x 12 GALV NIPPLE | 0 | 0 | 0 | 0 | 0 | 0 | 0 | 0 | 0 | 0 | 0 | 0 | 0 | 0 | 0 | 0 | 0 | 0 | 0 | 0 | 0 | 0
| 20400140 | 4" GALVANIZED PIPE | 0 | 0 | 0 | 0 | 0 | 0 | 0 | 0 | 0 | 0 | 0 | 0 | 0 | 0 | 0 | 0 | 0 | 0 | 0 | 0 | 0 | 0
| 20400150 | 4" GALV PLUG | 0 | 0 | 0 | 0 | 0 | 0 | 0 | 0 | 0 | 0 | 0 | 0 | 0 | 0 | 0 | 0 | 0 | 0 | 0 | 0 | 0 | 0
| 20400160 | 4" GALV BELL REDUCER | 0 | 0 | 0 | 0 | 0 | 0 | 0 | 0 | 0 | 0 | 0 | 0 | 0 | 0 | 0 | 0 | 0 | 0 | 0 | 0 | 0 | 0
| 20400190 | 4" GALV TEE | 0 | 0 | 0 | 0 | 0 | 0 | 0 | 0 | 0 | 0 | 0 | 0 | 0 | 0 | 0 | 0 | 0 | 0 | 0 | 0 | 0 | 0
| 20400191 | 4" GALV REDUCING TEE | 0 | 0 | 0 | 0 | 0 | 0 | 0 | 0 | 0 | 0 | 0 | 0 | 0 | 0 | 0 | 0 | 0 | 0 | 0 | 0 | 0 | 0
| 20400200 | 4" GALV UNION | 0 | 0 | 0 | 0 | 0 | 0 | 0 | 0 | 0 | 0 | 0 | 0 | 0 | 0 | 0 | 0 | 0 | 0 | 0 | 0 | 0 | 0
| 20600050 | 6" GALV BUSHING | 0 | 0 | 0 | 0 | 0 | 0 | 0 | 0 | 0 | 0 | 0 | 0 | 0 | 0 | 0 | 0 | 0 | 0 | 0 | 0 | 0 | 0
| 20600070 | 6" GALV COUPLING | 0 | 0 | 0 | 0 | 0 | 0 | 0 | 0 | 0 | 0 | 0 | 0 | 0 | 0 | 0 | 0 | 0 | 0 | 0 | 0 | 0 | 0
| 20600090 | 6" GALV 90 ELBOW | 0 | 0 | 0 | 0 | 0 | 0 | 0 | 0 | 0 | 0 | 0 | 0 | 0 | 0 | 0 | 0 | 0 | 0 | 0 | 0 | 0 | 0
| 20600140 | 6" GALVANIZED PIPE | 0 | 0 | 0 | 0 | 0 | 0 | 0 | 0 | 0 | 0 | 0 | 0 | 0 | 0 | 0 | 0 | 0 | 0 | 0 | 0 | 0 | 0
| 20600150 | 6" GALV PLUG | 0 | 0 | 0 | 0 | 0 | 0 | 0 | 0 | 0 | 0 | 0 | 0 | 0 | 0 | 0 | 0 | 0 | 0 | 0 | 0 | 0 | 0
| 20600190 | 6" GALV TEE | 0 | 0 | 0 | 0 | 0 | 0 | 0 | 0 | 0 | 0 | 0 | 0 | 0 | 0 | 0 | 0 | 0 | 0 | 0 | 0 | 0 | 0
| 20800140 | 8" GALVANIZED PIPE | 0 | 0 | 0 | 0 | 0 | 0 | 0 | 0 | 0 | 0 | 0 | 0 | 0 | 0 | 0 | 0 | 0 | 0 | 0 | 0 | 0 | 0
| 30012170 | 1/2 x 6 REP CLAMP, Style SC | 0 | 0 | 0 | 0 | 0 | 0 | 0 | 0 | 0 | 0 | 0 | 0 | 0 | 0 | 0 | 0 | 0 | 0 | 0 | 0 | 0 | 0
| 30034170 | 3/4 x 6 REP CLAMP, Style SC | 0 | 0 | 0 | 0 | 0 | 0 | 0 | 0 | 0 | 0 | 0 | 0 | 0 | 0 | 0 | 0 | 0 | 0 | 0 | 0 | 0 | 0
| 30100170 | 1 x 6 REP CLAMP, Style SC | 0 | 0 | 0 | 0 | 0 | 0 | 0 | 0 | 0 | 0 | 0 | 0 | 0 | 0 | 0 | 0 | 0 | 0 | 0 | 0 | 0 | 0
| 30112170 | 1-1/2 x 6 REP CLAMP, Style SC | 0 | 0 | 0 | 0 | 0 | 0 | 0 | 0 | 0 | 0 | 0 | 0 | 0 | 0 | 0 | 0 | 0 | 0 | 0 | 0 | 0 | 0
| 30114170 | 1-1/4 x 6 REP CLAMP, Style SC | 0 | 0 | 0 | 0 | 0 | 0 | 0 | 0 | 0 | 0 | 0 | 0 | 0 | 0 | 0 | 0 | 0 | 0 | 0 | 0 | 0 | 0
| 30200073 | 2" COLLAR LK CLAMP Glue Jt | 0 | 0 | 0 | 0 | 0 | 0 | 0 | 0 | 0 | 0 | 0 | 0 | 0 | 0 | 0 | 0 | 0 | 0 | 0 | 0 | 0 | 0
| 30200075 | COUPLING, UNIVRSAL SB or ROMAC | 0 | 0 | 0 | 0 | 0 | 0 | 0 | 0 | 0 | 0 | 0 | 0 | 0 | 0 | 0 | 0 | 0 | 0 | 0 | 0 | 0 | 0
| 30200105 | 2" COMPANION FLANGE | 0 | 0 | 0 | 0 | 0 | 0 | 0 | 0 | 0 | 0 | 0 | 0 | 0 | 0 | 0 | 0 | 0 | 0 | 0 | 0 | 0 | 0
| 30200122 | 2" FLANGE GASKET | 0 | 0 | 0 | 0 | 0 | 0 | 0 | 0 | 0 | 0 | 0 | 0 | 0 | 0 | 0 | 0 | 0 | 0 | 0 | 0 | 0 | 0
| 30200170 | 2 x 6 REP CLAMP, Style SC | 0 | 0 | 0 | 0 | 0 | 0 | 0 | 0 | 0 | 0 | 0 | 0 | 0 | 0 | 0 | 0 | 0 | 0 | 0 | 0 | 0 | 0
| 30200171 | 2 x 7-1/2 REP BAND, Style CL1 | 0 | 0 | 0 | 0 | 0 | 0 | 0 | 0 | 0 | 0 | 0 | 0 | 0 | 0 | 0 | 0 | 0 | 0 | 0 | 0 | 0 | 0
| 30200172 | 2 x 12 REP BAND, Style CL1 | 0 | 0 | 0 | 0 | 0 | 0 | 0 | 0 | 0 | 0 | 0 | 0 | 0 | 0 | 0 | 0 | 0 | 0 | 0 | 0 | 0 | 0
| 30200181 | 2 x 1 TAPPING SADDLE | 0 | 0 | 0 | 0 | 0 | 0 | 0 | 0 | 0 | 0 | 0 | 0 | 0 | 0 | 0 | 0 | 0 | 0 | 0 | 0 | 0 | 0
| 30201192 | 2 x 1 TAPPING SLEEVE | 0 | 0 | 0 | 0 | 0 | 0 | 0 | 0 | 0 | 0 | 0 | 0 | 0 | 0 | 0 | 0 | 0 | 0 | 0 | 0 | 0 | 0
| 30212073 | 2-1/2" COLLAR LK CLAMP Glue Jt | 0 | 0 | 0 | 0 | 0 | 0 | 0 | 0 | 0 | 0 | 0 | 0 | 0 | 0 | 0 | 0 | 0 | 0 | 0 | 0 | 0 | 0
| 30212075 | COUPLING, UNIVRSAL SB or ROMAC | 0 | 0 | 0 | 0 | 0 | 0 | 0 | 0 | 0 | 0 | 0 | 0 | 0 | 0 | 0 | 0 | 0 | 0 | 0 | 0 | 0 | 0
| 30212105 | 2-1/2" COMPANION FLANGE | 0 | 0 | 0 | 0 | 0 | 0 | 0 | 0 | 0 | 0 | 0 | 0 | 0 | 0 | 0 | 0 | 0 | 0 | 0 | 0 | 0 | 0
| 30212122 | 2-1/2" FLANGE GASKET | 0 | 0 | 0 | 0 | 0 | 0 | 0 | 0 | 0 | 0 | 0 | 0 | 0 | 0 | 0 | 0 | 0 | 0 | 0 | 0 | 0 | 0
| 30212170 | 2-1/2 x 6 REP CLAMP, Style SC | 0 | 0 | 0 | 0 | 0 | 0 | 0 | 0 | 0 | 0 | 0 | 0 | 0 | 0 | 0 | 0 | 0 | 0 | 0 | 0 | 0 | 0
| 30212171 | 2-1/2 x 7-1/2 REP BAND, CL1 | 0 | 0 | 0 | 0 | 0 | 0 | 0 | 0 | 0 | 0 | 0 | 0 | 0 | 0 | 0 | 0 | 0 | 0 | 0 | 0 | 0 | 0
| 30212173 | 2 1/2 x 15 REP BAND, Style CL1 | 0 | 0 | 0 | 0 | 0 | 0 | 0 | 0 | 0 | 0 | 0 | 0 | 0 | 0 | 0 | 0 | 0 | 0 | 0 | 0 | 0 | 0
| 30212181 | 2 1/2 x 1 TAPPING SADDLE | 0 | 0 | 0 | 0 | 0 | 0 | 0 | 0 | 0 | 0 | 0 | 0 | 0 | 0 | 0 | 0 | 0 | 0 | 0 | 0 | 0 | 0
| 30212192 | 2-1/2 x 1 TAPPING SLEEVE | 0 | 0 | 0 | 0 | 0 | 0 | 0 | 0 | 0 | 0 | 0 | 0 | 0 | 0 | 0 | 0 | 0 | 0 | 0 | 0 | 0 | 0
| 30300024 | 3" FLG x MJ ADAPTOR | 0 | 0 | 0 | 0 | 0 | 0 | 0 | 0 | 0 | 0 | 0 | 0 | 0 | 0 | 0 | 0 | 0 | 0 | 0 | 0 | 0 | 0
| 30300027 | 3" MJ GLAND PACK KIT | 0 | 0 | 0 | 0 | 0 | 0 | 0 | 0 | 0 | 0 | 0 | 0 | 0 | 0 | 0 | 0 | 0 | 0 | 0 | 0 | 0 | 0
| 30300028 | 3" MEGALUG PK/KIT (DI) | 0 | 0 | 0 | 0 | 0 | 0 | 0 | 0 | 0 | 0 | 0 | 0 | 0 | 0 | 0 | 0 | 0 | 0 | 0 | 0 | 0 | 0
| 30300029 | 3" MEGALUG PK/KIT (PVC) | 0 | 0 | 0 | 0 | 0 | 0 | 0 | 0 | 0 | 0 | 0 | 0 | 0 | 0 | 0 | 0 | 0 | 0 | 0 | 0 | 0 | 0
| 30300030 | 3" FLG BOLT & GSKT KIT | 0 | 0 | 0 | 0 | 0 | 0 | 0 | 0 | 0 | 0 | 0 | 0 | 0 | 0 | 0 | 0 | 0 | 0 | 0 | 0 | 0 | 0
| 30300045 | 3" MJ 45 ELBOW | 0 | 0 | 0 | 0 | 0 | 0 | 0 | 0 | 0 | 0 | 0 | 0 | 0 | 0 | 0 | 0 | 0 | 0 | 0 | 0 | 0 | 0
| 30300063 | 3" CAP, MJ SOLID CAP | 0 | 0 | 0 | 0 | 0 | 0 | 0 | 0 | 0 | 0 | 0 | 0 | 0 | 0 | 0 | 0 | 0 | 0 | 0 | 0 | 0 | 0
| 30300073 | 3" COLLAR LK CLAMP Glue Jt | 0 | 0 | 0 | 0 | 0 | 0 | 0 | 0 | 0 | 0 | 0 | 0 | 0 | 0 | 0 | 0 | 0 | 0 | 0 | 0 | 0 | 0
| 30300075 | COUPLING, UNIVRSAL SB or ROMAC | 0 | 0 | 0 | 0 | 0 | 0 | 0 | 0 | 0 | 0 | 0 | 0 | 0 | 0 | 0 | 0 | 0 | 0 | 0 | 0 | 0 | 0
| 30300078 | 3" HYMAX COUPLING | 0 | 0 | 0 | 0 | 0 | 0 | 0 | 0 | 0 | 0 | 0 | 0 | 0 | 0 | 0 | 0 | 0 | 0 | 0 | 0 | 0 | 0
| 30300095 | 3" MJ 90 ELBOW | 0 | 0 | 0 | 0 | 0 | 0 | 0 | 0 | 0 | 0 | 0 | 0 | 0 | 0 | 0 | 0 | 0 | 0 | 0 | 0 | 0 | 0
| 30300105 | 3" COMPANION FLANGE | 0 | 0 | 0 | 0 | 0 | 0 | 0 | 0 | 0 | 0 | 0 | 0 | 0 | 0 | 0 | 0 | 0 | 0 | 0 | 0 | 0 | 0
| 30300107 | 3" FLG TAPPED 2*2-1/2" | 0 | 0 | 0 | 0 | 0 | 0 | 0 | 0 | 0 | 0 | 0 | 0 | 0 | 0 | 0 | 0 | 0 | 0 | 0 | 0 | 0 | 0
| 30300111 | 3" MJ x PVC TRANS GASKET | 0 | 0 | 0 | 0 | 0 | 0 | 0 | 0 | 0 | 0 | 0 | 0 | 0 | 0 | 0 | 0 | 0 | 0 | 0 | 0 | 0 | 0
| 30300122 | 3" FLANGE GASKET | 0 | 0 | 0 | 0 | 0 | 0 | 0 | 0 | 0 | 0 | 0 | 0 | 0 | 0 | 0 | 0 | 0 | 0 | 0 | 0 | 0 | 0
| 30300151 | 3" MJ PLUG (Tapped or not) | 0 | 0 | 0 | 0 | 0 | 0 | 0 | 0 | 0 | 0 | 0 | 0 | 0 | 0 | 0 | 0 | 0 | 0 | 0 | 0 | 0 | 0
| 30300170 | 3 x 8 REP BAND, Style CL1 | 0 | 0 | 0 | 0 | 0 | 0 | 0 | 0 | 0 | 0 | 0 | 0 | 0 | 0 | 0 | 0 | 0 | 0 | 0 | 0 | 0 | 0
| 30300171 | 3 x 7-1/2 REP BAND, Style CL1 | 0 | 0 | 0 | 0 | 0 | 0 | 0 | 0 | 0 | 0 | 0 | 0 | 0 | 0 | 0 | 0 | 0 | 0 | 0 | 0 | 0 | 0
| 30300172 | 3 x 12 REP BAND, Style CL1 | 0 | 0 | 0 | 0 | 0 | 0 | 0 | 0 | 0 | 0 | 0 | 0 | 0 | 0 | 0 | 0 | 0 | 0 | 0 | 0 | 0 | 0
| 30300173 | 3 x 15 REP BAND, Style CL1 | 0 | 0 | 0 | 0 | 0 | 0 | 0 | 0 | 0 | 0 | 0 | 0 | 0 | 0 | 0 | 0 | 0 | 0 | 0 | 0 | 0 | 0
| 30300181 | 3 x 1 TAPPING SADDLE | 0 | 0 | 0 | 0 | 0 | 0 | 0 | 0 | 0 | 0 | 0 | 0 | 0 | 0 | 0 | 0 | 0 | 0 | 0 | 0 | 0 | 0
| 30300183 | 3 x 2 TAPPING SADDLE | 0 | 0 | 0 | 0 | 0 | 0 | 0 | 0 | 0 | 0 | 0 | 0 | 0 | 0 | 0 | 0 | 0 | 0 | 0 | 0 | 0 | 0
| 30300194 | 3" MJ x FLG TEE | 0 | 0 | 0 | 0 | 0 | 0 | 0 | 0 | 0 | 0 | 0 | 0 | 0 | 0 | 0 | 0 | 0 | 0 | 0 | 0 | 0 | 0
| 30300196 | 4" MJ TEE | 0 | 0 | 0 | 0 | 0 | 0 | 0 | 0 | 0 | 0 | 0 | 0 | 0 | 0 | 0 | 0 | 0 | 0 | 0 | 0 | 0 | 0
| 30301192 | 3" MJ LONG BARREL | 0 | 0 | 0 | 0 | 0 | 0 | 0 | 0 | 0 | 0 | 0 | 0 | 0 | 0 | 0 | 0 | 0 | 0 | 0 | 0 | 0 | 0
| 30400022 | 4" MJ 22 1/2 ELBOW | 0 | 0 | 0 | 0 | 0 | 0 | 0 | 0 | 0 | 0 | 0 | 0 | 0 | 0 | 0 | 0 | 0 | 0 | 0 | 0 | 0 | 0
| 30400024 | 4" FLG x MJ ADAPTOR | 0 | 0 | 0 | 0 | 0 | 0 | 0 | 0 | 0 | 0 | 0 | 0 | 0 | 0 | 0 | 0 | 0 | 0 | 0 | 0 | 0 | 0
| 30400027 | 4" MJ GLAND PACK KIT | 0 | 0 | 0 | 0 | 0 | 0 | 0 | 0 | 0 | 0 | 0 | 0 | 0 | 0 | 0 | 0 | 0 | 0 | 0 | 0 | 0 | 0
| 30400028 | 4" MEGALUG PK/KIT (DI) | 0 | 0 | 0 | 0 | 0 | 0 | 0 | 0 | 0 | 0 | 0 | 0 | 0 | 0 | 0 | 0 | 0 | 0 | 0 | 0 | 0 | 0
| 30400029 | 4" MEGALUG PK/KIT (PVC) | 0 | 0 | 0 | 0 | 0 | 0 | 0 | 0 | 0 | 0 | 0 | 0 | 0 | 0 | 0 | 0 | 0 | 0 | 0 | 0 | 0 | 0
| 30400030 | 4" FLG BOLT & GSKT KIT | 0 | 0 | 0 | 0 | 0 | 0 | 0 | 0 | 0 | 0 | 0 | 0 | 0 | 0 | 0 | 0 | 0 | 0 | 0 | 0 | 0 | 0
| 30400045 | 4" MJ 45 ELBOW | 0 | 0 | 0 | 0 | 0 | 0 | 0 | 0 | 0 | 0 | 0 | 0 | 0 | 0 | 0 | 0 | 0 | 0 | 0 | 0 | 0 | 0
| 30400063 | 4" MJ SOLID CAP | 0 | 0 | 0 | 0 | 0 | 0 | 0 | 0 | 0 | 0 | 0 | 0 | 0 | 0 | 0 | 0 | 0 | 0 | 0 | 0 | 0 | 0
| 30400071 | 4" COLLAR LK CLAMP Glue Jt | 0 | 0 | 0 | 0 | 0 | 0 | 0 | 0 | 0 | 0 | 0 | 0 | 0 | 0 | 0 | 0 | 0 | 0 | 0 | 0 | 0 | 0
| 30400072 | 4" BELL JT LK CLAMP Slip Jt | 0 | 0 | 0 | 0 | 0 | 0 | 0 | 0 | 0 | 0 | 0 | 0 | 0 | 0 | 0 | 0 | 0 | 0 | 0 | 0 | 0 | 0
| 30400075 | COUPLING, UNIVRSAL SB or ROMAC | 0 | 0 | 0 | 0 | 0 | 0 | 0 | 0 | 0 | 0 | 0 | 0 | 0 | 0 | 0 | 0 | 0 | 0 | 0 | 0 | 0 | 0
| 30400078 | 4" HYMAX COUPLING | 0 | 0 | 0 | 0 | 0 | 0 | 0 | 0 | 0 | 0 | 0 | 0 | 0 | 0 | 0 | 0 | 0 | 0 | 0 | 0 | 0 | 0
| 30400094 | ELBOW, FLANGE 90 ELBOW DI | 0 | 0 | 0 | 0 | 0 | 0 | 0 | 0 | 0 | 0 | 0 | 0 | 0 | 0 | 0 | 0 | 0 | 0 | 0 | 0 | 0 | 0
| 30400095 | 4" MJ 90 ELBOW | 0 | 0 | 0 | 0 | 0 | 0 | 0 | 0 | 0 | 0 | 0 | 0 | 0 | 0 | 0 | 0 | 0 | 0 | 0 | 0 | 0 | 0
| 30400097 | 4" MJ x FLG 90 ELBOW | 0 | 0 | 0 | 0 | 0 | 0 | 0 | 0 | 0 | 0 | 0 | 0 | 0 | 0 | 0 | 0 | 0 | 0 | 0 | 0 | 0 | 0
| 30400103 | 4" BLIND FLANGE | 0 | 0 | 0 | 0 | 0 | 0 | 0 | 0 | 0 | 0 | 0 | 0 | 0 | 0 | 0 | 0 | 0 | 0 | 0 | 0 | 0 | 0
| 30400105 | 4" COMPANION FLANGE | 0 | 0 | 0 | 0 | 0 | 0 | 0 | 0 | 0 | 0 | 0 | 0 | 0 | 0 | 0 | 0 | 0 | 0 | 0 | 0 | 0 | 0
| 30400106 | 4" UNI, KWIK or FIELD FLANGE | 0 | 0 | 0 | 0 | 0 | 0 | 0 | 0 | 0 | 0 | 0 | 0 | 0 | 0 | 0 | 0 | 0 | 0 | 0 | 0 | 0 | 0
| 30400107 | 4" FLG TAPPED 2*2-1/2*3" | 0 | 0 | 0 | 0 | 0 | 0 | 0 | 0 | 0 | 0 | 0 | 0 | 0 | 0 | 0 | 0 | 0 | 0 | 0 | 0 | 0 | 0
| 30400111 | 4" MJ x PVC TRANS GASKET | 0 | 0 | 0 | 0 | 0 | 0 | 0 | 0 | 0 | 0 | 0 | 0 | 0 | 0 | 0 | 0 | 0 | 0 | 0 | 0 | 0 | 0
| 30400122 | 4" FLANGE GASKET | 0 | 0 | 0 | 0 | 0 | 0 | 0 | 0 | 0 | 0 | 0 | 0 | 0 | 0 | 0 | 0 | 0 | 0 | 0 | 0 | 0 | 0
| 30400141 | 4" DUCTILE IRON PIPE | 0 | 0 | 0 | 0 | 0 | 0 | 0 | 0 | 0 | 0 | 0 | 0 | 0 | 0 | 0 | 0 | 0 | 0 | 0 | 0 | 0 | 0
| 30400151 | 4" MJ PLUG (Tapped or not) | 0 | 0 | 0 | 0 | 0 | 0 | 0 | 0 | 0 | 0 | 0 | 0 | 0 | 0 | 0 | 0 | 0 | 0 | 0 | 0 | 0 | 0
| 30400163 | 4" MJ REDUCER | 0 | 0 | 0 | 0 | 0 | 0 | 0 | 0 | 0 | 0 | 0 | 0 | 0 | 0 | 0 | 0 | 0 | 0 | 0 | 0 | 0 | 0
| 30400165 | 4 x 3 FLG REDUCER | 0 | 0 | 0 | 0 | 0 | 0 | 0 | 0 | 0 | 0 | 0 | 0 | 0 | 0 | 0 | 0 | 0 | 0 | 0 | 0 | 0 | 0
| 30400171 | 4 x 7-1/2 REP BAND, Style CL1 | 0 | 0 | 0 | 0 | 0 | 0 | 0 | 0 | 0 | 0 | 0 | 0 | 0 | 0 | 0 | 0 | 0 | 0 | 0 | 0 | 0 | 0
| 30400172 | 4 x 10 REP BAND, Style CL2 | 0 | 0 | 0 | 0 | 0 | 0 | 0 | 0 | 0 | 0 | 0 | 0 | 0 | 0 | 0 | 0 | 0 | 0 | 0 | 0 | 0 | 0
| 30400173 | 4 x 15 REP BAND, Style CL1or2 | 0 | 0 | 0 | 0 | 0 | 0 | 0 | 0 | 0 | 0 | 0 | 0 | 0 | 0 | 0 | 0 | 0 | 0 | 0 | 0 | 0 | 0
| 30400174 | 4 x 20 REP BAND, Style CL1or2 | 0 | 0 | 0 | 0 | 0 | 0 | 0 | 0 | 0 | 0 | 0 | 0 | 0 | 0 | 0 | 0 | 0 | 0 | 0 | 0 | 0 | 0
| 30400175 | 4 x 25 REP BAND, Style CL1or2 | 0 | 0 | 0 | 0 | 0 | 0 | 0 | 0 | 0 | 0 | 0 | 0 | 0 | 0 | 0 | 0 | 0 | 0 | 0 | 0 | 0 | 0
| 30400181 | 4 x 1 TAPPING SADDLE | 0 | 0 | 0 | 0 | 0 | 0 | 0 | 0 | 0 | 0 | 0 | 0 | 0 | 0 | 0 | 0 | 0 | 0 | 0 | 0 | 0 | 0
| 30400183 | 4 x 2 TAPPING SADDLE | 0 | 0 | 0 | 0 | 0 | 0 | 0 | 0 | 0 | 0 | 0 | 0 | 0 | 0 | 0 | 0 | 0 | 0 | 0 | 0 | 0 | 0
| 30400192 | 4 x 4 TAPPING SLEEVE | 0 | 0 | 0 | 0 | 0 | 0 | 0 | 0 | 0 | 0 | 0 | 0 | 0 | 0 | 0 | 0 | 0 | 0 | 0 | 0 | 0 | 0
| 30400194 | 4" MJ x FLG TEE | 0 | 0 | 0 | 0 | 0 | 0 | 0 | 0 | 0 | 0 | 0 | 0 | 0 | 0 | 0 | 0 | 0 | 0 | 0 | 0 | 0 | 0
| 30400196 | 4" MJ TEE | 0 | 0 | 0 | 0 | 0 | 0 | 0 | 0 | 0 | 0 | 0 | 0 | 0 | 0 | 0 | 0 | 0 | 0 | 0 | 0 | 0 | 0
| 30400198 | 4" FLANGE TEE | 0 | 0 | 0 | 0 | 0 | 0 | 0 | 0 | 0 | 0 | 0 | 0 | 0 | 0 | 0 | 0 | 0 | 0 | 0 | 0 | 0 | 0
| 30401192 | 4" MJ LONG BARREL | 0 | 0 | 0 | 0 | 0 | 0 | 0 | 0 | 0 | 0 | 0 | 0 | 0 | 0 | 0 | 0 | 0 | 0 | 0 | 0 | 0 | 0
| 30402192 | 4 x 2 TAPPING SLEEVE | 0 | 0 | 0 | 0 | 0 | 0 | 0 | 0 | 0 | 0 | 0 | 0 | 0 | 0 | 0 | 0 | 0 | 0 | 0 | 0 | 0 | 0
| 30403164 | 4 x 3 MJ x FLG REDUCER | 0 | 0 | 0 | 0 | 0 | 0 | 0 | 0 | 0 | 0 | 0 | 0 | 0 | 0 | 0 | 0 | 0 | 0 | 0 | 0 | 0 | 0
| 30403168 | 4 x 3 MJxPE Sml End Bell RED | 0 | 0 | 0 | 0 | 0 | 0 | 0 | 0 | 0 | 0 | 0 | 0 | 0 | 0 | 0 | 0 | 0 | 0 | 0 | 0 | 0 | 0
| 30403199 | 4 x 3 FLG REDUCING TEE | 0 | 0 | 0 | 0 | 0 | 0 | 0 | 0 | 0 | 0 | 0 | 0 | 0 | 0 | 0 | 0 | 0 | 0 | 0 | 0 | 0 | 0
| 30404167 | 4 x 3 MJxPE Lg End Bell RED | 0 | 0 | 0 | 0 | 0 | 0 | 0 | 0 | 0 | 0 | 0 | 0 | 0 | 0 | 0 | 0 | 0 | 0 | 0 | 0 | 0 | 0
| 30600011 | 6" MJ 11-1/4 ELBOW | 0 | 0 | 0 | 0 | 0 | 0 | 0 | 0 | 0 | 0 | 0 | 0 | 0 | 0 | 0 | 0 | 0 | 0 | 0 | 0 | 0 | 0
| 30600022 | 6" MJ 22 1/2 ELBOW | 0 | 0 | 0 | 0 | 0 | 0 | 0 | 0 | 0 | 0 | 0 | 0 | 0 | 0 | 0 | 0 | 0 | 0 | 0 | 0 | 0 | 0
| 30600024 | 6" FLG x MJ ADAPTOR | 0 | 0 | 0 | 0 | 0 | 0 | 0 | 0 | 0 | 0 | 0 | 0 | 0 | 0 | 0 | 0 | 0 | 0 | 0 | 0 | 0 | 0
| 30600027 | 6" MJ GLAND PACK KIT | 0 | 0 | 0 | 0 | 0 | 0 | 0 | 0 | 0 | 0 | 0 | 0 | 0 | 0 | 0 | 0 | 0 | 0 | 0 | 0 | 0 | 0
| 30600028 | 6" MEGALUG PK/KIT (DI) | 8 | 0 | 8 | 0 | 0 | 0 | 0 | 0 | 0 | 0 | 0 | 0 | 0 | 0 | 0 | 0 | 0 | 0 | 0 | 0 | 0 | 0
| 30600029 | 6" MEGALUG PK/KIT (PVC) | 10 | 0 | 8 | 0 | 0 | 0 | 0 | 0 | 0 | 0 | 0 | 0 | 0 | 0 | 0 | 2 | 0 | 0 | 0 | 0 | 0 | 0
| 30600030 | 6" FLG BOLT & GSKT KIT | 4 | 0 | 4 | 0 | 0 | 0 | 0 | 0 | 0 | 0 | 0 | 0 | 0 | 0 | 0 | 0 | 0 | 0 | 0 | 0 | 0 | 0
| 30600045 | 6" MJ 45 ELBOW | 0 | 0 | 0 | 0 | 0 | 0 | 0 | 0 | 0 | 0 | 0 | 0 | 0 | 0 | 0 | 0 | 0 | 0 | 0 | 0 | 0 | 0
| 30600063 | 6" MJ SOLID CAP | 0 | 0 | 0 | 0 | 0 | 0 | 0 | 0 | 0 | 0 | 0 | 0 | 0 | 0 | 0 | 0 | 0 | 0 | 0 | 0 | 0 | 0
| 30600071 | 6" COLLAR LK CLAMP Glue Jt | 0 | 0 | 0 | 0 | 0 | 0 | 0 | 0 | 0 | 0 | 0 | 0 | 0 | 0 | 0 | 0 | 0 | 0 | 0 | 0 | 0 | 0
| 30600072 | 6" BELL JT LK CLAMP Slip Jt | 0 | 0 | 0 | 0 | 0 | 0 | 0 | 0 | 0 | 0 | 0 | 0 | 0 | 0 | 0 | 0 | 0 | 0 | 0 | 0 | 0 | 0
| 30600075 | COUPLING, UNIVRSAL SB or ROMAC | 0 | 0 | 0 | 0 | 0 | 0 | 0 | 0 | 0 | 0 | 0 | 0 | 0 | 0 | 0 | 0 | 0 | 0 | 0 | 0 | 0 | 0
| 30600078 | 6" HYMAX COUPLING | 0 | 0 | 0 | 0 | 0 | 0 | 0 | 0 | 0 | 0 | 0 | 0 | 0 | 0 | 0 | 0 | 0 | 0 | 0 | 0 | 0 | 0
| 30600081 | CROSS, FLANGE CROSS | 0 | 0 | 0 | 0 | 0 | 0 | 0 | 0 | 0 | 0 | 0 | 0 | 0 | 0 | 0 | 0 | 0 | 0 | 0 | 0 | 0 | 0
| 30600094 | ELBOW, FLANGE 90 ELBOW DI | 0 | 0 | 0 | 0 | 0 | 0 | 0 | 0 | 0 | 0 | 0 | 0 | 0 | 0 | 0 | 0 | 0 | 0 | 0 | 0 | 0 | 0
| 30600095 | 6" MJ 90 ELBOW | 1 | 0 | 0 | 0 | 1 | 0 | 0 | 0 | 0 | 0 | 0 | 0 | 0 | 0 | 0 | 0 | 0 | 0 | 0 | 0 | 0 | 0
| 30600097 | 6" MJ x FLG 90 ELBOW | 0 | 0 | 0 | 0 | 0 | 0 | 0 | 0 | 0 | 0 | 0 | 0 | 0 | 0 | 0 | 0 | 0 | 0 | 0 | 0 | 0 | 0
| 30600103 | 6" BLIND FLANGE | 0 | 0 | 0 | 0 | 0 | 0 | 0 | 0 | 0 | 0 | 0 | 0 | 0 | 0 | 0 | 0 | 0 | 0 | 0 | 0 | 0 | 0
| 30600105 | 6" COMPANION FLANGE | 0 | 0 | 0 | 0 | 0 | 0 | 0 | 0 | 0 | 0 | 0 | 0 | 0 | 0 | 0 | 0 | 0 | 0 | 0 | 0 | 0 | 0
| 30600106 | 6" UNI, KWIK or FIELD FLANGE | 0 | 0 | 0 | 0 | 0 | 0 | 0 | 0 | 0 | 0 | 0 | 0 | 0 | 0 | 0 | 0 | 0 | 0 | 0 | 0 | 0 | 0
| 30600107 | 6" FLG TAPPED 2*2-1/2*3*4" | 0 | 0 | 0 | 0 | 0 | 0 | 0 | 0 | 0 | 0 | 0 | 0 | 0 | 0 | 0 | 0 | 0 | 0 | 0 | 0 | 0 | 0
| 30600111 | 6" MJ x PVC TRANS GASKET | 0 | 0 | 0 | 0 | 0 | 0 | 0 | 0 | 0 | 0 | 0 | 0 | 0 | 0 | 0 | 0 | 0 | 0 | 0 | 0 | 0 | 0
| 30600122 | 6" FLANGE GASKET | 0 | 0 | 0 | 0 | 0 | 0 | 0 | 0 | 0 | 0 | 0 | 0 | 0 | 0 | 0 | 0 | 0 | 0 | 0 | 0 | 0 | 0
| 30600141 | 6" DUCTILE IRON PIPE | 72 | 0 | 72 | 0 | 0 | 0 | 0 | 0 | 0 | 0 | 0 | 0 | 0 | 0 | 0 | 0 | 0 | 0 | 0 | 0 | 0 | 0
| 30600151 | 6" MJ PLUG (Tapped or not) | 0 | 0 | 0 | 0 | 0 | 0 | 0 | 0 | 0 | 0 | 0 | 0 | 0 | 0 | 0 | 0 | 0 | 0 | 0 | 0 | 0 | 0
| 30600165 | 6 x 4 FLG REDUCER | 0 | 0 | 0 | 0 | 0 | 0 | 0 | 0 | 0 | 0 | 0 | 0 | 0 | 0 | 0 | 0 | 0 | 0 | 0 | 0 | 0 | 0
| 30600171 | 6 x 7-1/2 REP BAND, Style CL1 | 0 | 0 | 0 | 0 | 0 | 0 | 0 | 0 | 0 | 0 | 0 | 0 | 0 | 0 | 0 | 0 | 0 | 0 | 0 | 0 | 0 | 0
| 30600172 | 6 x 10 REP BAND, Style CL2 | 0 | 0 | 0 | 0 | 0 | 0 | 0 | 0 | 0 | 0 | 0 | 0 | 0 | 0 | 0 | 0 | 0 | 0 | 0 | 0 | 0 | 0
| 30600173 | 6 x 15 REP BAND, Style CL1or2 | 0 | 0 | 0 | 0 | 0 | 0 | 0 | 0 | 0 | 0 | 0 | 0 | 0 | 0 | 0 | 0 | 0 | 0 | 0 | 0 | 0 | 0
| 30600174 | 6 x 20 REP BAND, Style CL1or2 | 0 | 0 | 0 | 0 | 0 | 0 | 0 | 0 | 0 | 0 | 0 | 0 | 0 | 0 | 0 | 0 | 0 | 0 | 0 | 0 | 0 | 0
| 30600175 | 6 x 25 REP BAND, Style CL1or2 | 0 | 0 | 0 | 0 | 0 | 0 | 0 | 0 | 0 | 0 | 0 | 0 | 0 | 0 | 0 | 0 | 0 | 0 | 0 | 0 | 0 | 0
| 30600181 | 6 x 1 TAPPING SADDLE | 0 | 0 | 0 | 0 | 0 | 0 | 0 | 0 | 0 | 0 | 0 | 0 | 0 | 0 | 0 | 0 | 0 | 0 | 0 | 0 | 0 | 0
| 30600183 | 6 x 2 TAPPING SADDLE | 0 | 0 | 0 | 0 | 0 | 0 | 0 | 0 | 0 | 0 | 0 | 0 | 0 | 0 | 0 | 0 | 0 | 0 | 0 | 0 | 0 | 0
| 30600192 | 6 x 6 TAPPING SLEEVE | 0 | 0 | 0 | 0 | 0 | 0 | 0 | 0 | 0 | 0 | 0 | 0 | 0 | 0 | 0 | 0 | 0 | 0 | 0 | 0 | 0 | 0
| 30600194 | 6" MJ x FLG TEE | 4 | 0 | 4 | 0 | 0 | 0 | 0 | 0 | 0 | 0 | 0 | 0 | 0 | 0 | 0 | 0 | 0 | 0 | 0 | 0 | 0 | 0
| 30600196 | 6" MJ TEE | 0 | 0 | 0 | 0 | 0 | 0 | 0 | 0 | 0 | 0 | 0 | 0 | 0 | 0 | 0 | 0 | 0 | 0 | 0 | 0 | 0 | 0
| 30600198 | 6" FLANGE TEE | 1 | 0 | 0 | 0 | 1 | 0 | 0 | 0 | 0 | 0 | 0 | 0 | 0 | 0 | 0 | 0 | 0 | 0 | 0 | 0 | 0 | 0
| 30601192 | 6" MJ LONG BARREL | 0 | 0 | 0 | 0 | 0 | 0 | 0 | 0 | 0 | 0 | 0 | 0 | 0 | 0 | 0 | 0 | 0 | 0 | 0 | 0 | 0 | 0
| 30602165 | 6 x 2 FLG REDUCER | 0 | 0 | 0 | 0 | 0 | 0 | 0 | 0 | 0 | 0 | 0 | 0 | 0 | 0 | 0 | 0 | 0 | 0 | 0 | 0 | 0 | 0
| 30603192 | 6 x 3 TAPPING SLEEVE | 0 | 0 | 0 | 0 | 0 | 0 | 0 | 0 | 0 | 0 | 0 | 0 | 0 | 0 | 0 | 0 | 0 | 0 | 0 | 0 | 0 | 0
| 30603195 | 6 x 3 MJ x FLG REDUCING TEE | 0 | 0 | 0 | 0 | 0 | 0 | 0 | 0 | 0 | 0 | 0 | 0 | 0 | 0 | 0 | 0 | 0 | 0 | 0 | 0 | 0 | 0
| 30603199 | 6 x 3 FLG REDUCING TEE | 0 | 0 | 0 | 0 | 0 | 0 | 0 | 0 | 0 | 0 | 0 | 0 | 0 | 0 | 0 | 0 | 0 | 0 | 0 | 0 | 0 | 0
| 30604163 | 6" MJ REDUCER | 0 | 0 | 0 | 0 | 0 | 0 | 0 | 0 | 0 | 0 | 0 | 0 | 0 | 0 | 0 | 0 | 0 | 0 | 0 | 0 | 0 | 0
| 30604164 | 6 x 4 MJ x FLG REDUCER | 0 | 0 | 0 | 0 | 0 | 0 | 0 | 0 | 0 | 0 | 0 | 0 | 0 | 0 | 0 | 0 | 0 | 0 | 0 | 0 | 0 | 0
| 30604167 | 6 x 4 MJxPE Lg End Bell RED | 0 | 0 | 0 | 0 | 0 | 0 | 0 | 0 | 0 | 0 | 0 | 0 | 0 | 0 | 0 | 0 | 0 | 0 | 0 | 0 | 0 | 0
| 30604168 | 6 x 4 MJxPE Sml End Bell RED | 0 | 0 | 0 | 0 | 0 | 0 | 0 | 0 | 0 | 0 | 0 | 0 | 0 | 0 | 0 | 0 | 0 | 0 | 0 | 0 | 0 | 0
| 30604192 | 6 x 4 TAPPING SLEEVE | 0 | 0 | 0 | 0 | 0 | 0 | 0 | 0 | 0 | 0 | 0 | 0 | 0 | 0 | 0 | 0 | 0 | 0 | 0 | 0 | 0 | 0
| 30604195 | 6 x 4 MJ x FLG REDUCING TEE | 0 | 0 | 0 | 0 | 0 | 0 | 0 | 0 | 0 | 0 | 0 | 0 | 0 | 0 | 0 | 0 | 0 | 0 | 0 | 0 | 0 | 0
| 30604197 | 6 x 4 MJ REDUCING TEE | 0 | 0 | 0 | 0 | 0 | 0 | 0 | 0 | 0 | 0 | 0 | 0 | 0 | 0 | 0 | 0 | 0 | 0 | 0 | 0 | 0 | 0
| 30604199 | 6 x 4 FLG REDUCING TEE | 0 | 0 | 0 | 0 | 0 | 0 | 0 | 0 | 0 | 0 | 0 | 0 | 0 | 0 | 0 | 0 | 0 | 0 | 0 | 0 | 0 | 0
| 30800011 | 8" MJ 11-1/4 ELBOW | 0 | 0 | 0 | 0 | 0 | 0 | 0 | 0 | 0 | 0 | 0 | 0 | 0 | 0 | 0 | 0 | 0 | 0 | 0 | 0 | 0 | 0
| 30800022 | 8" MJ 22 1/2 ELBOW | 0 | 0 | 0 | 0 | 0 | 0 | 0 | 0 | 0 | 0 | 0 | 0 | 0 | 0 | 0 | 0 | 0 | 0 | 0 | 0 | 0 | 0
| 30800024 | 8" FLG x MJ ADAPTOR | 0 | 0 | 0 | 0 | 0 | 0 | 0 | 0 | 0 | 0 | 0 | 0 | 0 | 0 | 0 | 0 | 0 | 0 | 0 | 0 | 0 | 0
| 30800027 | 8" MJ GLAND PACK KIT | 0 | 0 | 0 | 0 | 0 | 0 | 0 | 0 | 0 | 0 | 0 | 0 | 0 | 0 | 0 | 0 | 0 | 0 | 0 | 0 | 0 | 0
| 30800028 | 8" MEGALUG PK/KIT (DI) | 0 | 0 | 0 | 0 | 0 | 0 | 0 | 0 | 0 | 0 | 0 | 0 | 0 | 0 | 0 | 0 | 0 | 0 | 0 | 0 | 0 | 0
| 30800029 | 8" MEGALUG PK/KIT (PVC) | 4 | 0 | 0 | 0 | 4 | 0 | 0 | 0 | 0 | 0 | 0 | 0 | 0 | 0 | 0 | 0 | 0 | 0 | 0 | 0 | 0 | 0
| 30800030 | 8" FLG BOLT & GSKT KIT | 0 | 0 | 0 | 0 | 0 | 0 | 0 | 0 | 0 | 0 | 0 | 0 | 0 | 0 | 0 | 0 | 0 | 0 | 0 | 0 | 0 | 0
| 30800045 | 8" MJ 45 ELBOW | 0 | 0 | 0 | 0 | 0 | 0 | 0 | 0 | 0 | 0 | 0 | 0 | 0 | 0 | 0 | 0 | 0 | 0 | 0 | 0 | 0 | 0
| 30800063 | 8" MJ SOLID CAP | 0 | 0 | 0 | 0 | 0 | 0 | 0 | 0 | 0 | 0 | 0 | 0 | 0 | 0 | 0 | 0 | 0 | 0 | 0 | 0 | 0 | 0
| 30800071 | 8" COLLAR LK CLAMP Glue Jt | 0 | 0 | 0 | 0 | 0 | 0 | 0 | 0 | 0 | 0 | 0 | 0 | 0 | 0 | 0 | 0 | 0 | 0 | 0 | 0 | 0 | 0
| 30800072 | 8" BELL JT LK CLAMP Slip Jt | 0 | 0 | 0 | 0 | 0 | 0 | 0 | 0 | 0 | 0 | 0 | 0 | 0 | 0 | 0 | 0 | 0 | 0 | 0 | 0 | 0 | 0
| 30800075 | COUPLING, UNIVRSAL SB or ROMAC | 0 | 0 | 0 | 0 | 0 | 0 | 0 | 0 | 0 | 0 | 0 | 0 | 0 | 0 | 0 | 0 | 0 | 0 | 0 | 0 | 0 | 0
| 30800078 | 8" HYMAX COUPLING | 0 | 0 | 0 | 0 | 0 | 0 | 0 | 0 | 0 | 0 | 0 | 0 | 0 | 0 | 0 | 0 | 0 | 0 | 0 | 0 | 0 | 0
| 30800081 | CROSS, FLANGE CROSS | 0 | 0 | 0 | 0 | 0 | 0 | 0 | 0 | 0 | 0 | 0 | 0 | 0 | 0 | 0 | 0 | 0 | 0 | 0 | 0 | 0 | 0
| 30800094 | ELBOW, FLANGE 90 ELBOW DI | 0 | 0 | 0 | 0 | 0 | 0 | 0 | 0 | 0 | 0 | 0 | 0 | 0 | 0 | 0 | 0 | 0 | 0 | 0 | 0 | 0 | 0
| 30800095 | 8" MJ 90 ELBOW | 1 | 0 | 0 | 0 | 1 | 0 | 0 | 0 | 0 | 0 | 0 | 0 | 0 | 0 | 0 | 0 | 0 | 0 | 0 | 0 | 0 | 0
| 30800097 | 8" MJ x FLG 90 ELBOW | 0 | 0 | 0 | 0 | 0 | 0 | 0 | 0 | 0 | 0 | 0 | 0 | 0 | 0 | 0 | 0 | 0 | 0 | 0 | 0 | 0 | 0
| 30800103 | 8" BLIND FLANGE | 0 | 0 | 0 | 0 | 0 | 0 | 0 | 0 | 0 | 0 | 0 | 0 | 0 | 0 | 0 | 0 | 0 | 0 | 0 | 0 | 0 | 0
| 30800105 | 8" COMPANION FLANGE | 0 | 0 | 0 | 0 | 0 | 0 | 0 | 0 | 0 | 0 | 0 | 0 | 0 | 0 | 0 | 0 | 0 | 0 | 0 | 0 | 0 | 0
| 30800106 | 8" UNI, KWIK or FIELD FLANGE | 0 | 0 | 0 | 0 | 0 | 0 | 0 | 0 | 0 | 0 | 0 | 0 | 0 | 0 | 0 | 0 | 0 | 0 | 0 | 0 | 0 | 0
| 30800107 | 8" FLG TAPPED 2*2-1/2*3*4*6" | 0 | 0 | 0 | 0 | 0 | 0 | 0 | 0 | 0 | 0 | 0 | 0 | 0 | 0 | 0 | 0 | 0 | 0 | 0 | 0 | 0 | 0
| 30800111 | 8" MJ x PVC TRANS GASKET | 0 | 0 | 0 | 0 | 0 | 0 | 0 | 0 | 0 | 0 | 0 | 0 | 0 | 0 | 0 | 0 | 0 | 0 | 0 | 0 | 0 | 0
| 30800122 | 8" FLANGE GASKET | 0 | 0 | 0 | 0 | 0 | 0 | 0 | 0 | 0 | 0 | 0 | 0 | 0 | 0 | 0 | 0 | 0 | 0 | 0 | 0 | 0 | 0
| 30800141 | 8" DUCTILE IRON PIPE | 0 | 0 | 0 | 0 | 0 | 0 | 0 | 0 | 0 | 0 | 0 | 0 | 0 | 0 | 0 | 0 | 0 | 0 | 0 | 0 | 0 | 0
| 30800151 | 8" MJ PLUG (Tapped or not) | 1 | 0 | 0 | 0 | 1 | 0 | 0 | 0 | 0 | 0 | 0 | 0 | 0 | 0 | 0 | 0 | 0 | 0 | 0 | 0 | 0 | 0
| 30800165 | 8 x 6 FLG REDUCER | 0 | 0 | 0 | 0 | 0 | 0 | 0 | 0 | 0 | 0 | 0 | 0 | 0 | 0 | 0 | 0 | 0 | 0 | 0 | 0 | 0 | 0
| 30800172 | 8 x 10 REP BAND, Style CL2 | 0 | 0 | 0 | 0 | 0 | 0 | 0 | 0 | 0 | 0 | 0 | 0 | 0 | 0 | 0 | 0 | 0 | 0 | 0 | 0 | 0 | 0
| 30800173 | 8 x 15 REP BAND, Style CL1or2 | 0 | 0 | 0 | 0 | 0 | 0 | 0 | 0 | 0 | 0 | 0 | 0 | 0 | 0 | 0 | 0 | 0 | 0 | 0 | 0 | 0 | 0
| 30800174 | 8 x 20 REP BAND, Style CL1or2 | 0 | 0 | 0 | 0 | 0 | 0 | 0 | 0 | 0 | 0 | 0 | 0 | 0 | 0 | 0 | 0 | 0 | 0 | 0 | 0 | 0 | 0
| 30800175 | 8 x 25 REP BAND, Style CL1or2 | 0 | 0 | 0 | 0 | 0 | 0 | 0 | 0 | 0 | 0 | 0 | 0 | 0 | 0 | 0 | 0 | 0 | 0 | 0 | 0 | 0 | 0
| 30800181 | 8 x 1 TAPPING SADDLE | 27 | 0 | 0 | 0 | 0 | 0 | 10 | 5 | 0 | 0 | 0 | 0 | 0 | 12 | 0 | 0 | 0 | 0 | 0 | 0 | 0 | 0
| 30800183 | 8 x 2 TAPPING SADDLE | 2 | 0 | 0 | 0 | 1 | 0 | 0 | 0 | 0 | 0 | 0 | 0 | 0 | 0 | 1 | 0 | 0 | 0 | 0 | 0 | 0 | 0
| 30800192 | 8 x 8 TAPPING SLEEVE | 0 | 0 | 0 | 0 | 0 | 0 | 0 | 0 | 0 | 0 | 0 | 0 | 0 | 0 | 0 | 0 | 0 | 0 | 0 | 0 | 0 | 0
| 30800194 | 8" MJ x FLG TEE | 0 | 0 | 0 | 0 | 0 | 0 | 0 | 0 | 0 | 0 | 0 | 0 | 0 | 0 | 0 | 0 | 0 | 0 | 0 | 0 | 0 | 0
| 30800196 | 8" MJ TEE | 0 | 0 | 0 | 0 | 0 | 0 | 0 | 0 | 0 | 0 | 0 | 0 | 0 | 0 | 0 | 0 | 0 | 0 | 0 | 0 | 0 | 0
| 30800198 | 8" FLANGE TEE | 0 | 0 | 0 | 0 | 0 | 0 | 0 | 0 | 0 | 0 | 0 | 0 | 0 | 0 | 0 | 0 | 0 | 0 | 0 | 0 | 0 | 0
| 30801192 | 8" MJ LONG BARREL | 0 | 0 | 0 | 0 | 0 | 0 | 0 | 0 | 0 | 0 | 0 | 0 | 0 | 0 | 0 | 0 | 0 | 0 | 0 | 0 | 0 | 0
| 30804192 | 8 x 4 TAPPING SLEEVE | 0 | 0 | 0 | 0 | 0 | 0 | 0 | 0 | 0 | 0 | 0 | 0 | 0 | 0 | 0 | 0 | 0 | 0 | 0 | 0 | 0 | 0
| 30804195 | 8 x 4 MJ x FLG REDUCING TEE | 0 | 0 | 0 | 0 | 0 | 0 | 0 | 0 | 0 | 0 | 0 | 0 | 0 | 0 | 0 | 0 | 0 | 0 | 0 | 0 | 0 | 0
| 30804197 | 8 x 4 MJ REDUCING TEE | 0 | 0 | 0 | 0 | 0 | 0 | 0 | 0 | 0 | 0 | 0 | 0 | 0 | 0 | 0 | 0 | 0 | 0 | 0 | 0 | 0 | 0
| 30804199 | 8 x 4 FLG REDUCING TEE | 0 | 0 | 0 | 0 | 0 | 0 | 0 | 0 | 0 | 0 | 0 | 0 | 0 | 0 | 0 | 0 | 0 | 0 | 0 | 0 | 0 | 0
| 30806163 | 8" MJ REDUCER | 0 | 0 | 0 | 0 | 0 | 0 | 0 | 0 | 0 | 0 | 0 | 0 | 0 | 0 | 0 | 0 | 0 | 0 | 0 | 0 | 0 | 0
| 30806164 | 8 x 6 MJ x FLG REDUCER | 0 | 0 | 0 | 0 | 0 | 0 | 0 | 0 | 0 | 0 | 0 | 0 | 0 | 0 | 0 | 0 | 0 | 0 | 0 | 0 | 0 | 0
| 30806167 | 8 x 6 MJxPE Lg End Bell RED | 0 | 0 | 0 | 0 | 0 | 0 | 0 | 0 | 0 | 0 | 0 | 0 | 0 | 0 | 0 | 0 | 0 | 0 | 0 | 0 | 0 | 0
| 30806168 | 8 x 6 MJxPE Sml End Bell RED | 0 | 0 | 0 | 0 | 0 | 0 | 0 | 0 | 0 | 0 | 0 | 0 | 0 | 0 | 0 | 0 | 0 | 0 | 0 | 0 | 0 | 0
| 30806192 | 8 x 6 TAPPING SLEEVE | 2 | 0 | 0 | 0 | 0 | 0 | 0 | 0 | 0 | 0 | 0 | 0 | 0 | 0 | 0 | 2 | 0 | 0 | 0 | 0 | 0 | 0
| 30806195 | 8 x 6 MJ x FLG REDUCING TEE | 4 | 0 | 4 | 0 | 0 | 0 | 0 | 0 | 0 | 0 | 0 | 0 | 0 | 0 | 0 | 0 | 0 | 0 | 0 | 0 | 0 | 0
| 30806197 | 8 x 6 MJ REDUCING TEE | 0 | 0 | 0 | 0 | 0 | 0 | 0 | 0 | 0 | 0 | 0 | 0 | 0 | 0 | 0 | 0 | 0 | 0 | 0 | 0 | 0 | 0
| 30806199 | 8 X 6 FLG REDUCING TEE | 0 | 0 | 0 | 0 | 0 | 0 | 0 | 0 | 0 | 0 | 0 | 0 | 0 | 0 | 0 | 0 | 0 | 0 | 0 | 0 | 0 | 0
| 30814165 | 8 x 4 FLG REDUCER | 0 | 0 | 0 | 0 | 0 | 0 | 0 | 0 | 0 | 0 | 0 | 0 | 0 | 0 | 0 | 0 | 0 | 0 | 0 | 0 | 0 | 0
| 31000011 | 10" MJ 11-1/4 ELBOW | 0 | 0 | 0 | 0 | 0 | 0 | 0 | 0 | 0 | 0 | 0 | 0 | 0 | 0 | 0 | 0 | 0 | 0 | 0 | 0 | 0 | 0
| 31000022 | 10" MJ 22 1/2 ELBOW | 0 | 0 | 0 | 0 | 0 | 0 | 0 | 0 | 0 | 0 | 0 | 0 | 0 | 0 | 0 | 0 | 0 | 0 | 0 | 0 | 0 | 0
| 31000024 | 10" FLG x MJ ADAPTOR | 0 | 0 | 0 | 0 | 0 | 0 | 0 | 0 | 0 | 0 | 0 | 0 | 0 | 0 | 0 | 0 | 0 | 0 | 0 | 0 | 0 | 0
| 31000027 | 10" MJ GLAND PACK KIT | 0 | 0 | 0 | 0 | 0 | 0 | 0 | 0 | 0 | 0 | 0 | 0 | 0 | 0 | 0 | 0 | 0 | 0 | 0 | 0 | 0 | 0
| 31000028 | 10" MEGALUG PK/KIT (DI) | 0 | 0 | 0 | 0 | 0 | 0 | 0 | 0 | 0 | 0 | 0 | 0 | 0 | 0 | 0 | 0 | 0 | 0 | 0 | 0 | 0 | 0
| 31000029 | 10" MEGALUG PK/KIT (PVC) | 0 | 0 | 0 | 0 | 0 | 0 | 0 | 0 | 0 | 0 | 0 | 0 | 0 | 0 | 0 | 0 | 0 | 0 | 0 | 0 | 0 | 0
| 31000030 | 10" FLG BOLT & GSKT KIT | 0 | 0 | 0 | 0 | 0 | 0 | 0 | 0 | 0 | 0 | 0 | 0 | 0 | 0 | 0 | 0 | 0 | 0 | 0 | 0 | 0 | 0
| 31000045 | 10" MJ 45 ELBOW | 0 | 0 | 0 | 0 | 0 | 0 | 0 | 0 | 0 | 0 | 0 | 0 | 0 | 0 | 0 | 0 | 0 | 0 | 0 | 0 | 0 | 0
| 31000063 | 10" MJ SOLID CAP | 0 | 0 | 0 | 0 | 0 | 0 | 0 | 0 | 0 | 0 | 0 | 0 | 0 | 0 | 0 | 0 | 0 | 0 | 0 | 0 | 0 | 0
| 31000072 | 10" BELL JT LK CLAMP Slip Jt | 0 | 0 | 0 | 0 | 0 | 0 | 0 | 0 | 0 | 0 | 0 | 0 | 0 | 0 | 0 | 0 | 0 | 0 | 0 | 0 | 0 | 0
| 31000075 | COUPLING, UNIVRSAL SB or ROMAC | 0 | 0 | 0 | 0 | 0 | 0 | 0 | 0 | 0 | 0 | 0 | 0 | 0 | 0 | 0 | 0 | 0 | 0 | 0 | 0 | 0 | 0
| 31000078 | 10" HYMAX COUPLING | 0 | 0 | 0 | 0 | 0 | 0 | 0 | 0 | 0 | 0 | 0 | 0 | 0 | 0 | 0 | 0 | 0 | 0 | 0 | 0 | 0 | 0
| 31000095 | 10" MJ 90 ELBOW | 0 | 0 | 0 | 0 | 0 | 0 | 0 | 0 | 0 | 0 | 0 | 0 | 0 | 0 | 0 | 0 | 0 | 0 | 0 | 0 | 0 | 0
| 31000103 | 10" BLIND FLANGE | 0 | 0 | 0 | 0 | 0 | 0 | 0 | 0 | 0 | 0 | 0 | 0 | 0 | 0 | 0 | 0 | 0 | 0 | 0 | 0 | 0 | 0
| 31000107 | 10" FLG TAPPED 2*2-1/2*3*4*6*8 | 0 | 0 | 0 | 0 | 0 | 0 | 0 | 0 | 0 | 0 | 0 | 0 | 0 | 0 | 0 | 0 | 0 | 0 | 0 | 0 | 0 | 0
| 31000111 | 10" MJ x PVC TRANS GASKET | 0 | 0 | 0 | 0 | 0 | 0 | 0 | 0 | 0 | 0 | 0 | 0 | 0 | 0 | 0 | 0 | 0 | 0 | 0 | 0 | 0 | 0
| 31000122 | 10" FLANGE GASKET | 0 | 0 | 0 | 0 | 0 | 0 | 0 | 0 | 0 | 0 | 0 | 0 | 0 | 0 | 0 | 0 | 0 | 0 | 0 | 0 | 0 | 0
| 31000141 | 10" DUCTILE IRON PIPE | 0 | 0 | 0 | 0 | 0 | 0 | 0 | 0 | 0 | 0 | 0 | 0 | 0 | 0 | 0 | 0 | 0 | 0 | 0 | 0 | 0 | 0
| 31000151 | 10" MJ PLUG (Tapped or not) | 0 | 0 | 0 | 0 | 0 | 0 | 0 | 0 | 0 | 0 | 0 | 0 | 0 | 0 | 0 | 0 | 0 | 0 | 0 | 0 | 0 | 0
| 31000163 | 10" MJ REDUCER | 0 | 0 | 0 | 0 | 0 | 0 | 0 | 0 | 0 | 0 | 0 | 0 | 0 | 0 | 0 | 0 | 0 | 0 | 0 | 0 | 0 | 0
| 31000172 | 10 x 10 REP BAND, Style CL2 | 0 | 0 | 0 | 0 | 0 | 0 | 0 | 0 | 0 | 0 | 0 | 0 | 0 | 0 | 0 | 0 | 0 | 0 | 0 | 0 | 0 | 0
| 31000173 | 10 x 15 REP BAND, Style CL1or2 | 0 | 0 | 0 | 0 | 0 | 0 | 0 | 0 | 0 | 0 | 0 | 0 | 0 | 0 | 0 | 0 | 0 | 0 | 0 | 0 | 0 | 0
| 31000181 | 10 x 1 TAPPING SADDLE | 0 | 0 | 0 | 0 | 0 | 0 | 0 | 0 | 0 | 0 | 0 | 0 | 0 | 0 | 0 | 0 | 0 | 0 | 0 | 0 | 0 | 0
| 31000183 | 10 x 2 TAPPING SADDLE | 0 | 0 | 0 | 0 | 0 | 0 | 0 | 0 | 0 | 0 | 0 | 0 | 0 | 0 | 0 | 0 | 0 | 0 | 0 | 0 | 0 | 0
| 31000192 | 10 x 10 TAPPING SLEEVE | 0 | 0 | 0 | 0 | 0 | 0 | 0 | 0 | 0 | 0 | 0 | 0 | 0 | 0 | 0 | 0 | 0 | 0 | 0 | 0 | 0 | 0
| 31000194 | 10" MJ x FLG TEE | 0 | 0 | 0 | 0 | 0 | 0 | 0 | 0 | 0 | 0 | 0 | 0 | 0 | 0 | 0 | 0 | 0 | 0 | 0 | 0 | 0 | 0
| 31000196 | 10" MJ TEE | 0 | 0 | 0 | 0 | 0 | 0 | 0 | 0 | 0 | 0 | 0 | 0 | 0 | 0 | 0 | 0 | 0 | 0 | 0 | 0 | 0 | 0
| 31000198 | 10" FLANGE TEE | 0 | 0 | 0 | 0 | 0 | 0 | 0 | 0 | 0 | 0 | 0 | 0 | 0 | 0 | 0 | 0 | 0 | 0 | 0 | 0 | 0 | 0
| 31001192 | 10" MJ LONG BARREL | 0 | 0 | 0 | 0 | 0 | 0 | 0 | 0 | 0 | 0 | 0 | 0 | 0 | 0 | 0 | 0 | 0 | 0 | 0 | 0 | 0 | 0
| 31004192 | 10 x 4 TAPPING SLEEVE | 0 | 0 | 0 | 0 | 0 | 0 | 0 | 0 | 0 | 0 | 0 | 0 | 0 | 0 | 0 | 0 | 0 | 0 | 0 | 0 | 0 | 0
| 31004195 | 10 x 4 MJ x FLG REDUCING TEE | 0 | 0 | 0 | 0 | 0 | 0 | 0 | 0 | 0 | 0 | 0 | 0 | 0 | 0 | 0 | 0 | 0 | 0 | 0 | 0 | 0 | 0
| 31006192 | 10 x 6 TAPPING SLEEVE | 0 | 0 | 0 | 0 | 0 | 0 | 0 | 0 | 0 | 0 | 0 | 0 | 0 | 0 | 0 | 0 | 0 | 0 | 0 | 0 | 0 | 0
| 31006195 | 10 x 6 MJ x FLG REDUCING TEE | 0 | 0 | 0 | 0 | 0 | 0 | 0 | 0 | 0 | 0 | 0 | 0 | 0 | 0 | 0 | 0 | 0 | 0 | 0 | 0 | 0 | 0
| 31006197 | 10 x 6 MJ REDUCING TEE | 0 | 0 | 0 | 0 | 0 | 0 | 0 | 0 | 0 | 0 | 0 | 0 | 0 | 0 | 0 | 0 | 0 | 0 | 0 | 0 | 0 | 0
| 31006199 | 10 x 6 FLG REDUCING TEE | 0 | 0 | 0 | 0 | 0 | 0 | 0 | 0 | 0 | 0 | 0 | 0 | 0 | 0 | 0 | 0 | 0 | 0 | 0 | 0 | 0 | 0
| 31008164 | 10 x 8 MJ x FLG REDUCER | 0 | 0 | 0 | 0 | 0 | 0 | 0 | 0 | 0 | 0 | 0 | 0 | 0 | 0 | 0 | 0 | 0 | 0 | 0 | 0 | 0 | 0
| 31008165 | 10 x 8 FLG REDUCER | 0 | 0 | 0 | 0 | 0 | 0 | 0 | 0 | 0 | 0 | 0 | 0 | 0 | 0 | 0 | 0 | 0 | 0 | 0 | 0 | 0 | 0
| 31008167 | 10 x 8 MJxPE Lg End Bell RED | 0 | 0 | 0 | 0 | 0 | 0 | 0 | 0 | 0 | 0 | 0 | 0 | 0 | 0 | 0 | 0 | 0 | 0 | 0 | 0 | 0 | 0
| 31008168 | 10 x 8 MJxPE Sml End Bell RED | 0 | 0 | 0 | 0 | 0 | 0 | 0 | 0 | 0 | 0 | 0 | 0 | 0 | 0 | 0 | 0 | 0 | 0 | 0 | 0 | 0 | 0
| 31008195 | 10 x 8 MJ x FLG REDUCING TEE | 0 | 0 | 0 | 0 | 0 | 0 | 0 | 0 | 0 | 0 | 0 | 0 | 0 | 0 | 0 | 0 | 0 | 0 | 0 | 0 | 0 | 0
| 31008199 | 10 x 8 FLG REDUCING TEE | 0 | 0 | 0 | 0 | 0 | 0 | 0 | 0 | 0 | 0 | 0 | 0 | 0 | 0 | 0 | 0 | 0 | 0 | 0 | 0 | 0 | 0
| 31200011 | 12" MJ 11-1/4 ELBOW | 0 | 0 | 0 | 0 | 0 | 0 | 0 | 0 | 0 | 0 | 0 | 0 | 0 | 0 | 0 | 0 | 0 | 0 | 0 | 0 | 0 | 0
| 31200022 | 12" MJ 22 1/2 ELBOW | 0 | 0 | 0 | 0 | 0 | 0 | 0 | 0 | 0 | 0 | 0 | 0 | 0 | 0 | 0 | 0 | 0 | 0 | 0 | 0 | 0 | 0
| 31200024 | 12" FLG x MJ ADAPTOR | 0 | 0 | 0 | 0 | 0 | 0 | 0 | 0 | 0 | 0 | 0 | 0 | 0 | 0 | 0 | 0 | 0 | 0 | 0 | 0 | 0 | 0
| 31200027 | 12" MJ GLAND PACK KIT | 0 | 0 | 0 | 0 | 0 | 0 | 0 | 0 | 0 | 0 | 0 | 0 | 0 | 0 | 0 | 0 | 0 | 0 | 0 | 0 | 0 | 0
| 31200028 | 12" MEGALUG PK/KIT (DI) | 0 | 0 | 0 | 0 | 0 | 0 | 0 | 0 | 0 | 0 | 0 | 0 | 0 | 0 | 0 | 0 | 0 | 0 | 0 | 0 | 0 | 0
| 31200029 | 12" MEGALUG PK/KIT (PVC) | 0 | 0 | 0 | 0 | 0 | 0 | 0 | 0 | 0 | 0 | 0 | 0 | 0 | 0 | 0 | 0 | 0 | 0 | 0 | 0 | 0 | 0
| 31200030 | 12" FLG BOLT & GSKT KIT | 0 | 0 | 0 | 0 | 0 | 0 | 0 | 0 | 0 | 0 | 0 | 0 | 0 | 0 | 0 | 0 | 0 | 0 | 0 | 0 | 0 | 0
| 31200045 | 12" MJ 45 ELBOW | 0 | 0 | 0 | 0 | 0 | 0 | 0 | 0 | 0 | 0 | 0 | 0 | 0 | 0 | 0 | 0 | 0 | 0 | 0 | 0 | 0 | 0
| 31200063 | 12" MJ SOLID CAP | 0 | 0 | 0 | 0 | 0 | 0 | 0 | 0 | 0 | 0 | 0 | 0 | 0 | 0 | 0 | 0 | 0 | 0 | 0 | 0 | 0 | 0
| 31200075 | COUPLING, UNIVRSAL SB or ROMAC | 0 | 0 | 0 | 0 | 0 | 0 | 0 | 0 | 0 | 0 | 0 | 0 | 0 | 0 | 0 | 0 | 0 | 0 | 0 | 0 | 0 | 0
| 31200095 | 12" MJ 90 ELBOW | 0 | 0 | 0 | 0 | 0 | 0 | 0 | 0 | 0 | 0 | 0 | 0 | 0 | 0 | 0 | 0 | 0 | 0 | 0 | 0 | 0 | 0
| 31200103 | 12" BLIND FLANGE | 0 | 0 | 0 | 0 | 0 | 0 | 0 | 0 | 0 | 0 | 0 | 0 | 0 | 0 | 0 | 0 | 0 | 0 | 0 | 0 | 0 | 0
| 31200111 | 12" MJ x PVC TRANS GASKET | 0 | 0 | 0 | 0 | 0 | 0 | 0 | 0 | 0 | 0 | 0 | 0 | 0 | 0 | 0 | 0 | 0 | 0 | 0 | 0 | 0 | 0
| 31200122 | 12" FLANGE GASKET | 0 | 0 | 0 | 0 | 0 | 0 | 0 | 0 | 0 | 0 | 0 | 0 | 0 | 0 | 0 | 0 | 0 | 0 | 0 | 0 | 0 | 0
| 31200141 | 12" DUCTILE IRON PIPE | 0 | 0 | 0 | 0 | 0 | 0 | 0 | 0 | 0 | 0 | 0 | 0 | 0 | 0 | 0 | 0 | 0 | 0 | 0 | 0 | 0 | 0
| 31200151 | 12" MJ PLUG (Tapped or not) | 0 | 0 | 0 | 0 | 0 | 0 | 0 | 0 | 0 | 0 | 0 | 0 | 0 | 0 | 0 | 0 | 0 | 0 | 0 | 0 | 0 | 0
| 31200163 | 12" MJ REDUCER | 0 | 0 | 0 | 0 | 0 | 0 | 0 | 0 | 0 | 0 | 0 | 0 | 0 | 0 | 0 | 0 | 0 | 0 | 0 | 0 | 0 | 0
| 31200164 | 12 x 10 MJ x FLG REDUCER | 0 | 0 | 0 | 0 | 0 | 0 | 0 | 0 | 0 | 0 | 0 | 0 | 0 | 0 | 0 | 0 | 0 | 0 | 0 | 0 | 0 | 0
| 31200165 | 12 x 10 FLG REDUCER | 0 | 0 | 0 | 0 | 0 | 0 | 0 | 0 | 0 | 0 | 0 | 0 | 0 | 0 | 0 | 0 | 0 | 0 | 0 | 0 | 0 | 0
| 31200172 | 12 x 10 REP BAND, Style CL2 | 0 | 0 | 0 | 0 | 0 | 0 | 0 | 0 | 0 | 0 | 0 | 0 | 0 | 0 | 0 | 0 | 0 | 0 | 0 | 0 | 0 | 0
| 31200173 | 12 x 15 REP BAND, Style CL1or2 | 0 | 0 | 0 | 0 | 0 | 0 | 0 | 0 | 0 | 0 | 0 | 0 | 0 | 0 | 0 | 0 | 0 | 0 | 0 | 0 | 0 | 0
| 31200181 | 12 x 1 TAPPING SADDLE | 0 | 0 | 0 | 0 | 0 | 0 | 0 | 0 | 0 | 0 | 0 | 0 | 0 | 0 | 0 | 0 | 0 | 0 | 0 | 0 | 0 | 0
| 31200183 | 12 x 2 TAPPING SADDLE | 0 | 0 | 0 | 0 | 0 | 0 | 0 | 0 | 0 | 0 | 0 | 0 | 0 | 0 | 0 | 0 | 0 | 0 | 0 | 0 | 0 | 0
| 31200192 | 12 x 12 TAPPING SLEEVE | 0 | 0 | 0 | 0 | 0 | 0 | 0 | 0 | 0 | 0 | 0 | 0 | 0 | 0 | 0 | 0 | 0 | 0 | 0 | 0 | 0 | 0
| 31200194 | 12" MJ x FLG TEE | 0 | 0 | 0 | 0 | 0 | 0 | 0 | 0 | 0 | 0 | 0 | 0 | 0 | 0 | 0 | 0 | 0 | 0 | 0 | 0 | 0 | 0
| 31200196 | 12" MJ TEE | 0 | 0 | 0 | 0 | 0 | 0 | 0 | 0 | 0 | 0 | 0 | 0 | 0 | 0 | 0 | 0 | 0 | 0 | 0 | 0 | 0 | 0
| 31200198 | 12" FLANGE TEE | 0 | 0 | 0 | 0 | 0 | 0 | 0 | 0 | 0 | 0 | 0 | 0 | 0 | 0 | 0 | 0 | 0 | 0 | 0 | 0 | 0 | 0
| 31201192 | 12" MJ LONG BARREL | 0 | 0 | 0 | 0 | 0 | 0 | 0 | 0 | 0 | 0 | 0 | 0 | 0 | 0 | 0 | 0 | 0 | 0 | 0 | 0 | 0 | 0
| 31204195 | 12 x 4 MJ x FLG REDUCING TEE | 0 | 0 | 0 | 0 | 0 | 0 | 0 | 0 | 0 | 0 | 0 | 0 | 0 | 0 | 0 | 0 | 0 | 0 | 0 | 0 | 0 | 0
| 31206195 | 12 x 6 MJ x FLG REDUCING TEE | 0 | 0 | 0 | 0 | 0 | 0 | 0 | 0 | 0 | 0 | 0 | 0 | 0 | 0 | 0 | 0 | 0 | 0 | 0 | 0 | 0 | 0
| 31206197 | 12 x 6 MJ REDUCING TEE | 0 | 0 | 0 | 0 | 0 | 0 | 0 | 0 | 0 | 0 | 0 | 0 | 0 | 0 | 0 | 0 | 0 | 0 | 0 | 0 | 0 | 0
| 31206199 | 12 x 6 FLG REDUCING TEE | 0 | 0 | 0 | 0 | 0 | 0 | 0 | 0 | 0 | 0 | 0 | 0 | 0 | 0 | 0 | 0 | 0 | 0 | 0 | 0 | 0 | 0
| 31208167 | 12 x 8 MJxPE Lg End Bell RED | 0 | 0 | 0 | 0 | 0 | 0 | 0 | 0 | 0 | 0 | 0 | 0 | 0 | 0 | 0 | 0 | 0 | 0 | 0 | 0 | 0 | 0
| 31208168 | 12 x 8 MJxPE Sml End Bell RED | 0 | 0 | 0 | 0 | 0 | 0 | 0 | 0 | 0 | 0 | 0 | 0 | 0 | 0 | 0 | 0 | 0 | 0 | 0 | 0 | 0 | 0
| 31208195 | 12 x 8 MJ x FLG REDUCING TEE | 0 | 0 | 0 | 0 | 0 | 0 | 0 | 0 | 0 | 0 | 0 | 0 | 0 | 0 | 0 | 0 | 0 | 0 | 0 | 0 | 0 | 0
| 31208197 | 12 x 8 MJ REDUCING TEE | 0 | 0 | 0 | 0 | 0 | 0 | 0 | 0 | 0 | 0 | 0 | 0 | 0 | 0 | 0 | 0 | 0 | 0 | 0 | 0 | 0 | 0
| 31210167 | 12 x 10 MJxPE Lg End Bell RED | 0 | 0 | 0 | 0 | 0 | 0 | 0 | 0 | 0 | 0 | 0 | 0 | 0 | 0 | 0 | 0 | 0 | 0 | 0 | 0 | 0 | 0
| 31210168 | 12 x 10 MJxPE Sml End Bell RED | 0 | 0 | 0 | 0 | 0 | 0 | 0 | 0 | 0 | 0 | 0 | 0 | 0 | 0 | 0 | 0 | 0 | 0 | 0 | 0 | 0 | 0
| 40012230 | 1/2" BALL VALVE | 0 | 0 | 0 | 0 | 0 | 0 | 0 | 0 | 0 | 0 | 0 | 0 | 0 | 0 | 0 | 0 | 0 | 0 | 0 | 0 | 0 | 0
| 40012231 | 1/2" CHK (COMPRESSOR RPR) | 0 | 0 | 0 | 0 | 0 | 0 | 0 | 0 | 0 | 0 | 0 | 0 | 0 | 0 | 0 | 0 | 0 | 0 | 0 | 0 | 0 | 0
| 40012232 | 1/2" PVC BALL VALVE | 0 | 0 | 0 | 0 | 0 | 0 | 0 | 0 | 0 | 0 | 0 | 0 | 0 | 0 | 0 | 0 | 0 | 0 | 0 | 0 | 0 | 0
| 40012240 | 1/2" INLINE CHK (Flwmatic # 80 | 0 | 0 | 0 | 0 | 0 | 0 | 0 | 0 | 0 | 0 | 0 | 0 | 0 | 0 | 0 | 0 | 0 | 0 | 0 | 0 | 0 | 0
| 40012245 | 1/2" SWING CHECK | 0 | 0 | 0 | 0 | 0 | 0 | 0 | 0 | 0 | 0 | 0 | 0 | 0 | 0 | 0 | 0 | 0 | 0 | 0 | 0 | 0 | 0
| 40012283 | 1/2" WHEEL GATE VALVE | 0 | 0 | 0 | 0 | 0 | 0 | 0 | 0 | 0 | 0 | 0 | 0 | 0 | 0 | 0 | 0 | 0 | 0 | 0 | 0 | 0 | 0
| 40012290 | 1/2" HOSE BIBB | 0 | 0 | 0 | 0 | 0 | 0 | 0 | 0 | 0 | 0 | 0 | 0 | 0 | 0 | 0 | 0 | 0 | 0 | 0 | 0 | 0 | 0
| 40012310 | 1/2"-3/4" AIR RLEASE Apco S-50 | 0 | 0 | 0 | 0 | 0 | 0 | 0 | 0 | 0 | 0 | 0 | 0 | 0 | 0 | 0 | 0 | 0 | 0 | 0 | 0 | 0 | 0
| 40012330 | 1/2" WYE STRAINER | 0 | 0 | 0 | 0 | 0 | 0 | 0 | 0 | 0 | 0 | 0 | 0 | 0 | 0 | 0 | 0 | 0 | 0 | 0 | 0 | 0 | 0
| 40014136 | 1/4" NEEDLE VALVE | 0 | 0 | 0 | 0 | 0 | 0 | 0 | 0 | 0 | 0 | 0 | 0 | 0 | 0 | 0 | 0 | 0 | 0 | 0 | 0 | 0 | 0
| 40014230 | 1/4" BALL VALVE | 0 | 0 | 0 | 0 | 0 | 0 | 0 | 0 | 0 | 0 | 0 | 0 | 0 | 0 | 0 | 0 | 0 | 0 | 0 | 0 | 0 | 0
| 40014283 | 1/4" WHEEL GATE VALVE | 0 | 0 | 0 | 0 | 0 | 0 | 0 | 0 | 0 | 0 | 0 | 0 | 0 | 0 | 0 | 0 | 0 | 0 | 0 | 0 | 0 | 0
| 40014310 | 1/4" AIR RELEASE 1/4 or 1/2 | 0 | 0 | 0 | 0 | 0 | 0 | 0 | 0 | 0 | 0 | 0 | 0 | 0 | 0 | 0 | 0 | 0 | 0 | 0 | 0 | 0 | 0
| 40014335 | 1/4" SNIFTER VALVE | 0 | 0 | 0 | 0 | 0 | 0 | 0 | 0 | 0 | 0 | 0 | 0 | 0 | 0 | 0 | 0 | 0 | 0 | 0 | 0 | 0 | 0
| 40018250 | 1/8" COCK VALVE | 0 | 0 | 0 | 0 | 0 | 0 | 0 | 0 | 0 | 0 | 0 | 0 | 0 | 0 | 0 | 0 | 0 | 0 | 0 | 0 | 0 | 0
| 40018335 | 1/8" SNIFTER VALVE | 0 | 0 | 0 | 0 | 0 | 0 | 0 | 0 | 0 | 0 | 0 | 0 | 0 | 0 | 0 | 0 | 0 | 0 | 0 | 0 | 0 | 0
| 40025250 | 1/4" COCK VALVE | 0 | 0 | 0 | 0 | 0 | 0 | 0 | 0 | 0 | 0 | 0 | 0 | 0 | 0 | 0 | 0 | 0 | 0 | 0 | 0 | 0 | 0
| 40034210 | 3/4' ANGLE CHECK | 0 | 0 | 0 | 0 | 0 | 0 | 0 | 0 | 0 | 0 | 0 | 0 | 0 | 0 | 0 | 0 | 0 | 0 | 0 | 0 | 0 | 0
| 40034211 | 3/4' STRAIGHT CHECK | 0 | 0 | 0 | 0 | 0 | 0 | 0 | 0 | 0 | 0 | 0 | 0 | 0 | 0 | 0 | 0 | 0 | 0 | 0 | 0 | 0 | 0
| 40034220 | 3/4" ANGLE STOP | 37 | 0 | 0 | 0 | 0 | 0 | 20 | 5 | 0 | 0 | 0 | 0 | 0 | 12 | 0 | 0 | 0 | 0 | 0 | 0 | 0 | 0
| 40034221 | 3/4" STRAIGHT STOP | 0 | 0 | 0 | 0 | 0 | 0 | 0 | 0 | 0 | 0 | 0 | 0 | 0 | 0 | 0 | 0 | 0 | 0 | 0 | 0 | 0 | 0
| 40034230 | 3/4" BALL VALVE | 0 | 0 | 0 | 0 | 0 | 0 | 0 | 0 | 0 | 0 | 0 | 0 | 0 | 0 | 0 | 0 | 0 | 0 | 0 | 0 | 0 | 0
| 40034231 | 3/4" CHK (COMPRESSOR RPR) | 0 | 0 | 0 | 0 | 0 | 0 | 0 | 0 | 0 | 0 | 0 | 0 | 0 | 0 | 0 | 0 | 0 | 0 | 0 | 0 | 0 | 0
| 40034240 | 3/4" INLINE CHK (Flwmatic # 80 | 0 | 0 | 0 | 0 | 0 | 0 | 0 | 0 | 0 | 0 | 0 | 0 | 0 | 0 | 0 | 0 | 0 | 0 | 0 | 0 | 0 | 0
| 40034245 | 3/4" SWING CHECK | 0 | 0 | 0 | 0 | 0 | 0 | 0 | 0 | 0 | 0 | 0 | 0 | 0 | 0 | 0 | 0 | 0 | 0 | 0 | 0 | 0 | 0
| 40034250 | 3/4" COCK VALVE | 0 | 0 | 0 | 0 | 0 | 0 | 0 | 0 | 0 | 0 | 0 | 0 | 0 | 0 | 0 | 0 | 0 | 0 | 0 | 0 | 0 | 0
| 40034270 | 3/4" FOOT VALVE | 0 | 0 | 0 | 0 | 0 | 0 | 0 | 0 | 0 | 0 | 0 | 0 | 0 | 0 | 0 | 0 | 0 | 0 | 0 | 0 | 0 | 0
| 40034283 | 3/4" WHEEL GATE VALVE | 0 | 0 | 0 | 0 | 0 | 0 | 0 | 0 | 0 | 0 | 0 | 0 | 0 | 0 | 0 | 0 | 0 | 0 | 0 | 0 | 0 | 0
| 40034290 | 3/4" HOSE BIBB | 0 | 0 | 0 | 0 | 0 | 0 | 0 | 0 | 0 | 0 | 0 | 0 | 0 | 0 | 0 | 0 | 0 | 0 | 0 | 0 | 0 | 0
| 40034300 | 3/4" PRESS REGULATING VALVE | 0 | 0 | 0 | 0 | 0 | 0 | 0 | 0 | 0 | 0 | 0 | 0 | 0 | 0 | 0 | 0 | 0 | 0 | 0 | 0 | 0 | 0
| 40034320 | 3/4" PRESS RELIEF VALVE | 0 | 0 | 0 | 0 | 0 | 0 | 0 | 0 | 0 | 0 | 0 | 0 | 0 | 0 | 0 | 0 | 0 | 0 | 0 | 0 | 0 | 0
| 40034321 | 3/4" PRESS REL NON-CODE ADJ | 0 | 0 | 0 | 0 | 0 | 0 | 0 | 0 | 0 | 0 | 0 | 0 | 0 | 0 | 0 | 0 | 0 | 0 | 0 | 0 | 0 | 0
| 40034330 | 3/4" WYE STRAINER | 0 | 0 | 0 | 0 | 0 | 0 | 0 | 0 | 0 | 0 | 0 | 0 | 0 | 0 | 0 | 0 | 0 | 0 | 0 | 0 | 0 | 0
| 40034350 | 3/4" STOP & WASTE | 0 | 0 | 0 | 0 | 0 | 0 | 0 | 0 | 0 | 0 | 0 | 0 | 0 | 0 | 0 | 0 | 0 | 0 | 0 | 0 | 0 | 0
| 40100210 | 1' ANGLE CHECK | 0 | 0 | 0 | 0 | 0 | 0 | 0 | 0 | 0 | 0 | 0 | 0 | 0 | 0 | 0 | 0 | 0 | 0 | 0 | 0 | 0 | 0
| 40100211 | 1' STRAIGHT CHECK | 0 | 0 | 0 | 0 | 0 | 0 | 0 | 0 | 0 | 0 | 0 | 0 | 0 | 0 | 0 | 0 | 0 | 0 | 0 | 0 | 0 | 0
| 40100220 | 1" ANGLE STOP | 0 | 0 | 0 | 0 | 0 | 0 | 0 | 0 | 0 | 0 | 0 | 0 | 0 | 0 | 0 | 0 | 0 | 0 | 0 | 0 | 0 | 0
| 40100221 | 1" STRAIGHT STOP | 0 | 0 | 0 | 0 | 0 | 0 | 0 | 0 | 0 | 0 | 0 | 0 | 0 | 0 | 0 | 0 | 0 | 0 | 0 | 0 | 0 | 0
| 40100230 | 1" BALL VALVE | 0 | 0 | 0 | 0 | 0 | 0 | 0 | 0 | 0 | 0 | 0 | 0 | 0 | 0 | 0 | 0 | 0 | 0 | 0 | 0 | 0 | 0
| 40100232 | 1" PVC BALL VALVE | 0 | 0 | 0 | 0 | 0 | 0 | 0 | 0 | 0 | 0 | 0 | 0 | 0 | 0 | 0 | 0 | 0 | 0 | 0 | 0 | 0 | 0
| 40100240 | 1" INLINE CHK (Flwmatic # 80) | 0 | 0 | 0 | 0 | 0 | 0 | 0 | 0 | 0 | 0 | 0 | 0 | 0 | 0 | 0 | 0 | 0 | 0 | 0 | 0 | 0 | 0
| 40100245 | 1" SWING CHECK | 0 | 0 | 0 | 0 | 0 | 0 | 0 | 0 | 0 | 0 | 0 | 0 | 0 | 0 | 0 | 0 | 0 | 0 | 0 | 0 | 0 | 0
| 40100250 | 1" COCK VALVE | 0 | 0 | 0 | 0 | 0 | 0 | 0 | 0 | 0 | 0 | 0 | 0 | 0 | 0 | 0 | 0 | 0 | 0 | 0 | 0 | 0 | 0
| 40100255 | 1" CORPORATION STOP VALVE | 0 | 0 | 0 | 0 | 0 | 0 | 0 | 0 | 0 | 0 | 0 | 0 | 0 | 0 | 0 | 0 | 0 | 0 | 0 | 0 | 0 | 0
| 40100256 | 1" CORP STOP x PJ for CTS | 0 | 0 | 0 | 0 | 0 | 0 | 0 | 0 | 0 | 0 | 0 | 0 | 0 | 0 | 0 | 0 | 0 | 0 | 0 | 0 | 0 | 0
| 40100270 | 1" FOOT VALVE | 0 | 0 | 0 | 0 | 0 | 0 | 0 | 0 | 0 | 0 | 0 | 0 | 0 | 0 | 0 | 0 | 0 | 0 | 0 | 0 | 0 | 0
| 40100271 | 1" ENVIRO STRAINER | 0 | 0 | 0 | 0 | 0 | 0 | 0 | 0 | 0 | 0 | 0 | 0 | 0 | 0 | 0 | 0 | 0 | 0 | 0 | 0 | 0 | 0
| 40100282 | 1" THREADED GATE AWWA | 0 | 0 | 0 | 0 | 0 | 0 | 0 | 0 | 0 | 0 | 0 | 0 | 0 | 0 | 0 | 0 | 0 | 0 | 0 | 0 | 0 | 0
| 40100283 | 1" WHEEL GATE VALVE | 0 | 0 | 0 | 0 | 0 | 0 | 0 | 0 | 0 | 0 | 0 | 0 | 0 | 0 | 0 | 0 | 0 | 0 | 0 | 0 | 0 | 0
| 40100300 | 1" PRESS REGULATING VALVE | 0 | 0 | 0 | 0 | 0 | 0 | 0 | 0 | 0 | 0 | 0 | 0 | 0 | 0 | 0 | 0 | 0 | 0 | 0 | 0 | 0 | 0
| 40100305 | 1" DOUBLE CHK (BACKFLOW) | 0 | 0 | 0 | 0 | 0 | 0 | 0 | 0 | 0 | 0 | 0 | 0 | 0 | 0 | 0 | 0 | 0 | 0 | 0 | 0 | 0 | 0
| 40100310 | 1" AIR RELEASE, Apco #200 | 0 | 0 | 0 | 0 | 0 | 0 | 0 | 0 | 0 | 0 | 0 | 0 | 0 | 0 | 0 | 0 | 0 | 0 | 0 | 0 | 0 | 0
| 40100311 | 1" AIR/VAC, Apco 143C | 0 | 0 | 0 | 0 | 0 | 0 | 0 | 0 | 0 | 0 | 0 | 0 | 0 | 0 | 0 | 0 | 0 | 0 | 0 | 0 | 0 | 0
| 40100312 | 1" AIR/VAC, ARV #D-040 | 0 | 0 | 0 | 0 | 0 | 0 | 0 | 0 | 0 | 0 | 0 | 0 | 0 | 0 | 0 | 0 | 0 | 0 | 0 | 0 | 0 | 0
| 40100320 | 1" PRESS RELIEF VALVE | 0 | 0 | 0 | 0 | 0 | 0 | 0 | 0 | 0 | 0 | 0 | 0 | 0 | 0 | 0 | 0 | 0 | 0 | 0 | 0 | 0 | 0
| 40100350 | 1" STOP & WASTE | 0 | 0 | 0 | 0 | 0 | 0 | 0 | 0 | 0 | 0 | 0 | 0 | 0 | 0 | 0 | 0 | 0 | 0 | 0 | 0 | 0 | 0
| 40101255 | 1" CORP STOP x PAK JT | 2 | 0 | 0 | 0 | 0 | 0 | 0 | 0 | 0 | 0 | 0 | 0 | 2 | 0 | 0 | 0 | 0 | 0 | 0 | 0 | 0 | 0
| 40112210 | 1-1/2' ANGLE CHECK | 0 | 0 | 0 | 0 | 0 | 0 | 0 | 0 | 0 | 0 | 0 | 0 | 0 | 0 | 0 | 0 | 0 | 0 | 0 | 0 | 0 | 0
| 40112220 | 1-1/2" ANGLE STOP | 0 | 0 | 0 | 0 | 0 | 0 | 0 | 0 | 0 | 0 | 0 | 0 | 0 | 0 | 0 | 0 | 0 | 0 | 0 | 0 | 0 | 0
| 40112221 | 1-1/2" STRAIGHT STOP | 0 | 0 | 0 | 0 | 0 | 0 | 0 | 0 | 0 | 0 | 0 | 0 | 0 | 0 | 0 | 0 | 0 | 0 | 0 | 0 | 0 | 0
| 40112230 | 1-1/2" BALL VALVE | 0 | 0 | 0 | 0 | 0 | 0 | 0 | 0 | 0 | 0 | 0 | 0 | 0 | 0 | 0 | 0 | 0 | 0 | 0 | 0 | 0 | 0
| 40112240 | 1-1/2" INLINE CHK (Flwmatic # | 0 | 0 | 0 | 0 | 0 | 0 | 0 | 0 | 0 | 0 | 0 | 0 | 0 | 0 | 0 | 0 | 0 | 0 | 0 | 0 | 0 | 0
| 40112241 | 1-1/2" INLINE PVC CHK VALVE | 0 | 0 | 0 | 0 | 0 | 0 | 0 | 0 | 0 | 0 | 0 | 0 | 0 | 0 | 0 | 0 | 0 | 0 | 0 | 0 | 0 | 0
| 40112245 | 1-1/2" SWING CHECK | 0 | 0 | 0 | 0 | 0 | 0 | 0 | 0 | 0 | 0 | 0 | 0 | 0 | 0 | 0 | 0 | 0 | 0 | 0 | 0 | 0 | 0
| 40112255 | 1-1/2" CORP STOP x PAK JT | 0 | 0 | 0 | 0 | 0 | 0 | 0 | 0 | 0 | 0 | 0 | 0 | 0 | 0 | 0 | 0 | 0 | 0 | 0 | 0 | 0 | 0
| 40112270 | 1-1/2" FOOT VALVE | 0 | 0 | 0 | 0 | 0 | 0 | 0 | 0 | 0 | 0 | 0 | 0 | 0 | 0 | 0 | 0 | 0 | 0 | 0 | 0 | 0 | 0
| 40112282 | 1-1/2" THREADED GATE AWWA | 0 | 0 | 0 | 0 | 0 | 0 | 0 | 0 | 0 | 0 | 0 | 0 | 0 | 0 | 0 | 0 | 0 | 0 | 0 | 0 | 0 | 0
| 40112283 | 1-1/2" WHEEL GATE VALVE | 0 | 0 | 0 | 0 | 0 | 0 | 0 | 0 | 0 | 0 | 0 | 0 | 0 | 0 | 0 | 0 | 0 | 0 | 0 | 0 | 0 | 0
| 40112300 | 1-1/2" PRESS REGULATING VALVE | 0 | 0 | 0 | 0 | 0 | 0 | 0 | 0 | 0 | 0 | 0 | 0 | 0 | 0 | 0 | 0 | 0 | 0 | 0 | 0 | 0 | 0
| 40112320 | 1-1/2" PRESS RELIEF VALVE | 0 | 0 | 0 | 0 | 0 | 0 | 0 | 0 | 0 | 0 | 0 | 0 | 0 | 0 | 0 | 0 | 0 | 0 | 0 | 0 | 0 | 0
| 40112330 | 1-1/2" WYE STRAINER | 0 | 0 | 0 | 0 | 0 | 0 | 0 | 0 | 0 | 0 | 0 | 0 | 0 | 0 | 0 | 0 | 0 | 0 | 0 | 0 | 0 | 0
| 40112340 | 1-1/2" SOLENOID VALVE | 0 | 0 | 0 | 0 | 0 | 0 | 0 | 0 | 0 | 0 | 0 | 0 | 0 | 0 | 0 | 0 | 0 | 0 | 0 | 0 | 0 | 0
| 40114210 | 1-1/4' ANGLE CHECK | 0 | 0 | 0 | 0 | 0 | 0 | 0 | 0 | 0 | 0 | 0 | 0 | 0 | 0 | 0 | 0 | 0 | 0 | 0 | 0 | 0 | 0
| 40114230 | 1-1/4" BALL VALVE | 0 | 0 | 0 | 0 | 0 | 0 | 0 | 0 | 0 | 0 | 0 | 0 | 0 | 0 | 0 | 0 | 0 | 0 | 0 | 0 | 0 | 0
| 40114240 | 1-1/4" INLINE CHK (Flwmatic # | 0 | 0 | 0 | 0 | 0 | 0 | 0 | 0 | 0 | 0 | 0 | 0 | 0 | 0 | 0 | 0 | 0 | 0 | 0 | 0 | 0 | 0
| 40114245 | 1-1/4" SWING CHECK | 0 | 0 | 0 | 0 | 0 | 0 | 0 | 0 | 0 | 0 | 0 | 0 | 0 | 0 | 0 | 0 | 0 | 0 | 0 | 0 | 0 | 0
| 40114270 | 1-1/4" FOOT VALVE | 0 | 0 | 0 | 0 | 0 | 0 | 0 | 0 | 0 | 0 | 0 | 0 | 0 | 0 | 0 | 0 | 0 | 0 | 0 | 0 | 0 | 0
| 40114283 | 1-1/4" WHEEL GATE VALVE | 0 | 0 | 0 | 0 | 0 | 0 | 0 | 0 | 0 | 0 | 0 | 0 | 0 | 0 | 0 | 0 | 0 | 0 | 0 | 0 | 0 | 0
| 40114300 | 1-/4" PRESS REGULATING VALVE | 0 | 0 | 0 | 0 | 0 | 0 | 0 | 0 | 0 | 0 | 0 | 0 | 0 | 0 | 0 | 0 | 0 | 0 | 0 | 0 | 0 | 0
| 40114320 | 1-1/4" PRESS RELIEF VALVE | 0 | 0 | 0 | 0 | 0 | 0 | 0 | 0 | 0 | 0 | 0 | 0 | 0 | 0 | 0 | 0 | 0 | 0 | 0 | 0 | 0 | 0
| 40114330 | 1-1/4" WYE STRAINER | 0 | 0 | 0 | 0 | 0 | 0 | 0 | 0 | 0 | 0 | 0 | 0 | 0 | 0 | 0 | 0 | 0 | 0 | 0 | 0 | 0 | 0
| 40114350 | 1-1/4" STOP & WASTE | 0 | 0 | 0 | 0 | 0 | 0 | 0 | 0 | 0 | 0 | 0 | 0 | 0 | 0 | 0 | 0 | 0 | 0 | 0 | 0 | 0 | 0
| 40200210 | 2' ANGLE CHECK | 0 | 0 | 0 | 0 | 0 | 0 | 0 | 0 | 0 | 0 | 0 | 0 | 0 | 0 | 0 | 0 | 0 | 0 | 0 | 0 | 0 | 0
| 40200211 | 1-1/4' STRAIGHT CHECK | 0 | 0 | 0 | 0 | 0 | 0 | 0 | 0 | 0 | 0 | 0 | 0 | 0 | 0 | 0 | 0 | 0 | 0 | 0 | 0 | 0 | 0
| 40200220 | 2"" ANGLE STOP | 0 | 0 | 0 | 0 | 0 | 0 | 0 | 0 | 0 | 0 | 0 | 0 | 0 | 0 | 0 | 0 | 0 | 0 | 0 | 0 | 0 | 0
| 40200230 | 2" BALL VALVE | 0 | 0 | 0 | 0 | 0 | 0 | 0 | 0 | 0 | 0 | 0 | 0 | 0 | 0 | 0 | 0 | 0 | 0 | 0 | 0 | 0 | 0
| 40200232 | 2" PVC BALL VALVE | 0 | 0 | 0 | 0 | 0 | 0 | 0 | 0 | 0 | 0 | 0 | 0 | 0 | 0 | 0 | 0 | 0 | 0 | 0 | 0 | 0 | 0
| 40200240 | 2" INLINE CHK (Flwmatic # 80) | 0 | 0 | 0 | 0 | 0 | 0 | 0 | 0 | 0 | 0 | 0 | 0 | 0 | 0 | 0 | 0 | 0 | 0 | 0 | 0 | 0 | 0
| 40200241 | 2" WFR CHK (Flwmatic #888) | 0 | 0 | 0 | 0 | 0 | 0 | 0 | 0 | 0 | 0 | 0 | 0 | 0 | 0 | 0 | 0 | 0 | 0 | 0 | 0 | 0 | 0
| 40200245 | 2" SWING CHECK | 0 | 0 | 0 | 0 | 0 | 0 | 0 | 0 | 0 | 0 | 0 | 0 | 0 | 0 | 0 | 0 | 0 | 0 | 0 | 0 | 0 | 0
| 40200255 | 2" CORPORATION STOP VALVE | 0 | 0 | 0 | 0 | 0 | 0 | 0 | 0 | 0 | 0 | 0 | 0 | 0 | 0 | 0 | 0 | 0 | 0 | 0 | 0 | 0 | 0
| 40200270 | 2" FOOT VALVE | 0 | 0 | 0 | 0 | 0 | 0 | 0 | 0 | 0 | 0 | 0 | 0 | 0 | 0 | 0 | 0 | 0 | 0 | 0 | 0 | 0 | 0
| 40200271 | 2" ENVIRO STRAINER | 0 | 0 | 0 | 0 | 0 | 0 | 0 | 0 | 0 | 0 | 0 | 0 | 0 | 0 | 0 | 0 | 0 | 0 | 0 | 0 | 0 | 0
| 40200282 | 2" THREADED GATE AWWA | 2 | 0 | 0 | 0 | 1 | 0 | 0 | 0 | 0 | 0 | 0 | 0 | 0 | 0 | 1 | 0 | 0 | 0 | 0 | 0 | 0 | 0
| 40200283 | 2" WHEEL GATE VALVE | 0 | 0 | 0 | 0 | 0 | 0 | 0 | 0 | 0 | 0 | 0 | 0 | 0 | 0 | 0 | 0 | 0 | 0 | 0 | 0 | 0 | 0
| 40200300 | 2" PRESS REGULATING VALVE | 0 | 0 | 0 | 0 | 0 | 0 | 0 | 0 | 0 | 0 | 0 | 0 | 0 | 0 | 0 | 0 | 0 | 0 | 0 | 0 | 0 | 0
| 40200310 | 2" AIR RELEASE, Apco #200 | 0 | 0 | 0 | 0 | 0 | 0 | 0 | 0 | 0 | 0 | 0 | 0 | 0 | 0 | 0 | 0 | 0 | 0 | 0 | 0 | 0 | 0
| 40200311 | 2" AIR/VAC, Apco 145C | 0 | 0 | 0 | 0 | 0 | 0 | 0 | 0 | 0 | 0 | 0 | 0 | 0 | 0 | 0 | 0 | 0 | 0 | 0 | 0 | 0 | 0
| 40200312 | 2" AIR/VAC, ARV #D-040 | 0 | 0 | 0 | 0 | 0 | 0 | 0 | 0 | 0 | 0 | 0 | 0 | 0 | 0 | 0 | 0 | 0 | 0 | 0 | 0 | 0 | 0
| 40200320 | 2" PRESS RELIEF VALVE | 0 | 0 | 0 | 0 | 0 | 0 | 0 | 0 | 0 | 0 | 0 | 0 | 0 | 0 | 0 | 0 | 0 | 0 | 0 | 0 | 0 | 0
| 40200330 | 2" WYE STRAINER | 0 | 0 | 0 | 0 | 0 | 0 | 0 | 0 | 0 | 0 | 0 | 0 | 0 | 0 | 0 | 0 | 0 | 0 | 0 | 0 | 0 | 0
| 40200340 | 2" SOLENOID VALVE | 0 | 0 | 0 | 0 | 0 | 0 | 0 | 0 | 0 | 0 | 0 | 0 | 0 | 0 | 0 | 0 | 0 | 0 | 0 | 0 | 0 | 0
| 40212230 | 2-1/2" BALL VALVE | 0 | 0 | 0 | 0 | 0 | 0 | 0 | 0 | 0 | 0 | 0 | 0 | 0 | 0 | 0 | 0 | 0 | 0 | 0 | 0 | 0 | 0
| 40212240 | 2-1/2" INLINE CHK (Flwmatic # | 0 | 0 | 0 | 0 | 0 | 0 | 0 | 0 | 0 | 0 | 0 | 0 | 0 | 0 | 0 | 0 | 0 | 0 | 0 | 0 | 0 | 0
| 40212241 | 2-1/2" WFR CHK (Flwmatic #888) | 0 | 0 | 0 | 0 | 0 | 0 | 0 | 0 | 0 | 0 | 0 | 0 | 0 | 0 | 0 | 0 | 0 | 0 | 0 | 0 | 0 | 0
| 40212245 | 2-1/2" SWING CHECK | 0 | 0 | 0 | 0 | 0 | 0 | 0 | 0 | 0 | 0 | 0 | 0 | 0 | 0 | 0 | 0 | 0 | 0 | 0 | 0 | 0 | 0
| 40212270 | 2-1/2" FOOT VALVE | 0 | 0 | 0 | 0 | 0 | 0 | 0 | 0 | 0 | 0 | 0 | 0 | 0 | 0 | 0 | 0 | 0 | 0 | 0 | 0 | 0 | 0
| 40212280 | 2-1/2"FLG GATE VALVE AWWA | 0 | 0 | 0 | 0 | 0 | 0 | 0 | 0 | 0 | 0 | 0 | 0 | 0 | 0 | 0 | 0 | 0 | 0 | 0 | 0 | 0 | 0
| 40212282 | 2-1/2" THREADED GATE AWWA | 0 | 0 | 0 | 0 | 0 | 0 | 0 | 0 | 0 | 0 | 0 | 0 | 0 | 0 | 0 | 0 | 0 | 0 | 0 | 0 | 0 | 0
| 40212283 | 2-1/2" WHEEL GATE VALVE | 0 | 0 | 0 | 0 | 0 | 0 | 0 | 0 | 0 | 0 | 0 | 0 | 0 | 0 | 0 | 0 | 0 | 0 | 0 | 0 | 0 | 0
| 40300240 | 3" INLINE CHK (Flwmatic # 80) | 0 | 0 | 0 | 0 | 0 | 0 | 0 | 0 | 0 | 0 | 0 | 0 | 0 | 0 | 0 | 0 | 0 | 0 | 0 | 0 | 0 | 0
| 40300241 | 3" WFR CHK (Flwmatic #888) | 0 | 0 | 0 | 0 | 0 | 0 | 0 | 0 | 0 | 0 | 0 | 0 | 0 | 0 | 0 | 0 | 0 | 0 | 0 | 0 | 0 | 0
| 40300245 | 3" SWING CHECK | 0 | 0 | 0 | 0 | 0 | 0 | 0 | 0 | 0 | 0 | 0 | 0 | 0 | 0 | 0 | 0 | 0 | 0 | 0 | 0 | 0 | 0
| 40300270 | 3" FOOT VALVE | 0 | 0 | 0 | 0 | 0 | 0 | 0 | 0 | 0 | 0 | 0 | 0 | 0 | 0 | 0 | 0 | 0 | 0 | 0 | 0 | 0 | 0
| 40300280 | 3" FLG GATE VALVE AWWA | 0 | 0 | 0 | 0 | 0 | 0 | 0 | 0 | 0 | 0 | 0 | 0 | 0 | 0 | 0 | 0 | 0 | 0 | 0 | 0 | 0 | 0
| 40300282 | 3" THREADED GATE AWWA | 0 | 0 | 0 | 0 | 0 | 0 | 0 | 0 | 0 | 0 | 0 | 0 | 0 | 0 | 0 | 0 | 0 | 0 | 0 | 0 | 0 | 0
| 40300283 | 3" WHEEL GATE VALVE | 0 | 0 | 0 | 0 | 0 | 0 | 0 | 0 | 0 | 0 | 0 | 0 | 0 | 0 | 0 | 0 | 0 | 0 | 0 | 0 | 0 | 0
| 40300285 | 3" MJ x FLG GATE VALVE | 0 | 0 | 0 | 0 | 0 | 0 | 0 | 0 | 0 | 0 | 0 | 0 | 0 | 0 | 0 | 0 | 0 | 0 | 0 | 0 | 0 | 0
| 40300287 | 3" MJ GATE VALVE AWWA | 0 | 0 | 0 | 0 | 0 | 0 | 0 | 0 | 0 | 0 | 0 | 0 | 0 | 0 | 0 | 0 | 0 | 0 | 0 | 0 | 0 | 0
| 40400240 | 4" INLINE CHK (Flwmatic # 80) | 0 | 0 | 0 | 0 | 0 | 0 | 0 | 0 | 0 | 0 | 0 | 0 | 0 | 0 | 0 | 0 | 0 | 0 | 0 | 0 | 0 | 0
| 40400241 | 4" WFR CHK (Flwmatic #888) | 0 | 0 | 0 | 0 | 0 | 0 | 0 | 0 | 0 | 0 | 0 | 0 | 0 | 0 | 0 | 0 | 0 | 0 | 0 | 0 | 0 | 0
| 40400270 | 4" FOOT VALVE | 0 | 0 | 0 | 0 | 0 | 0 | 0 | 0 | 0 | 0 | 0 | 0 | 0 | 0 | 0 | 0 | 0 | 0 | 0 | 0 | 0 | 0
| 40400280 | 4" FLG GATE VALVE AWWA | 0 | 0 | 0 | 0 | 0 | 0 | 0 | 0 | 0 | 0 | 0 | 0 | 0 | 0 | 0 | 0 | 0 | 0 | 0 | 0 | 0 | 0
| 40400282 | 4" THREADED GATE AWWA | 0 | 0 | 0 | 0 | 0 | 0 | 0 | 0 | 0 | 0 | 0 | 0 | 0 | 0 | 0 | 0 | 0 | 0 | 0 | 0 | 0 | 0
| 40400283 | 4" WHEEL GATE VALVE | 0 | 0 | 0 | 0 | 0 | 0 | 0 | 0 | 0 | 0 | 0 | 0 | 0 | 0 | 0 | 0 | 0 | 0 | 0 | 0 | 0 | 0
| 40400285 | 4" MJ x FLG GATE VALVE | 0 | 0 | 0 | 0 | 0 | 0 | 0 | 0 | 0 | 0 | 0 | 0 | 0 | 0 | 0 | 0 | 0 | 0 | 0 | 0 | 0 | 0
| 40400287 | 4" MJ GATE VALVE AWWA | 0 | 0 | 0 | 0 | 0 | 0 | 0 | 0 | 0 | 0 | 0 | 0 | 0 | 0 | 0 | 0 | 0 | 0 | 0 | 0 | 0 | 0
| 40400295 | 4" POST IND, VALVE WITH POST | 0 | 0 | 0 | 0 | 0 | 0 | 0 | 0 | 0 | 0 | 0 | 0 | 0 | 0 | 0 | 0 | 0 | 0 | 0 | 0 | 0 | 0
| 40401295 | 4" or 6" POST IND, POST ONLY | 0 | 0 | 0 | 0 | 0 | 0 | 0 | 0 | 0 | 0 | 0 | 0 | 0 | 0 | 0 | 0 | 0 | 0 | 0 | 0 | 0 | 0
| 40402295 | 4" POST IND, VALVE ONLY | 0 | 0 | 0 | 0 | 0 | 0 | 0 | 0 | 0 | 0 | 0 | 0 | 0 | 0 | 0 | 0 | 0 | 0 | 0 | 0 | 0 | 0
| 40600240 | 6" INLINE CHK (Flwmatic # 80) | 0 | 0 | 0 | 0 | 0 | 0 | 0 | 0 | 0 | 0 | 0 | 0 | 0 | 0 | 0 | 0 | 0 | 0 | 0 | 0 | 0 | 0
| 40600241 | 6" WFR CHK (Flwmatic #888) | 0 | 0 | 0 | 0 | 0 | 0 | 0 | 0 | 0 | 0 | 0 | 0 | 0 | 0 | 0 | 0 | 0 | 0 | 0 | 0 | 0 | 0
| 40600245 | 6" SWING CHECK | 0 | 0 | 0 | 0 | 0 | 0 | 0 | 0 | 0 | 0 | 0 | 0 | 0 | 0 | 0 | 0 | 0 | 0 | 0 | 0 | 0 | 0
| 40600280 | 6" FLG GATE VALVE AWWA | 0 | 0 | 0 | 0 | 0 | 0 | 0 | 0 | 0 | 0 | 0 | 0 | 0 | 0 | 0 | 0 | 0 | 0 | 0 | 0 | 0 | 0
| 40600285 | 6" MJ x FLG GATE VALVE | 6 | 0 | 4 | 0 | 0 | 0 | 0 | 0 | 0 | 0 | 0 | 0 | 0 | 0 | 0 | 2 | 0 | 0 | 0 | 0 | 0 | 0
| 40600287 | 6" MJ GATE VALVE AWWA | 0 | 0 | 0 | 0 | 0 | 0 | 0 | 0 | 0 | 0 | 0 | 0 | 0 | 0 | 0 | 0 | 0 | 0 | 0 | 0 | 0 | 0
| 40600295 | 6" POST IND, VALVE WITH POST | 0 | 0 | 0 | 0 | 0 | 0 | 0 | 0 | 0 | 0 | 0 | 0 | 0 | 0 | 0 | 0 | 0 | 0 | 0 | 0 | 0 | 0
| 40602295 | 6" POST IND, VALVE ONLY | 0 | 0 | 0 | 0 | 0 | 0 | 0 | 0 | 0 | 0 | 0 | 0 | 0 | 0 | 0 | 0 | 0 | 0 | 0 | 0 | 0 | 0
| 40800240 | 8" INLINE CHK (Flwmatic # 80) | 0 | 0 | 0 | 0 | 0 | 0 | 0 | 0 | 0 | 0 | 0 | 0 | 0 | 0 | 0 | 0 | 0 | 0 | 0 | 0 | 0 | 0
| 40800241 | 8" WFR CHK (Flwmatic #888) | 0 | 0 | 0 | 0 | 0 | 0 | 0 | 0 | 0 | 0 | 0 | 0 | 0 | 0 | 0 | 0 | 0 | 0 | 0 | 0 | 0 | 0
| 40800245 | 8" SWING CHECK | 0 | 0 | 0 | 0 | 0 | 0 | 0 | 0 | 0 | 0 | 0 | 0 | 0 | 0 | 0 | 0 | 0 | 0 | 0 | 0 | 0 | 0
| 40800280 | 8" FLG GATE VALVE AWWA | 0 | 0 | 0 | 0 | 0 | 0 | 0 | 0 | 0 | 0 | 0 | 0 | 0 | 0 | 0 | 0 | 0 | 0 | 0 | 0 | 0 | 0
| 40800285 | 8" MJ x FLG GATE VALVE | 0 | 0 | 0 | 0 | 0 | 0 | 0 | 0 | 0 | 0 | 0 | 0 | 0 | 0 | 0 | 0 | 0 | 0 | 0 | 0 | 0 | 0
| 40800287 | 8" MJ GATE VALVE AWWA | 0 | 0 | 0 | 0 | 0 | 0 | 0 | 0 | 0 | 0 | 0 | 0 | 0 | 0 | 0 | 0 | 0 | 0 | 0 | 0 | 0 | 0
| 41000285 | 10" MJ x FLG GATE VALVE | 0 | 0 | 0 | 0 | 0 | 0 | 0 | 0 | 0 | 0 | 0 | 0 | 0 | 0 | 0 | 0 | 0 | 0 | 0 | 0 | 0 | 0
| 41000287 | 10" MJ GATE VALVE AWWA | 0 | 0 | 0 | 0 | 0 | 0 | 0 | 0 | 0 | 0 | 0 | 0 | 0 | 0 | 0 | 0 | 0 | 0 | 0 | 0 | 0 | 0
| 41200285 | 12" MJ x FLG GATE VALVE | 0 | 0 | 0 | 0 | 0 | 0 | 0 | 0 | 0 | 0 | 0 | 0 | 0 | 0 | 0 | 0 | 0 | 0 | 0 | 0 | 0 | 0
| 41200287 | 12" MJ GATE VALVE AWWA | 0 | 0 | 0 | 0 | 0 | 0 | 0 | 0 | 0 | 0 | 0 | 0 | 0 | 0 | 0 | 0 | 0 | 0 | 0 | 0 | 0 | 0
| 50010075 | 10MFD 370V RUN CAPACITOR | 0 | 0 | 0 | 0 | 0 | 0 | 0 | 0 | 0 | 0 | 0 | 0 | 0 | 0 | 0 | 0 | 0 | 0 | 0 | 0 | 0 | 0
| 50010228 | FUSE REDUCER, ANY | 0 | 0 | 0 | 0 | 0 | 0 | 0 | 0 | 0 | 0 | 0 | 0 | 0 | 0 | 0 | 0 | 0 | 0 | 0 | 0 | 0 | 0
| 50012061 | BUSHING, KO PLASTIC | 0 | 0 | 0 | 0 | 0 | 0 | 0 | 0 | 0 | 0 | 0 | 0 | 0 | 0 | 0 | 0 | 0 | 0 | 0 | 0 | 0 | 0
| 50012062 | 1/2" INS PLASTIC BUSHING | 0 | 0 | 0 | 0 | 0 | 0 | 0 | 0 | 0 | 0 | 0 | 0 | 0 | 0 | 0 | 0 | 0 | 0 | 0 | 0 | 0 | 0
| 50012065 | 1/2" CHASE NIPPLE | 0 | 0 | 0 | 0 | 0 | 0 | 0 | 0 | 0 | 0 | 0 | 0 | 0 | 0 | 0 | 0 | 0 | 0 | 0 | 0 | 0 | 0
| 50012070 | 1/2" PVC CONDUIT COUPLING | 0 | 0 | 0 | 0 | 0 | 0 | 0 | 0 | 0 | 0 | 0 | 0 | 0 | 0 | 0 | 0 | 0 | 0 | 0 | 0 | 0 | 0
| 50012071 | 1/2" EMT CONDUIT COUPLING | 0 | 0 | 0 | 0 | 0 | 0 | 0 | 0 | 0 | 0 | 0 | 0 | 0 | 0 | 0 | 0 | 0 | 0 | 0 | 0 | 0 | 0
| 50012091 | 1/2" UNI STRUT STRAP | 0 | 0 | 0 | 0 | 0 | 0 | 0 | 0 | 0 | 0 | 0 | 0 | 0 | 0 | 0 | 0 | 0 | 0 | 0 | 0 | 0 | 0
| 50012092 | 1/2" EMT 90 ELBOW | 0 | 0 | 0 | 0 | 0 | 0 | 0 | 0 | 0 | 0 | 0 | 0 | 0 | 0 | 0 | 0 | 0 | 0 | 0 | 0 | 0 | 0
| 50012093 | 1/2" LT 90 FLEX ELBOW | 0 | 0 | 0 | 0 | 0 | 0 | 0 | 0 | 0 | 0 | 0 | 0 | 0 | 0 | 0 | 0 | 0 | 0 | 0 | 0 | 0 | 0
| 50012094 | 1/2" FLEX 90 CONNECTOR ELBOW | 0 | 0 | 0 | 0 | 0 | 0 | 0 | 0 | 0 | 0 | 0 | 0 | 0 | 0 | 0 | 0 | 0 | 0 | 0 | 0 | 0 | 0
| 50012095 | 1/2" PVC 90 SWP/PULLING ELBOW | 0 | 0 | 0 | 0 | 0 | 0 | 0 | 0 | 0 | 0 | 0 | 0 | 0 | 0 | 0 | 0 | 0 | 0 | 0 | 0 | 0 | 0
| 50012110 | 1/2" RUNNING THREAD CONDUIT | 0 | 0 | 0 | 0 | 0 | 0 | 0 | 0 | 0 | 0 | 0 | 0 | 0 | 0 | 0 | 0 | 0 | 0 | 0 | 0 | 0 | 0
| 50012111 | 1/2" EMT CONDUIT | 0 | 0 | 0 | 0 | 0 | 0 | 0 | 0 | 0 | 0 | 0 | 0 | 0 | 0 | 0 | 0 | 0 | 0 | 0 | 0 | 0 | 0
| 50012112 | 1/2" FLEX ALUM CONDUIT | 0 | 0 | 0 | 0 | 0 | 0 | 0 | 0 | 0 | 0 | 0 | 0 | 0 | 0 | 0 | 0 | 0 | 0 | 0 | 0 | 0 | 0
| 50012113 | 1/2" LT FLEX CONDUIT | 0 | 0 | 0 | 0 | 0 | 0 | 0 | 0 | 0 | 0 | 0 | 0 | 0 | 0 | 0 | 0 | 0 | 0 | 0 | 0 | 0 | 0
| 50012114 | 1/2" PVC SCHEDULE 40 CONDUIT | 0 | 0 | 0 | 0 | 0 | 0 | 0 | 0 | 0 | 0 | 0 | 0 | 0 | 0 | 0 | 0 | 0 | 0 | 0 | 0 | 0 | 0
| 50012115 | 1/2" RIGID CONDUIT | 0 | 0 | 0 | 0 | 0 | 0 | 0 | 0 | 0 | 0 | 0 | 0 | 0 | 0 | 0 | 0 | 0 | 0 | 0 | 0 | 0 | 0
| 50012129 | 1/2" EMT x FLEX CONNECTOR | 0 | 0 | 0 | 0 | 0 | 0 | 0 | 0 | 0 | 0 | 0 | 0 | 0 | 0 | 0 | 0 | 0 | 0 | 0 | 0 | 0 | 0
| 50012130 | 1/2" FLEX CONNECTOR | 0 | 0 | 0 | 0 | 0 | 0 | 0 | 0 | 0 | 0 | 0 | 0 | 0 | 0 | 0 | 0 | 0 | 0 | 0 | 0 | 0 | 0
| 50012132 | 1/2" LT or FLEX CONNECTOR | 0 | 0 | 0 | 0 | 0 | 0 | 0 | 0 | 0 | 0 | 0 | 0 | 0 | 0 | 0 | 0 | 0 | 0 | 0 | 0 | 0 | 0
| 50012133 | 1/2" EMT OFF-SET CONNECTOR | 0 | 0 | 0 | 0 | 0 | 0 | 0 | 0 | 0 | 0 | 0 | 0 | 0 | 0 | 0 | 0 | 0 | 0 | 0 | 0 | 0 | 0
| 50012134 | 1/2" EMT CONNECTOR | 0 | 0 | 0 | 0 | 0 | 0 | 0 | 0 | 0 | 0 | 0 | 0 | 0 | 0 | 0 | 0 | 0 | 0 | 0 | 0 | 0 | 0
| 50012137 | 1/2" MALE/FEM PVC TERM ADPTR | 0 | 0 | 0 | 0 | 0 | 0 | 0 | 0 | 0 | 0 | 0 | 0 | 0 | 0 | 0 | 0 | 0 | 0 | 0 | 0 | 0 | 0
| 50012139 | 1/2" UF CONNECTOR | 0 | 0 | 0 | 0 | 0 | 0 | 0 | 0 | 0 | 0 | 0 | 0 | 0 | 0 | 0 | 0 | 0 | 0 | 0 | 0 | 0 | 0
| 50012145 | 1/2" PVC 45 ELBOW | 0 | 0 | 0 | 0 | 0 | 0 | 0 | 0 | 0 | 0 | 0 | 0 | 0 | 0 | 0 | 0 | 0 | 0 | 0 | 0 | 0 | 0
| 50012146 | 1/2" LT 45 CONNECTOR ELBOW | 0 | 0 | 0 | 0 | 0 | 0 | 0 | 0 | 0 | 0 | 0 | 0 | 0 | 0 | 0 | 0 | 0 | 0 | 0 | 0 | 0 | 0
| 50012340 | 1/2" LOCKNUT | 0 | 0 | 0 | 0 | 0 | 0 | 0 | 0 | 0 | 0 | 0 | 0 | 0 | 0 | 0 | 0 | 0 | 0 | 0 | 0 | 0 | 0
| 50012341 | 1/2" BONDING LOCKNUT | 0 | 0 | 0 | 0 | 0 | 0 | 0 | 0 | 0 | 0 | 0 | 0 | 0 | 0 | 0 | 0 | 0 | 0 | 0 | 0 | 0 | 0
| 50012360 | 1/2" OFFSET NIPPLE | 0 | 0 | 0 | 0 | 0 | 0 | 0 | 0 | 0 | 0 | 0 | 0 | 0 | 0 | 0 | 0 | 0 | 0 | 0 | 0 | 0 | 0
| 50012400 | 1/2" SNAP & SEAL PLUG | 0 | 0 | 0 | 0 | 0 | 0 | 0 | 0 | 0 | 0 | 0 | 0 | 0 | 0 | 0 | 0 | 0 | 0 | 0 | 0 | 0 | 0
| 50012440 | 1/2" METAL SHORT LEFT BEND | 0 | 0 | 0 | 0 | 0 | 0 | 0 | 0 | 0 | 0 | 0 | 0 | 0 | 0 | 0 | 0 | 0 | 0 | 0 | 0 | 0 | 0
| 50012441 | 1/2" PVC SHORT LEFT BEND | 0 | 0 | 0 | 0 | 0 | 0 | 0 | 0 | 0 | 0 | 0 | 0 | 0 | 0 | 0 | 0 | 0 | 0 | 0 | 0 | 0 | 0
| 50012520 | SIZE 0 STARTER | 0 | 0 | 0 | 0 | 0 | 0 | 0 | 0 | 0 | 0 | 0 | 0 | 0 | 0 | 0 | 0 | 0 | 0 | 0 | 0 | 0 | 0
| 50012530 | 1/2" CONDUIT STRAP | 0 | 0 | 0 | 0 | 0 | 0 | 0 | 0 | 0 | 0 | 0 | 0 | 0 | 0 | 0 | 0 | 0 | 0 | 0 | 0 | 0 | 0
| 50012531 | 1/2" EMT CONDUIT STRAP | 0 | 0 | 0 | 0 | 0 | 0 | 0 | 0 | 0 | 0 | 0 | 0 | 0 | 0 | 0 | 0 | 0 | 0 | 0 | 0 | 0 | 0
| 50012580 | 1/2" PULLING TEE | 0 | 0 | 0 | 0 | 0 | 0 | 0 | 0 | 0 | 0 | 0 | 0 | 0 | 0 | 0 | 0 | 0 | 0 | 0 | 0 | 0 | 0
| 50012631 | #1 USE, XHHW WIRE | 0 | 0 | 0 | 0 | 0 | 0 | 0 | 0 | 0 | 0 | 0 | 0 | 0 | 0 | 0 | 0 | 0 | 0 | 0 | 0 | 0 | 0
| 50014091 | 1/4" UNI STRUT NUT | 0 | 0 | 0 | 0 | 0 | 0 | 0 | 0 | 0 | 0 | 0 | 0 | 0 | 0 | 0 | 0 | 0 | 0 | 0 | 0 | 0 | 0
| 50015075 | 15MFD 370V RUN CAPACITOR | 0 | 0 | 0 | 0 | 0 | 0 | 0 | 0 | 0 | 0 | 0 | 0 | 0 | 0 | 0 | 0 | 0 | 0 | 0 | 0 | 0 | 0
| 50018550 | NO/NC MERCURY FLOAT SWITCH | 0 | 0 | 0 | 0 | 0 | 0 | 0 | 0 | 0 | 0 | 0 | 0 | 0 | 0 | 0 | 0 | 0 | 0 | 0 | 0 | 0 | 0
| 50020075 | 20MFD 370V RUN CAPACITOR | 0 | 0 | 0 | 0 | 0 | 0 | 0 | 0 | 0 | 0 | 0 | 0 | 0 | 0 | 0 | 0 | 0 | 0 | 0 | 0 | 0 | 0
| 50020220 | 250V 2 AMP FUSE | 0 | 0 | 0 | 0 | 0 | 0 | 0 | 0 | 0 | 0 | 0 | 0 | 0 | 0 | 0 | 0 | 0 | 0 | 0 | 0 | 0 | 0
| 50024620 | 24VTRANSFORMER | 0 | 0 | 0 | 0 | 0 | 0 | 0 | 0 | 0 | 0 | 0 | 0 | 0 | 0 | 0 | 0 | 0 | 0 | 0 | 0 | 0 | 0
| 50030075 | 30MFD 370V RUN CAPACITOR | 0 | 0 | 0 | 0 | 0 | 0 | 0 | 0 | 0 | 0 | 0 | 0 | 0 | 0 | 0 | 0 | 0 | 0 | 0 | 0 | 0 | 0
| 50034062 | 3/4" INS PLASTIC BUSHING | 0 | 0 | 0 | 0 | 0 | 0 | 0 | 0 | 0 | 0 | 0 | 0 | 0 | 0 | 0 | 0 | 0 | 0 | 0 | 0 | 0 | 0
| 50034063 | 3/4" THREADED BUSHING | 0 | 0 | 0 | 0 | 0 | 0 | 0 | 0 | 0 | 0 | 0 | 0 | 0 | 0 | 0 | 0 | 0 | 0 | 0 | 0 | 0 | 0
| 50034065 | 3/4" CHASE NIPPLE | 0 | 0 | 0 | 0 | 0 | 0 | 0 | 0 | 0 | 0 | 0 | 0 | 0 | 0 | 0 | 0 | 0 | 0 | 0 | 0 | 0 | 0
| 50034070 | 3/4" PVC CONDUIT COUPLING | 0 | 0 | 0 | 0 | 0 | 0 | 0 | 0 | 0 | 0 | 0 | 0 | 0 | 0 | 0 | 0 | 0 | 0 | 0 | 0 | 0 | 0
| 50034071 | 3/4" EMT CONDUIT COUPLING | 0 | 0 | 0 | 0 | 0 | 0 | 0 | 0 | 0 | 0 | 0 | 0 | 0 | 0 | 0 | 0 | 0 | 0 | 0 | 0 | 0 | 0
| 50034091 | 3/4" UNI STRUT STRAP | 0 | 0 | 0 | 0 | 0 | 0 | 0 | 0 | 0 | 0 | 0 | 0 | 0 | 0 | 0 | 0 | 0 | 0 | 0 | 0 | 0 | 0
| 50034092 | 3/4" EMT 90 ELBOW | 0 | 0 | 0 | 0 | 0 | 0 | 0 | 0 | 0 | 0 | 0 | 0 | 0 | 0 | 0 | 0 | 0 | 0 | 0 | 0 | 0 | 0
| 50034093 | 3/4" LT 90 FLEX ELBOW | 0 | 0 | 0 | 0 | 0 | 0 | 0 | 0 | 0 | 0 | 0 | 0 | 0 | 0 | 0 | 0 | 0 | 0 | 0 | 0 | 0 | 0
| 50034094 | 3/4" FLEX 90 CONNECTOR ELBOW | 0 | 0 | 0 | 0 | 0 | 0 | 0 | 0 | 0 | 0 | 0 | 0 | 0 | 0 | 0 | 0 | 0 | 0 | 0 | 0 | 0 | 0
| 50034095 | 3/4" PVC 90 SWP/PULLING ELBOW | 0 | 0 | 0 | 0 | 0 | 0 | 0 | 0 | 0 | 0 | 0 | 0 | 0 | 0 | 0 | 0 | 0 | 0 | 0 | 0 | 0 | 0
| 50034110 | 3/4" RUNNING THREAD CONDUIT | 0 | 0 | 0 | 0 | 0 | 0 | 0 | 0 | 0 | 0 | 0 | 0 | 0 | 0 | 0 | 0 | 0 | 0 | 0 | 0 | 0 | 0
| 50034111 | 3/4" EMT CONDUIT | 0 | 0 | 0 | 0 | 0 | 0 | 0 | 0 | 0 | 0 | 0 | 0 | 0 | 0 | 0 | 0 | 0 | 0 | 0 | 0 | 0 | 0
| 50034112 | 3/4" FLEX ALUM CONDUIT | 0 | 0 | 0 | 0 | 0 | 0 | 0 | 0 | 0 | 0 | 0 | 0 | 0 | 0 | 0 | 0 | 0 | 0 | 0 | 0 | 0 | 0
| 50034113 | 3/4" LT FLEX CONDUIT | 0 | 0 | 0 | 0 | 0 | 0 | 0 | 0 | 0 | 0 | 0 | 0 | 0 | 0 | 0 | 0 | 0 | 0 | 0 | 0 | 0 | 0
| 50034114 | 3/4" PVC SCHEDULE 40 CONDUIT | 0 | 0 | 0 | 0 | 0 | 0 | 0 | 0 | 0 | 0 | 0 | 0 | 0 | 0 | 0 | 0 | 0 | 0 | 0 | 0 | 0 | 0
| 50034115 | 3/4" RIGID CONDUIT | 0 | 0 | 0 | 0 | 0 | 0 | 0 | 0 | 0 | 0 | 0 | 0 | 0 | 0 | 0 | 0 | 0 | 0 | 0 | 0 | 0 | 0
| 50034129 | 3/4" EMT x FLEX CONNECTOR | 0 | 0 | 0 | 0 | 0 | 0 | 0 | 0 | 0 | 0 | 0 | 0 | 0 | 0 | 0 | 0 | 0 | 0 | 0 | 0 | 0 | 0
| 50034130 | 3/4" FLEX CONNECTOR | 0 | 0 | 0 | 0 | 0 | 0 | 0 | 0 | 0 | 0 | 0 | 0 | 0 | 0 | 0 | 0 | 0 | 0 | 0 | 0 | 0 | 0
| 50034132 | 3/4" LT or FLEX CONNECTOR | 0 | 0 | 0 | 0 | 0 | 0 | 0 | 0 | 0 | 0 | 0 | 0 | 0 | 0 | 0 | 0 | 0 | 0 | 0 | 0 | 0 | 0
| 50034133 | 3/4" EMT OFF-SET CONNECTOR | 0 | 0 | 0 | 0 | 0 | 0 | 0 | 0 | 0 | 0 | 0 | 0 | 0 | 0 | 0 | 0 | 0 | 0 | 0 | 0 | 0 | 0
| 50034134 | 3/4" EMT CONNECTOR | 0 | 0 | 0 | 0 | 0 | 0 | 0 | 0 | 0 | 0 | 0 | 0 | 0 | 0 | 0 | 0 | 0 | 0 | 0 | 0 | 0 | 0
| 50034137 | 3/4" MALE/FEM PVC TERM ADPTR | 0 | 0 | 0 | 0 | 0 | 0 | 0 | 0 | 0 | 0 | 0 | 0 | 0 | 0 | 0 | 0 | 0 | 0 | 0 | 0 | 0 | 0
| 50034139 | 3/4" UF CONNECTOR | 0 | 0 | 0 | 0 | 0 | 0 | 0 | 0 | 0 | 0 | 0 | 0 | 0 | 0 | 0 | 0 | 0 | 0 | 0 | 0 | 0 | 0
| 50034145 | 3/4" PVC 45 ELBOW | 0 | 0 | 0 | 0 | 0 | 0 | 0 | 0 | 0 | 0 | 0 | 0 | 0 | 0 | 0 | 0 | 0 | 0 | 0 | 0 | 0 | 0
| 50034146 | 3/4" LT 45 CONNECTOR ELBOW | 0 | 0 | 0 | 0 | 0 | 0 | 0 | 0 | 0 | 0 | 0 | 0 | 0 | 0 | 0 | 0 | 0 | 0 | 0 | 0 | 0 | 0
| 50034340 | 3/4" LOCKNUT | 0 | 0 | 0 | 0 | 0 | 0 | 0 | 0 | 0 | 0 | 0 | 0 | 0 | 0 | 0 | 0 | 0 | 0 | 0 | 0 | 0 | 0
| 50034341 | 3/4" BONDING LOCKNUT | 0 | 0 | 0 | 0 | 0 | 0 | 0 | 0 | 0 | 0 | 0 | 0 | 0 | 0 | 0 | 0 | 0 | 0 | 0 | 0 | 0 | 0
| 50034360 | 3/4" OFFSET NIPPLE | 0 | 0 | 0 | 0 | 0 | 0 | 0 | 0 | 0 | 0 | 0 | 0 | 0 | 0 | 0 | 0 | 0 | 0 | 0 | 0 | 0 | 0
| 50034400 | 3/4" SNAP & SEAL PLUG | 0 | 0 | 0 | 0 | 0 | 0 | 0 | 0 | 0 | 0 | 0 | 0 | 0 | 0 | 0 | 0 | 0 | 0 | 0 | 0 | 0 | 0
| 50034440 | 3/4" METAL SHORT LEFT BEND | 0 | 0 | 0 | 0 | 0 | 0 | 0 | 0 | 0 | 0 | 0 | 0 | 0 | 0 | 0 | 0 | 0 | 0 | 0 | 0 | 0 | 0
| 50034441 | 3/4" PVC SHORT LEFT BEND | 0 | 0 | 0 | 0 | 0 | 0 | 0 | 0 | 0 | 0 | 0 | 0 | 0 | 0 | 0 | 0 | 0 | 0 | 0 | 0 | 0 | 0
| 50034530 | 3/4" CONDUIT STRAP | 0 | 0 | 0 | 0 | 0 | 0 | 0 | 0 | 0 | 0 | 0 | 0 | 0 | 0 | 0 | 0 | 0 | 0 | 0 | 0 | 0 | 0
| 50034531 | 3/4" EMT CONDUIT STRAP | 0 | 0 | 0 | 0 | 0 | 0 | 0 | 0 | 0 | 0 | 0 | 0 | 0 | 0 | 0 | 0 | 0 | 0 | 0 | 0 | 0 | 0
| 50034580 | 3/4"PULLING TEE | 0 | 0 | 0 | 0 | 0 | 0 | 0 | 0 | 0 | 0 | 0 | 0 | 0 | 0 | 0 | 0 | 0 | 0 | 0 | 0 | 0 | 0
| 50035075 | 35MFD 370V RUN CAPACITOR | 0 | 0 | 0 | 0 | 0 | 0 | 0 | 0 | 0 | 0 | 0 | 0 | 0 | 0 | 0 | 0 | 0 | 0 | 0 | 0 | 0 | 0
| 50038091 | 3/8" UNI STRUT NUT | 0 | 0 | 0 | 0 | 0 | 0 | 0 | 0 | 0 | 0 | 0 | 0 | 0 | 0 | 0 | 0 | 0 | 0 | 0 | 0 | 0 | 0
| 50038094 | 3/8" FLEX 90 CONNECTOR ELBOW | 0 | 0 | 0 | 0 | 0 | 0 | 0 | 0 | 0 | 0 | 0 | 0 | 0 | 0 | 0 | 0 | 0 | 0 | 0 | 0 | 0 | 0
| 50038130 | 3/8" FLEX CONNECTOR | 0 | 0 | 0 | 0 | 0 | 0 | 0 | 0 | 0 | 0 | 0 | 0 | 0 | 0 | 0 | 0 | 0 | 0 | 0 | 0 | 0 | 0
| 50040382 | 8 SPACE TRANSFER PANEL | 0 | 0 | 0 | 0 | 0 | 0 | 0 | 0 | 0 | 0 | 0 | 0 | 0 | 0 | 0 | 0 | 0 | 0 | 0 | 0 | 0 | 0
| 50045075 | 40-45MFD 370V RUN CAPACITOR | 0 | 0 | 0 | 0 | 0 | 0 | 0 | 0 | 0 | 0 | 0 | 0 | 0 | 0 | 0 | 0 | 0 | 0 | 0 | 0 | 0 | 0
| 50058090 | 1/2 - 1 1/4 GROUND CLAMP | 0 | 0 | 0 | 0 | 0 | 0 | 0 | 0 | 0 | 0 | 0 | 0 | 0 | 0 | 0 | 0 | 0 | 0 | 0 | 0 | 0 | 0
| 50058240 | 5/8 x 8 GROUND ROD | 0 | 0 | 0 | 0 | 0 | 0 | 0 | 0 | 0 | 0 | 0 | 0 | 0 | 0 | 0 | 0 | 0 | 0 | 0 | 0 | 0 | 0
| 50058241 | ACORN GROUND CLAMP | 0 | 0 | 0 | 0 | 0 | 0 | 0 | 0 | 0 | 0 | 0 | 0 | 0 | 0 | 0 | 0 | 0 | 0 | 0 | 0 | 0 | 0
| 50058242 | 12x12 GROUND PLATE W/CLAMP | 0 | 0 | 0 | 0 | 0 | 0 | 0 | 0 | 0 | 0 | 0 | 0 | 0 | 0 | 0 | 0 | 0 | 0 | 0 | 0 | 0 | 0
| 50060382 | 12 SPACE TRANSFER PANEL | 0 | 0 | 0 | 0 | 0 | 0 | 0 | 0 | 0 | 0 | 0 | 0 | 0 | 0 | 0 | 0 | 0 | 0 | 0 | 0 | 0 | 0
| 50100020 | ALARM LIGHT ASSEMBLY | 0 | 0 | 0 | 0 | 0 | 0 | 0 | 0 | 0 | 0 | 0 | 0 | 0 | 0 | 0 | 0 | 0 | 0 | 0 | 0 | 0 | 0
| 50100021 | ALARM LIGHT GLOBE | 0 | 0 | 0 | 0 | 0 | 0 | 0 | 0 | 0 | 0 | 0 | 0 | 0 | 0 | 0 | 0 | 0 | 0 | 0 | 0 | 0 | 0
| 50100022 | ALARM LIGHT GLOBE GUARD | 0 | 0 | 0 | 0 | 0 | 0 | 0 | 0 | 0 | 0 | 0 | 0 | 0 | 0 | 0 | 0 | 0 | 0 | 0 | 0 | 0 | 0
| 50100023 | ALARM LIGHT BASE | 0 | 0 | 0 | 0 | 0 | 0 | 0 | 0 | 0 | 0 | 0 | 0 | 0 | 0 | 0 | 0 | 0 | 0 | 0 | 0 | 0 | 0
| 50100030 | 110V/220V ALTERNATING RELAY | 0 | 0 | 0 | 0 | 0 | 0 | 0 | 0 | 0 | 0 | 0 | 0 | 0 | 0 | 0 | 0 | 0 | 0 | 0 | 0 | 0 | 0
| 50100035 | 115V ALTERNATOR COIL | 0 | 0 | 0 | 0 | 0 | 0 | 0 | 0 | 0 | 0 | 0 | 0 | 0 | 0 | 0 | 0 | 0 | 0 | 0 | 0 | 0 | 0
| 50100036 | 120V CONTACTOR COIL SMALL | 0 | 0 | 0 | 0 | 0 | 0 | 0 | 0 | 0 | 0 | 0 | 0 | 0 | 0 | 0 | 0 | 0 | 0 | 0 | 0 | 0 | 0
| 50100037 | 120V STARTER COIL LARGE | 0 | 0 | 0 | 0 | 0 | 0 | 0 | 0 | 0 | 0 | 0 | 0 | 0 | 0 | 0 | 0 | 0 | 0 | 0 | 0 | 0 | 0
| 50100038 | 120V FURNAS STARTER COIL | 0 | 0 | 0 | 0 | 0 | 0 | 0 | 0 | 0 | 0 | 0 | 0 | 0 | 0 | 0 | 0 | 0 | 0 | 0 | 0 | 0 | 0
| 50100041 | 15 AMP 1POLE BREAKER | 0 | 0 | 0 | 0 | 0 | 0 | 0 | 0 | 0 | 0 | 0 | 0 | 0 | 0 | 0 | 0 | 0 | 0 | 0 | 0 | 0 | 0
| 50100042 | 20 AMP 1POLE BREAKER | 0 | 0 | 0 | 0 | 0 | 0 | 0 | 0 | 0 | 0 | 0 | 0 | 0 | 0 | 0 | 0 | 0 | 0 | 0 | 0 | 0 | 0
| 50100044 | 30 AMP 1POLE BREAKER | 0 | 0 | 0 | 0 | 0 | 0 | 0 | 0 | 0 | 0 | 0 | 0 | 0 | 0 | 0 | 0 | 0 | 0 | 0 | 0 | 0 | 0
| 50100045 | 40 AMP 1POLE BREAKER | 0 | 0 | 0 | 0 | 0 | 0 | 0 | 0 | 0 | 0 | 0 | 0 | 0 | 0 | 0 | 0 | 0 | 0 | 0 | 0 | 0 | 0
| 50100046 | 50 AMP 1POLE BREAKER | 0 | 0 | 0 | 0 | 0 | 0 | 0 | 0 | 0 | 0 | 0 | 0 | 0 | 0 | 0 | 0 | 0 | 0 | 0 | 0 | 0 | 0
| 50100050 | BREAKER RETAINER | 0 | 0 | 0 | 0 | 0 | 0 | 0 | 0 | 0 | 0 | 0 | 0 | 0 | 0 | 0 | 0 | 0 | 0 | 0 | 0 | 0 | 0
| 50100051 | BREAKER KO PLUG - ANY SIZE | 0 | 0 | 0 | 0 | 0 | 0 | 0 | 0 | 0 | 0 | 0 | 0 | 0 | 0 | 0 | 0 | 0 | 0 | 0 | 0 | 0 | 0
| 50100061 | 1" INSULATED GRD BUSHING | 0 | 0 | 0 | 0 | 0 | 0 | 0 | 0 | 0 | 0 | 0 | 0 | 0 | 0 | 0 | 0 | 0 | 0 | 0 | 0 | 0 | 0
| 50100062 | 1" INS PLASTIC BUSHING | 0 | 0 | 0 | 0 | 0 | 0 | 0 | 0 | 0 | 0 | 0 | 0 | 0 | 0 | 0 | 0 | 0 | 0 | 0 | 0 | 0 | 0
| 50100063 | 1" THREADED BUSHING | 0 | 0 | 0 | 0 | 0 | 0 | 0 | 0 | 0 | 0 | 0 | 0 | 0 | 0 | 0 | 0 | 0 | 0 | 0 | 0 | 0 | 0
| 50100065 | 1" CHASE NIPPLE | 0 | 0 | 0 | 0 | 0 | 0 | 0 | 0 | 0 | 0 | 0 | 0 | 0 | 0 | 0 | 0 | 0 | 0 | 0 | 0 | 0 | 0
| 50100070 | 1" PVC CONDUIT COUPLING | 0 | 0 | 0 | 0 | 0 | 0 | 0 | 0 | 0 | 0 | 0 | 0 | 0 | 0 | 0 | 0 | 0 | 0 | 0 | 0 | 0 | 0
| 50100071 | 1" EMT CONDUIT COUPLING | 0 | 0 | 0 | 0 | 0 | 0 | 0 | 0 | 0 | 0 | 0 | 0 | 0 | 0 | 0 | 0 | 0 | 0 | 0 | 0 | 0 | 0
| 50100091 | 1" UNI STRUT STRAP | 0 | 0 | 0 | 0 | 0 | 0 | 0 | 0 | 0 | 0 | 0 | 0 | 0 | 0 | 0 | 0 | 0 | 0 | 0 | 0 | 0 | 0
| 50100092 | 1" EMT 90 ELBOW | 0 | 0 | 0 | 0 | 0 | 0 | 0 | 0 | 0 | 0 | 0 | 0 | 0 | 0 | 0 | 0 | 0 | 0 | 0 | 0 | 0 | 0
| 50100093 | 1" LT 90 FLEX ELBOW | 0 | 0 | 0 | 0 | 0 | 0 | 0 | 0 | 0 | 0 | 0 | 0 | 0 | 0 | 0 | 0 | 0 | 0 | 0 | 0 | 0 | 0
| 50100094 | 1" FLEX 90 CONNECTOR ELBOW | 0 | 0 | 0 | 0 | 0 | 0 | 0 | 0 | 0 | 0 | 0 | 0 | 0 | 0 | 0 | 0 | 0 | 0 | 0 | 0 | 0 | 0
| 50100095 | 1" PVC 90 SWP/PULLING ELBOW | 0 | 0 | 0 | 0 | 0 | 0 | 0 | 0 | 0 | 0 | 0 | 0 | 0 | 0 | 0 | 0 | 0 | 0 | 0 | 0 | 0 | 0
| 50100110 | 1" RUNNING THREAD CONDUIT | 0 | 0 | 0 | 0 | 0 | 0 | 0 | 0 | 0 | 0 | 0 | 0 | 0 | 0 | 0 | 0 | 0 | 0 | 0 | 0 | 0 | 0
| 50100111 | 1" EMT CONDUIT | 0 | 0 | 0 | 0 | 0 | 0 | 0 | 0 | 0 | 0 | 0 | 0 | 0 | 0 | 0 | 0 | 0 | 0 | 0 | 0 | 0 | 0
| 50100112 | 1" FLEX ALUM CONDUIT | 0 | 0 | 0 | 0 | 0 | 0 | 0 | 0 | 0 | 0 | 0 | 0 | 0 | 0 | 0 | 0 | 0 | 0 | 0 | 0 | 0 | 0
| 50100113 | 1" LT FLEX CONDUIT | 0 | 0 | 0 | 0 | 0 | 0 | 0 | 0 | 0 | 0 | 0 | 0 | 0 | 0 | 0 | 0 | 0 | 0 | 0 | 0 | 0 | 0
| 50100114 | 1" PVC SCHEDULE 40 CONDUIT | 0 | 0 | 0 | 0 | 0 | 0 | 0 | 0 | 0 | 0 | 0 | 0 | 0 | 0 | 0 | 0 | 0 | 0 | 0 | 0 | 0 | 0
| 50100115 | 1" RIGID CONDUIT | 0 | 0 | 0 | 0 | 0 | 0 | 0 | 0 | 0 | 0 | 0 | 0 | 0 | 0 | 0 | 0 | 0 | 0 | 0 | 0 | 0 | 0
| 50100125 | 1" PVC BELL END CONDUIT | 0 | 0 | 0 | 0 | 0 | 0 | 0 | 0 | 0 | 0 | 0 | 0 | 0 | 0 | 0 | 0 | 0 | 0 | 0 | 0 | 0 | 0
| 50100129 | 1" EMT x FLEX CONNECTOR | 0 | 0 | 0 | 0 | 0 | 0 | 0 | 0 | 0 | 0 | 0 | 0 | 0 | 0 | 0 | 0 | 0 | 0 | 0 | 0 | 0 | 0
| 50100130 | 1" FLEX CONNECTOR | 0 | 0 | 0 | 0 | 0 | 0 | 0 | 0 | 0 | 0 | 0 | 0 | 0 | 0 | 0 | 0 | 0 | 0 | 0 | 0 | 0 | 0
| 50100132 | 1" LT or FLEX CONNECTOR | 0 | 0 | 0 | 0 | 0 | 0 | 0 | 0 | 0 | 0 | 0 | 0 | 0 | 0 | 0 | 0 | 0 | 0 | 0 | 0 | 0 | 0
| 50100133 | 1" EMT OFF-SET CONNECTOR | 0 | 0 | 0 | 0 | 0 | 0 | 0 | 0 | 0 | 0 | 0 | 0 | 0 | 0 | 0 | 0 | 0 | 0 | 0 | 0 | 0 | 0
| 50100134 | 1" EMT CONNECTOR | 0 | 0 | 0 | 0 | 0 | 0 | 0 | 0 | 0 | 0 | 0 | 0 | 0 | 0 | 0 | 0 | 0 | 0 | 0 | 0 | 0 | 0
| 50100135 | #4 TO #1/0 SPLITBOLT CONNECTOR | 0 | 0 | 0 | 0 | 0 | 0 | 0 | 0 | 0 | 0 | 0 | 0 | 0 | 0 | 0 | 0 | 0 | 0 | 0 | 0 | 0 | 0
| 50100137 | 1" MALE/FEM PVC TERM ADPTR | 0 | 0 | 0 | 0 | 0 | 0 | 0 | 0 | 0 | 0 | 0 | 0 | 0 | 0 | 0 | 0 | 0 | 0 | 0 | 0 | 0 | 0
| 50100140 | N/C or N/O HOA CONTACT BLOCKS | 0 | 0 | 0 | 0 | 0 | 0 | 0 | 0 | 0 | 0 | 0 | 0 | 0 | 0 | 0 | 0 | 0 | 0 | 0 | 0 | 0 | 0
| 50100145 | 1" PVC 45 ELBOW | 0 | 0 | 0 | 0 | 0 | 0 | 0 | 0 | 0 | 0 | 0 | 0 | 0 | 0 | 0 | 0 | 0 | 0 | 0 | 0 | 0 | 0
| 50100146 | 1" LT 45 CONNECTOR ELBOW | 0 | 0 | 0 | 0 | 0 | 0 | 0 | 0 | 0 | 0 | 0 | 0 | 0 | 0 | 0 | 0 | 0 | 0 | 0 | 0 | 0 | 0
| 50100149 | PROGRAMMABLE TIME CTRL SWITCH | 0 | 0 | 0 | 0 | 0 | 0 | 0 | 0 | 0 | 0 | 0 | 0 | 0 | 0 | 0 | 0 | 0 | 0 | 0 | 0 | 0 | 0
| 50100150 | 110V ERT, 24 HOUR TIMER | 0 | 0 | 0 | 0 | 0 | 0 | 0 | 0 | 0 | 0 | 0 | 0 | 0 | 0 | 0 | 0 | 0 | 0 | 0 | 0 | 0 | 0
| 50100151 | IMPLULSE COUNTER 110V | 0 | 0 | 0 | 0 | 0 | 0 | 0 | 0 | 0 | 0 | 0 | 0 | 0 | 0 | 0 | 0 | 0 | 0 | 0 | 0 | 0 | 0
| 50100210 | 3W1 ELECTRODE PROBES | 0 | 0 | 0 | 0 | 0 | 0 | 0 | 0 | 0 | 0 | 0 | 0 | 0 | 0 | 0 | 0 | 0 | 0 | 0 | 0 | 0 | 0
| 50100215 | 1/4" 3Z1B ELECTRODE PROBE ADAP | 0 | 0 | 0 | 0 | 0 | 0 | 0 | 0 | 0 | 0 | 0 | 0 | 0 | 0 | 0 | 0 | 0 | 0 | 0 | 0 | 0 | 0
| 50100259 | REMOTE BULB THERMOSTAT | 0 | 0 | 0 | 0 | 0 | 0 | 0 | 0 | 0 | 0 | 0 | 0 | 0 | 0 | 0 | 0 | 0 | 0 | 0 | 0 | 0 | 0
| 50100260 | THERMOSTAT, HTR MOUNT | 0 | 0 | 0 | 0 | 0 | 0 | 0 | 0 | 0 | 0 | 0 | 0 | 0 | 0 | 0 | 0 | 0 | 0 | 0 | 0 | 0 | 0
| 50100261 | HEATER, 750-1500W FORCED AIR | 0 | 0 | 0 | 0 | 0 | 0 | 0 | 0 | 0 | 0 | 0 | 0 | 0 | 0 | 0 | 0 | 0 | 0 | 0 | 0 | 0 | 0
| 50100262 | HEATER, OVERLOAD | 0 | 0 | 0 | 0 | 0 | 0 | 0 | 0 | 0 | 0 | 0 | 0 | 0 | 0 | 0 | 0 | 0 | 0 | 0 | 0 | 0 | 0
| 50100270 | PILOT INDICATOR LIGHT | 0 | 0 | 0 | 0 | 0 | 0 | 0 | 0 | 0 | 0 | 0 | 0 | 0 | 0 | 0 | 0 | 0 | 0 | 0 | 0 | 0 | 0
| 50100271 | INDICATOR LIGHTS NEON -Various | 0 | 0 | 0 | 0 | 0 | 0 | 0 | 0 | 0 | 0 | 0 | 0 | 0 | 0 | 0 | 0 | 0 | 0 | 0 | 0 | 0 | 0
| 50100280 | INDICATOR LABEL HOA | 0 | 0 | 0 | 0 | 0 | 0 | 0 | 0 | 0 | 0 | 0 | 0 | 0 | 0 | 0 | 0 | 0 | 0 | 0 | 0 | 0 | 0
| 50100285 | INDICATOR LENS COVER | 0 | 0 | 0 | 0 | 0 | 0 | 0 | 0 | 0 | 0 | 0 | 0 | 0 | 0 | 0 | 0 | 0 | 0 | 0 | 0 | 0 | 0
| 50100290 | PUSH BUTTON, RED | 0 | 0 | 0 | 0 | 0 | 0 | 0 | 0 | 0 | 0 | 0 | 0 | 0 | 0 | 0 | 0 | 0 | 0 | 0 | 0 | 0 | 0
| 50100327 | PORCELAIN LIGHT FIXTURE | 0 | 0 | 0 | 0 | 0 | 0 | 0 | 0 | 0 | 0 | 0 | 0 | 0 | 0 | 0 | 0 | 0 | 0 | 0 | 0 | 0 | 0
| 50100328 | LIGHT TOGGLE SWITCH | 0 | 0 | 0 | 0 | 0 | 0 | 0 | 0 | 0 | 0 | 0 | 0 | 0 | 0 | 0 | 0 | 0 | 0 | 0 | 0 | 0 | 0
| 50100330 | 120V LIQ LVL CONTROLLER #16DM | 0 | 0 | 0 | 0 | 0 | 0 | 0 | 0 | 0 | 0 | 0 | 0 | 0 | 0 | 0 | 0 | 0 | 0 | 0 | 0 | 0 | 0
| 50100340 | 1" LOCKNUT | 0 | 0 | 0 | 0 | 0 | 0 | 0 | 0 | 0 | 0 | 0 | 0 | 0 | 0 | 0 | 0 | 0 | 0 | 0 | 0 | 0 | 0
| 50100341 | 1" BONDING LOCKNUT | 0 | 0 | 0 | 0 | 0 | 0 | 0 | 0 | 0 | 0 | 0 | 0 | 0 | 0 | 0 | 0 | 0 | 0 | 0 | 0 | 0 | 0
| 50100342 | 1" SEALING LOCKNUT | 0 | 0 | 0 | 0 | 0 | 0 | 0 | 0 | 0 | 0 | 0 | 0 | 0 | 0 | 0 | 0 | 0 | 0 | 0 | 0 | 0 | 0
| 50100360 | 1" OFFSET NIPPLE | 0 | 0 | 0 | 0 | 0 | 0 | 0 | 0 | 0 | 0 | 0 | 0 | 0 | 0 | 0 | 0 | 0 | 0 | 0 | 0 | 0 | 0
| 50100380 | 12/16 SPACE 125A 1PH PNL w/CVR | 0 | 0 | 0 | 0 | 0 | 0 | 0 | 0 | 0 | 0 | 0 | 0 | 0 | 0 | 0 | 0 | 0 | 0 | 0 | 0 | 0 | 0
| 50100382 | 100AMP 1PH MTS TRNSFR SWITCH | 0 | 0 | 0 | 0 | 0 | 0 | 0 | 0 | 0 | 0 | 0 | 0 | 0 | 0 | 0 | 0 | 0 | 0 | 0 | 0 | 0 | 0
| 50100384 | 100AMP NEUTRAL KIT | 0 | 0 | 0 | 0 | 0 | 0 | 0 | 0 | 0 | 0 | 0 | 0 | 0 | 0 | 0 | 0 | 0 | 0 | 0 | 0 | 0 | 0
| 50100390 | 3PH SIZE 1 PUMP PANEL | 0 | 0 | 0 | 0 | 0 | 0 | 0 | 0 | 0 | 0 | 0 | 0 | 0 | 0 | 0 | 0 | 0 | 0 | 0 | 0 | 0 | 0
| 50100400 | 1" SNAP & SEAL PLUG | 0 | 0 | 0 | 0 | 0 | 0 | 0 | 0 | 0 | 0 | 0 | 0 | 0 | 0 | 0 | 0 | 0 | 0 | 0 | 0 | 0 | 0
| 50100401 | LT KO SEAL PLUG - Any Size | 0 | 0 | 0 | 0 | 0 | 0 | 0 | 0 | 0 | 0 | 0 | 0 | 0 | 0 | 0 | 0 | 0 | 0 | 0 | 0 | 0 | 0
| 50100405 | PLUG-IN OUTLET RECEPTICAL | 0 | 0 | 0 | 0 | 0 | 0 | 0 | 0 | 0 | 0 | 0 | 0 | 0 | 0 | 0 | 0 | 0 | 0 | 0 | 0 | 0 | 0
| 50100406 | GFCI OUTLET RECEPTICAL | 0 | 0 | 0 | 0 | 0 | 0 | 0 | 0 | 0 | 0 | 0 | 0 | 0 | 0 | 0 | 0 | 0 | 0 | 0 | 0 | 0 | 0
| 50100410 | 12V 8PIN DPDT CONTROL RELAY | 0 | 0 | 0 | 0 | 0 | 0 | 0 | 0 | 0 | 0 | 0 | 0 | 0 | 0 | 0 | 0 | 0 | 0 | 0 | 0 | 0 | 0
| 50100411 | 120V 8PIN DPDT CONTROL RELAY | 0 | 0 | 0 | 0 | 0 | 0 | 0 | 0 | 0 | 0 | 0 | 0 | 0 | 0 | 0 | 0 | 0 | 0 | 0 | 0 | 0 | 0
| 50100420 | 8PIN SPDT FROST RELAY #ERAA3A1 | 0 | 0 | 0 | 0 | 0 | 0 | 0 | 0 | 0 | 0 | 0 | 0 | 0 | 0 | 0 | 0 | 0 | 0 | 0 | 0 | 0 | 0
| 50100421 | 110V TUB 8PIN TIME DELAY RELAY | 0 | 0 | 0 | 0 | 0 | 0 | 0 | 0 | 0 | 0 | 0 | 0 | 0 | 0 | 0 | 0 | 0 | 0 | 0 | 0 | 0 | 0
| 50100429 | 480V 3PH SPDT TUBPHASE MONITOR | 0 | 0 | 0 | 0 | 0 | 0 | 0 | 0 | 0 | 0 | 0 | 0 | 0 | 0 | 0 | 0 | 0 | 0 | 0 | 0 | 0 | 0
| 50100430 | 11 PIN RELAY SOCKET BASE | 0 | 0 | 0 | 0 | 0 | 0 | 0 | 0 | 0 | 0 | 0 | 0 | 0 | 0 | 0 | 0 | 0 | 0 | 0 | 0 | 0 | 0
| 50100440 | 1" METAL SHORT LEFT BEND | 0 | 0 | 0 | 0 | 0 | 0 | 0 | 0 | 0 | 0 | 0 | 0 | 0 | 0 | 0 | 0 | 0 | 0 | 0 | 0 | 0 | 0
| 50100441 | 1" PVC SHORT LEFT BEND | 0 | 0 | 0 | 0 | 0 | 0 | 0 | 0 | 0 | 0 | 0 | 0 | 0 | 0 | 0 | 0 | 0 | 0 | 0 | 0 | 0 | 0
| 50100520 | SIZE 1 STARTER | 0 | 0 | 0 | 0 | 0 | 0 | 0 | 0 | 0 | 0 | 0 | 0 | 0 | 0 | 0 | 0 | 0 | 0 | 0 | 0 | 0 | 0
| 50100521 | EXHAUST FAN | 0 | 0 | 0 | 0 | 0 | 0 | 0 | 0 | 0 | 0 | 0 | 0 | 0 | 0 | 0 | 0 | 0 | 0 | 0 | 0 | 0 | 0
| 50100530 | 1" CONDUIT STRAP | 0 | 0 | 0 | 0 | 0 | 0 | 0 | 0 | 0 | 0 | 0 | 0 | 0 | 0 | 0 | 0 | 0 | 0 | 0 | 0 | 0 | 0
| 50100531 | 1" EMT CONDUIT STRAP | 0 | 0 | 0 | 0 | 0 | 0 | 0 | 0 | 0 | 0 | 0 | 0 | 0 | 0 | 0 | 0 | 0 | 0 | 0 | 0 | 0 | 0
| 50100540 | ASG11 PRESSURE SWITCH | 0 | 0 | 0 | 0 | 0 | 0 | 0 | 0 | 0 | 0 | 0 | 0 | 0 | 0 | 0 | 0 | 0 | 0 | 0 | 0 | 0 | 0
| 50100541 | FSG2 PRESSURE SWITCH | 0 | 0 | 0 | 0 | 0 | 0 | 0 | 0 | 0 | 0 | 0 | 0 | 0 | 0 | 0 | 0 | 0 | 0 | 0 | 0 | 0 | 0
| 50100542 | GSG2/GHG2/GNG5 PRESS SWITCH | 0 | 0 | 0 | 0 | 0 | 0 | 0 | 0 | 0 | 0 | 0 | 0 | 0 | 0 | 0 | 0 | 0 | 0 | 0 | 0 | 0 | 0
| 50100545 | MERCOID PRESSURE SWITCH | 0 | 0 | 0 | 0 | 0 | 0 | 0 | 0 | 0 | 0 | 0 | 0 | 0 | 0 | 0 | 0 | 0 | 0 | 0 | 0 | 0 | 0
| 50100546 | BARKSDALE PRESSURE SWITCH | 0 | 0 | 0 | 0 | 0 | 0 | 0 | 0 | 0 | 0 | 0 | 0 | 0 | 0 | 0 | 0 | 0 | 0 | 0 | 0 | 0 | 0
| 50100550 | 230VFLOAT SWITCH | 0 | 0 | 0 | 0 | 0 | 0 | 0 | 0 | 0 | 0 | 0 | 0 | 0 | 0 | 0 | 0 | 0 | 0 | 0 | 0 | 0 | 0
| 50100552 | AIR VOL FLOAT CONTROL SWITCH | 0 | 0 | 0 | 0 | 0 | 0 | 0 | 0 | 0 | 0 | 0 | 0 | 0 | 0 | 0 | 0 | 0 | 0 | 0 | 0 | 0 | 0
| 50100553 | 115/230 NO/NC FLOAT SWITCH-STD | 0 | 0 | 0 | 0 | 0 | 0 | 0 | 0 | 0 | 0 | 0 | 0 | 0 | 0 | 0 | 0 | 0 | 0 | 0 | 0 | 0 | 0
| 50100580 | 1"PULLING TEE | 0 | 0 | 0 | 0 | 0 | 0 | 0 | 0 | 0 | 0 | 0 | 0 | 0 | 0 | 0 | 0 | 0 | 0 | 0 | 0 | 0 | 0
| 50100620 | 120V TRANSFORMER | 0 | 0 | 0 | 0 | 0 | 0 | 0 | 0 | 0 | 0 | 0 | 0 | 0 | 0 | 0 | 0 | 0 | 0 | 0 | 0 | 0 | 0
| 50100631 | 1/0 USE, XHHW ALUMINUM WIRE | 0 | 0 | 0 | 0 | 0 | 0 | 0 | 0 | 0 | 0 | 0 | 0 | 0 | 0 | 0 | 0 | 0 | 0 | 0 | 0 | 0 | 0
| 50100634 | #1 THHN COPPER WIRE | 0 | 0 | 0 | 0 | 0 | 0 | 0 | 0 | 0 | 0 | 0 | 0 | 0 | 0 | 0 | 0 | 0 | 0 | 0 | 0 | 0 | 0
| 50101030 | ALT, SOLID STATE 2 PUMP | 0 | 0 | 0 | 0 | 0 | 0 | 0 | 0 | 0 | 0 | 0 | 0 | 0 | 0 | 0 | 0 | 0 | 0 | 0 | 0 | 0 | 0
| 50101040 | BREAKER, 20AMP GFI | 0 | 0 | 0 | 0 | 0 | 0 | 0 | 0 | 0 | 0 | 0 | 0 | 0 | 0 | 0 | 0 | 0 | 0 | 0 | 0 | 0 | 0
| 50101146 | HOA SELECTOR SWITCH | 0 | 0 | 0 | 0 | 0 | 0 | 0 | 0 | 0 | 0 | 0 | 0 | 0 | 0 | 0 | 0 | 0 | 0 | 0 | 0 | 0 | 0
| 50101150 | 24 HOUR TIMER SWITCH | 0 | 0 | 0 | 0 | 0 | 0 | 0 | 0 | 0 | 0 | 0 | 0 | 0 | 0 | 0 | 0 | 0 | 0 | 0 | 0 | 0 | 0
| 50101151 | 120V 7DAY TIMER SWITCH | 0 | 0 | 0 | 0 | 0 | 0 | 0 | 0 | 0 | 0 | 0 | 0 | 0 | 0 | 0 | 0 | 0 | 0 | 0 | 0 | 0 | 0
| 50101261 | HEATER SURFACE ENCLOSURE | 0 | 0 | 0 | 0 | 0 | 0 | 0 | 0 | 0 | 0 | 0 | 0 | 0 | 0 | 0 | 0 | 0 | 0 | 0 | 0 | 0 | 0
| 50101328 | 3 POSITION TOGGLE SWITCH | 0 | 0 | 0 | 0 | 0 | 0 | 0 | 0 | 0 | 0 | 0 | 0 | 0 | 0 | 0 | 0 | 0 | 0 | 0 | 0 | 0 | 0
| 50101401 | 1" RECESSED THREADED PLUG | 0 | 0 | 0 | 0 | 0 | 0 | 0 | 0 | 0 | 0 | 0 | 0 | 0 | 0 | 0 | 0 | 0 | 0 | 0 | 0 | 0 | 0
| 50101420 | 11PIN DPDT FROST RELAY | 0 | 0 | 0 | 0 | 0 | 0 | 0 | 0 | 0 | 0 | 0 | 0 | 0 | 0 | 0 | 0 | 0 | 0 | 0 | 0 | 0 | 0
| 50101429 | 240V 3 PH SPDT PHASE MONITOR | 0 | 0 | 0 | 0 | 0 | 0 | 0 | 0 | 0 | 0 | 0 | 0 | 0 | 0 | 0 | 0 | 0 | 0 | 0 | 0 | 0 | 0
| 50101633 | #1/0 THHN COPPER WIRE | 0 | 0 | 0 | 0 | 0 | 0 | 0 | 0 | 0 | 0 | 0 | 0 | 0 | 0 | 0 | 0 | 0 | 0 | 0 | 0 | 0 | 0
| 50102030 | ALT, SOLID STATE 4 PUMP | 0 | 0 | 0 | 0 | 0 | 0 | 0 | 0 | 0 | 0 | 0 | 0 | 0 | 0 | 0 | 0 | 0 | 0 | 0 | 0 | 0 | 0
| 50102146 | HOA STARTER SEL SWITCH KIT | 0 | 0 | 0 | 0 | 0 | 0 | 0 | 0 | 0 | 0 | 0 | 0 | 0 | 0 | 0 | 0 | 0 | 0 | 0 | 0 | 0 | 0
| 50102411 | 120V 11PIN 3PDT CONTROL RELAY | 0 | 0 | 0 | 0 | 0 | 0 | 0 | 0 | 0 | 0 | 0 | 0 | 0 | 0 | 0 | 0 | 0 | 0 | 0 | 0 | 0 | 0
| 50103382 | 100AMP 600V 3PH MTS TSFR SW | 0 | 0 | 0 | 0 | 0 | 0 | 0 | 0 | 0 | 0 | 0 | 0 | 0 | 0 | 0 | 0 | 0 | 0 | 0 | 0 | 0 | 0
| 50103411 | 120V 8PIN SPDT CONTROL RELAY | 0 | 0 | 0 | 0 | 0 | 0 | 0 | 0 | 0 | 0 | 0 | 0 | 0 | 0 | 0 | 0 | 0 | 0 | 0 | 0 | 0 | 0
| 50108070 | 108-130MFD 110V START CAP | 0 | 0 | 0 | 0 | 0 | 0 | 0 | 0 | 0 | 0 | 0 | 0 | 0 | 0 | 0 | 0 | 0 | 0 | 0 | 0 | 0 | 0
| 50112061 | 1-1/2" INSULATED GRD BUSHING | 0 | 0 | 0 | 0 | 0 | 0 | 0 | 0 | 0 | 0 | 0 | 0 | 0 | 0 | 0 | 0 | 0 | 0 | 0 | 0 | 0 | 0
| 50112062 | 1-1/2" INS PLASTIC BUSHING | 0 | 0 | 0 | 0 | 0 | 0 | 0 | 0 | 0 | 0 | 0 | 0 | 0 | 0 | 0 | 0 | 0 | 0 | 0 | 0 | 0 | 0
| 50112063 | 1-1/2" THREADED BUSHING | 0 | 0 | 0 | 0 | 0 | 0 | 0 | 0 | 0 | 0 | 0 | 0 | 0 | 0 | 0 | 0 | 0 | 0 | 0 | 0 | 0 | 0
| 50112065 | 1-1/2" CHASE NIPPLE | 0 | 0 | 0 | 0 | 0 | 0 | 0 | 0 | 0 | 0 | 0 | 0 | 0 | 0 | 0 | 0 | 0 | 0 | 0 | 0 | 0 | 0
| 50112070 | 1-1/2" PVC CONDUIT COUPLING | 0 | 0 | 0 | 0 | 0 | 0 | 0 | 0 | 0 | 0 | 0 | 0 | 0 | 0 | 0 | 0 | 0 | 0 | 0 | 0 | 0 | 0
| 50112071 | 1-1/2" EMT CONDUIT COUPLING | 0 | 0 | 0 | 0 | 0 | 0 | 0 | 0 | 0 | 0 | 0 | 0 | 0 | 0 | 0 | 0 | 0 | 0 | 0 | 0 | 0 | 0
| 50112080 | 1-1/2" SUPER STRUT CHANNEL | 0 | 0 | 0 | 0 | 0 | 0 | 0 | 0 | 0 | 0 | 0 | 0 | 0 | 0 | 0 | 0 | 0 | 0 | 0 | 0 | 0 | 0
| 50112081 | 7/8" UNI STRUT CHANNEL | 0 | 0 | 0 | 0 | 0 | 0 | 0 | 0 | 0 | 0 | 0 | 0 | 0 | 0 | 0 | 0 | 0 | 0 | 0 | 0 | 0 | 0
| 50112091 | 1-1/2" UNI STRUT STRAP | 0 | 0 | 0 | 0 | 0 | 0 | 0 | 0 | 0 | 0 | 0 | 0 | 0 | 0 | 0 | 0 | 0 | 0 | 0 | 0 | 0 | 0
| 50112092 | 1-1/2" EMT 90 ELBOW | 0 | 0 | 0 | 0 | 0 | 0 | 0 | 0 | 0 | 0 | 0 | 0 | 0 | 0 | 0 | 0 | 0 | 0 | 0 | 0 | 0 | 0
| 50112093 | 1-1/2" LT 90 FLEX ELBOW | 0 | 0 | 0 | 0 | 0 | 0 | 0 | 0 | 0 | 0 | 0 | 0 | 0 | 0 | 0 | 0 | 0 | 0 | 0 | 0 | 0 | 0
| 50112095 | 1-1/2" PVC90 SWP/PULLING ELBOW | 0 | 0 | 0 | 0 | 0 | 0 | 0 | 0 | 0 | 0 | 0 | 0 | 0 | 0 | 0 | 0 | 0 | 0 | 0 | 0 | 0 | 0
| 50112110 | 1-1/2" RUNNING THREAD CONDUIT | 0 | 0 | 0 | 0 | 0 | 0 | 0 | 0 | 0 | 0 | 0 | 0 | 0 | 0 | 0 | 0 | 0 | 0 | 0 | 0 | 0 | 0
| 50112111 | 1-1/2" EMT CONDUIT | 0 | 0 | 0 | 0 | 0 | 0 | 0 | 0 | 0 | 0 | 0 | 0 | 0 | 0 | 0 | 0 | 0 | 0 | 0 | 0 | 0 | 0
| 50112113 | 1-1/2" LT FLEX CONDUIT | 0 | 0 | 0 | 0 | 0 | 0 | 0 | 0 | 0 | 0 | 0 | 0 | 0 | 0 | 0 | 0 | 0 | 0 | 0 | 0 | 0 | 0
| 50112114 | 1-1/2" PVC SCHEDULE 40 CONDUIT | 0 | 0 | 0 | 0 | 0 | 0 | 0 | 0 | 0 | 0 | 0 | 0 | 0 | 0 | 0 | 0 | 0 | 0 | 0 | 0 | 0 | 0
| 50112125 | 1-1/2" PVC BELL END CONDUIT | 0 | 0 | 0 | 0 | 0 | 0 | 0 | 0 | 0 | 0 | 0 | 0 | 0 | 0 | 0 | 0 | 0 | 0 | 0 | 0 | 0 | 0
| 50112130 | 1-1/2" FLEX CONNECTOR | 0 | 0 | 0 | 0 | 0 | 0 | 0 | 0 | 0 | 0 | 0 | 0 | 0 | 0 | 0 | 0 | 0 | 0 | 0 | 0 | 0 | 0
| 50112132 | 1-1/2" LT or FLEX CONNECTOR | 0 | 0 | 0 | 0 | 0 | 0 | 0 | 0 | 0 | 0 | 0 | 0 | 0 | 0 | 0 | 0 | 0 | 0 | 0 | 0 | 0 | 0
| 50112134 | 1-1/2" EMT CONNECTOR | 0 | 0 | 0 | 0 | 0 | 0 | 0 | 0 | 0 | 0 | 0 | 0 | 0 | 0 | 0 | 0 | 0 | 0 | 0 | 0 | 0 | 0
| 50112137 | 1-1/2" MALE/FEM PVC TERM ADPTR | 0 | 0 | 0 | 0 | 0 | 0 | 0 | 0 | 0 | 0 | 0 | 0 | 0 | 0 | 0 | 0 | 0 | 0 | 0 | 0 | 0 | 0
| 50112145 | 1-1/2" PVC 45 ELBOW | 0 | 0 | 0 | 0 | 0 | 0 | 0 | 0 | 0 | 0 | 0 | 0 | 0 | 0 | 0 | 0 | 0 | 0 | 0 | 0 | 0 | 0
| 50112340 | 1-1/2" LOCKNUT | 0 | 0 | 0 | 0 | 0 | 0 | 0 | 0 | 0 | 0 | 0 | 0 | 0 | 0 | 0 | 0 | 0 | 0 | 0 | 0 | 0 | 0
| 50112341 | 1-1/2" BONDING LOCKNUT | 0 | 0 | 0 | 0 | 0 | 0 | 0 | 0 | 0 | 0 | 0 | 0 | 0 | 0 | 0 | 0 | 0 | 0 | 0 | 0 | 0 | 0
| 50112342 | 1-1/2" SEALING LOCKNUT | 0 | 0 | 0 | 0 | 0 | 0 | 0 | 0 | 0 | 0 | 0 | 0 | 0 | 0 | 0 | 0 | 0 | 0 | 0 | 0 | 0 | 0
| 50112351 | METER BASE 125AMP 1 PH | 0 | 0 | 0 | 0 | 0 | 0 | 0 | 0 | 0 | 0 | 0 | 0 | 0 | 0 | 0 | 0 | 0 | 0 | 0 | 0 | 0 | 0
| 50112360 | 1-1/2" OFFSET NIPPLE | 0 | 0 | 0 | 0 | 0 | 0 | 0 | 0 | 0 | 0 | 0 | 0 | 0 | 0 | 0 | 0 | 0 | 0 | 0 | 0 | 0 | 0
| 50112380 | 8/10 SPACE 125A 1PH PNL w/CVR | 0 | 0 | 0 | 0 | 0 | 0 | 0 | 0 | 0 | 0 | 0 | 0 | 0 | 0 | 0 | 0 | 0 | 0 | 0 | 0 | 0 | 0
| 50112400 | 1-1/2" SNAP & SEAL PLUG | 0 | 0 | 0 | 0 | 0 | 0 | 0 | 0 | 0 | 0 | 0 | 0 | 0 | 0 | 0 | 0 | 0 | 0 | 0 | 0 | 0 | 0
| 50112401 | 1-1/2" RECESSED THREADED PLUG | 0 | 0 | 0 | 0 | 0 | 0 | 0 | 0 | 0 | 0 | 0 | 0 | 0 | 0 | 0 | 0 | 0 | 0 | 0 | 0 | 0 | 0
| 50112411 | 240V 8PIN DPDT CONTROL RELAY | 0 | 0 | 0 | 0 | 0 | 0 | 0 | 0 | 0 | 0 | 0 | 0 | 0 | 0 | 0 | 0 | 0 | 0 | 0 | 0 | 0 | 0
| 50112440 | 1-1/2" METAL SHORT LEFT BEND | 0 | 0 | 0 | 0 | 0 | 0 | 0 | 0 | 0 | 0 | 0 | 0 | 0 | 0 | 0 | 0 | 0 | 0 | 0 | 0 | 0 | 0
| 50112441 | 1-1/2" PVC SHORT LEFT BEND | 0 | 0 | 0 | 0 | 0 | 0 | 0 | 0 | 0 | 0 | 0 | 0 | 0 | 0 | 0 | 0 | 0 | 0 | 0 | 0 | 0 | 0
| 50112520 | SIZE 1-1/2 STARTER | 0 | 0 | 0 | 0 | 0 | 0 | 0 | 0 | 0 | 0 | 0 | 0 | 0 | 0 | 0 | 0 | 0 | 0 | 0 | 0 | 0 | 0
| 50112530 | 1-1/2" CONDUIT STRAP | 0 | 0 | 0 | 0 | 0 | 0 | 0 | 0 | 0 | 0 | 0 | 0 | 0 | 0 | 0 | 0 | 0 | 0 | 0 | 0 | 0 | 0
| 50112531 | 1-1/2" EMT CONDUIT STRAP | 0 | 0 | 0 | 0 | 0 | 0 | 0 | 0 | 0 | 0 | 0 | 0 | 0 | 0 | 0 | 0 | 0 | 0 | 0 | 0 | 0 | 0
| 50112580 | 1-1/2"PULLING TEE | 0 | 0 | 0 | 0 | 0 | 0 | 0 | 0 | 0 | 0 | 0 | 0 | 0 | 0 | 0 | 0 | 0 | 0 | 0 | 0 | 0 | 0
| 50112631 | 2/0 USE, XHHW ALUMINUM WIRE | 0 | 0 | 0 | 0 | 0 | 0 | 0 | 0 | 0 | 0 | 0 | 0 | 0 | 0 | 0 | 0 | 0 | 0 | 0 | 0 | 0 | 0
| 50114061 | 1-1/4" INSULATED GRD BUSHING | 0 | 0 | 0 | 0 | 0 | 0 | 0 | 0 | 0 | 0 | 0 | 0 | 0 | 0 | 0 | 0 | 0 | 0 | 0 | 0 | 0 | 0
| 50114062 | 1-1/4" INS PLASTIC BUSHING | 0 | 0 | 0 | 0 | 0 | 0 | 0 | 0 | 0 | 0 | 0 | 0 | 0 | 0 | 0 | 0 | 0 | 0 | 0 | 0 | 0 | 0
| 50114063 | 1-1/4" THREADED BUSHING | 0 | 0 | 0 | 0 | 0 | 0 | 0 | 0 | 0 | 0 | 0 | 0 | 0 | 0 | 0 | 0 | 0 | 0 | 0 | 0 | 0 | 0
| 50114070 | 1-1/4" PVC CONDUIT COUPLING | 0 | 0 | 0 | 0 | 0 | 0 | 0 | 0 | 0 | 0 | 0 | 0 | 0 | 0 | 0 | 0 | 0 | 0 | 0 | 0 | 0 | 0
| 50114071 | 1-1/4" EMT CONDUIT COUPLING | 0 | 0 | 0 | 0 | 0 | 0 | 0 | 0 | 0 | 0 | 0 | 0 | 0 | 0 | 0 | 0 | 0 | 0 | 0 | 0 | 0 | 0
| 50114091 | 1-1/4" UNI STRUT STRAP | 0 | 0 | 0 | 0 | 0 | 0 | 0 | 0 | 0 | 0 | 0 | 0 | 0 | 0 | 0 | 0 | 0 | 0 | 0 | 0 | 0 | 0
| 50114092 | 1-1/4" EMT 90 ELBOW | 0 | 0 | 0 | 0 | 0 | 0 | 0 | 0 | 0 | 0 | 0 | 0 | 0 | 0 | 0 | 0 | 0 | 0 | 0 | 0 | 0 | 0
| 50114093 | 1-1/4" LT 90 FLEX ELBOW | 0 | 0 | 0 | 0 | 0 | 0 | 0 | 0 | 0 | 0 | 0 | 0 | 0 | 0 | 0 | 0 | 0 | 0 | 0 | 0 | 0 | 0
| 50114094 | 1-1/4" FLEX 90 CONNECTOR ELBOW | 0 | 0 | 0 | 0 | 0 | 0 | 0 | 0 | 0 | 0 | 0 | 0 | 0 | 0 | 0 | 0 | 0 | 0 | 0 | 0 | 0 | 0
| 50114095 | 1-1/4" PVC90 SWP/PULLING ELBOW | 0 | 0 | 0 | 0 | 0 | 0 | 0 | 0 | 0 | 0 | 0 | 0 | 0 | 0 | 0 | 0 | 0 | 0 | 0 | 0 | 0 | 0
| 50114110 | 1-1/4" RUNNING THREAD CONDUIT | 0 | 0 | 0 | 0 | 0 | 0 | 0 | 0 | 0 | 0 | 0 | 0 | 0 | 0 | 0 | 0 | 0 | 0 | 0 | 0 | 0 | 0
| 50114111 | 1-1/4" EMT CONDUIT | 0 | 0 | 0 | 0 | 0 | 0 | 0 | 0 | 0 | 0 | 0 | 0 | 0 | 0 | 0 | 0 | 0 | 0 | 0 | 0 | 0 | 0
| 50114112 | 1-1/4" FLEX ALUM CONDUIT | 0 | 0 | 0 | 0 | 0 | 0 | 0 | 0 | 0 | 0 | 0 | 0 | 0 | 0 | 0 | 0 | 0 | 0 | 0 | 0 | 0 | 0
| 50114113 | 1-1/4" LT FLEX CONDUIT | 0 | 0 | 0 | 0 | 0 | 0 | 0 | 0 | 0 | 0 | 0 | 0 | 0 | 0 | 0 | 0 | 0 | 0 | 0 | 0 | 0 | 0
| 50114114 | 1-1/4" PVC SCHEDULE 40 CONDUIT | 0 | 0 | 0 | 0 | 0 | 0 | 0 | 0 | 0 | 0 | 0 | 0 | 0 | 0 | 0 | 0 | 0 | 0 | 0 | 0 | 0 | 0
| 50114115 | 1-1/4" RIGID CONDUIT | 0 | 0 | 0 | 0 | 0 | 0 | 0 | 0 | 0 | 0 | 0 | 0 | 0 | 0 | 0 | 0 | 0 | 0 | 0 | 0 | 0 | 0
| 50114125 | 1-1/4" PVC BELL END CONDUIT | 0 | 0 | 0 | 0 | 0 | 0 | 0 | 0 | 0 | 0 | 0 | 0 | 0 | 0 | 0 | 0 | 0 | 0 | 0 | 0 | 0 | 0
| 50114130 | 1-1/4" FLEX CONNECTOR | 0 | 0 | 0 | 0 | 0 | 0 | 0 | 0 | 0 | 0 | 0 | 0 | 0 | 0 | 0 | 0 | 0 | 0 | 0 | 0 | 0 | 0
| 50114132 | 1-1/4" LT or FLEX CONNECTOR | 0 | 0 | 0 | 0 | 0 | 0 | 0 | 0 | 0 | 0 | 0 | 0 | 0 | 0 | 0 | 0 | 0 | 0 | 0 | 0 | 0 | 0
| 50114134 | 1-1/4" EMT CONNECTOR | 0 | 0 | 0 | 0 | 0 | 0 | 0 | 0 | 0 | 0 | 0 | 0 | 0 | 0 | 0 | 0 | 0 | 0 | 0 | 0 | 0 | 0
| 50114137 | 1-1/4" MALE/FEM PVC TERM ADPTR | 0 | 0 | 0 | 0 | 0 | 0 | 0 | 0 | 0 | 0 | 0 | 0 | 0 | 0 | 0 | 0 | 0 | 0 | 0 | 0 | 0 | 0
| 50114145 | 1-1/4" PVC 45 ELBOW | 0 | 0 | 0 | 0 | 0 | 0 | 0 | 0 | 0 | 0 | 0 | 0 | 0 | 0 | 0 | 0 | 0 | 0 | 0 | 0 | 0 | 0
| 50114146 | 1-1/4" LT 45 CONNECTOR ELBOW | 0 | 0 | 0 | 0 | 0 | 0 | 0 | 0 | 0 | 0 | 0 | 0 | 0 | 0 | 0 | 0 | 0 | 0 | 0 | 0 | 0 | 0
| 50114340 | 1-1/4" LOCKNUT | 0 | 0 | 0 | 0 | 0 | 0 | 0 | 0 | 0 | 0 | 0 | 0 | 0 | 0 | 0 | 0 | 0 | 0 | 0 | 0 | 0 | 0
| 50114341 | 2-1/4" BONDING LOCKNUT | 0 | 0 | 0 | 0 | 0 | 0 | 0 | 0 | 0 | 0 | 0 | 0 | 0 | 0 | 0 | 0 | 0 | 0 | 0 | 0 | 0 | 0
| 50114342 | 1-1/4" SEALING LOCKNUT | 0 | 0 | 0 | 0 | 0 | 0 | 0 | 0 | 0 | 0 | 0 | 0 | 0 | 0 | 0 | 0 | 0 | 0 | 0 | 0 | 0 | 0
| 50114360 | 1-1/4" OFFSET NIPPLE | 0 | 0 | 0 | 0 | 0 | 0 | 0 | 0 | 0 | 0 | 0 | 0 | 0 | 0 | 0 | 0 | 0 | 0 | 0 | 0 | 0 | 0
| 50114400 | 1-1/4" SNAP & SEAL PLUG | 0 | 0 | 0 | 0 | 0 | 0 | 0 | 0 | 0 | 0 | 0 | 0 | 0 | 0 | 0 | 0 | 0 | 0 | 0 | 0 | 0 | 0
| 50114401 | 1-1/4" RECESSED THREADED PLUG | 0 | 0 | 0 | 0 | 0 | 0 | 0 | 0 | 0 | 0 | 0 | 0 | 0 | 0 | 0 | 0 | 0 | 0 | 0 | 0 | 0 | 0
| 50114440 | 1-1/4" METAL SHORT LEFT BEND | 0 | 0 | 0 | 0 | 0 | 0 | 0 | 0 | 0 | 0 | 0 | 0 | 0 | 0 | 0 | 0 | 0 | 0 | 0 | 0 | 0 | 0
| 50114441 | 1-1/4" PVC SHORT LEFT BEND | 0 | 0 | 0 | 0 | 0 | 0 | 0 | 0 | 0 | 0 | 0 | 0 | 0 | 0 | 0 | 0 | 0 | 0 | 0 | 0 | 0 | 0
| 50114530 | 1-1/4" CONDUIT STRAP | 0 | 0 | 0 | 0 | 0 | 0 | 0 | 0 | 0 | 0 | 0 | 0 | 0 | 0 | 0 | 0 | 0 | 0 | 0 | 0 | 0 | 0
| 50114531 | 1-1/4" EMT CONDUIT STRAP | 0 | 0 | 0 | 0 | 0 | 0 | 0 | 0 | 0 | 0 | 0 | 0 | 0 | 0 | 0 | 0 | 0 | 0 | 0 | 0 | 0 | 0
| 50114631 | 4/0 USE, XHHW ALUMINUM WIRE | 0 | 0 | 0 | 0 | 0 | 0 | 0 | 0 | 0 | 0 | 0 | 0 | 0 | 0 | 0 | 0 | 0 | 0 | 0 | 0 | 0 | 0
| 50116072 | 216-259MFD 110V START CAP | 0 | 0 | 0 | 0 | 0 | 0 | 0 | 0 | 0 | 0 | 0 | 0 | 0 | 0 | 0 | 0 | 0 | 0 | 0 | 0 | 0 | 0
| 50120221 | 250V 10 AMP FUSE | 0 | 0 | 0 | 0 | 0 | 0 | 0 | 0 | 0 | 0 | 0 | 0 | 0 | 0 | 0 | 0 | 0 | 0 | 0 | 0 | 0 | 0
| 50124073 | 324-389MFD 110V START CAP | 0 | 0 | 0 | 0 | 0 | 0 | 0 | 0 | 0 | 0 | 0 | 0 | 0 | 0 | 0 | 0 | 0 | 0 | 0 | 0 | 0 | 0
| 50130070 | 130-156MFD 110V START CAP | 0 | 0 | 0 | 0 | 0 | 0 | 0 | 0 | 0 | 0 | 0 | 0 | 0 | 0 | 0 | 0 | 0 | 0 | 0 | 0 | 0 | 0
| 50130138 | 30A FEM CORD GRIP RECEPTICAL | 0 | 0 | 0 | 0 | 0 | 0 | 0 | 0 | 0 | 0 | 0 | 0 | 0 | 0 | 0 | 0 | 0 | 0 | 0 | 0 | 0 | 0
| 50130139 | 30AMP MALE CORD GRIP PLUG | 0 | 0 | 0 | 0 | 0 | 0 | 0 | 0 | 0 | 0 | 0 | 0 | 0 | 0 | 0 | 0 | 0 | 0 | 0 | 0 | 0 | 0
| 50134520 | SIZE 1-3/4 STARTER | 0 | 0 | 0 | 0 | 0 | 0 | 0 | 0 | 0 | 0 | 0 | 0 | 0 | 0 | 0 | 0 | 0 | 0 | 0 | 0 | 0 | 0
| 50140430 | 4 PIN RELAY SOCKET BASE | 0 | 0 | 0 | 0 | 0 | 0 | 0 | 0 | 0 | 0 | 0 | 0 | 0 | 0 | 0 | 0 | 0 | 0 | 0 | 0 | 0 | 0
| 50142135 | 14/2 INS 2 SPLICE CONDUCTOR | 0 | 0 | 0 | 0 | 0 | 0 | 0 | 0 | 0 | 0 | 0 | 0 | 0 | 0 | 0 | 0 | 0 | 0 | 0 | 0 | 0 | 0
| 50152221 | 250V 15 AMP FUSE | 0 | 0 | 0 | 0 | 0 | 0 | 0 | 0 | 0 | 0 | 0 | 0 | 0 | 0 | 0 | 0 | 0 | 0 | 0 | 0 | 0 | 0
| 50156221 | 600V 15 AMP OR 20 AMP FUSE | 0 | 0 | 0 | 0 | 0 | 0 | 0 | 0 | 0 | 0 | 0 | 0 | 0 | 0 | 0 | 0 | 0 | 0 | 0 | 0 | 0 | 0
| 50160074 | 460-552MFD 110V START CAP | 0 | 0 | 0 | 0 | 0 | 0 | 0 | 0 | 0 | 0 | 0 | 0 | 0 | 0 | 0 | 0 | 0 | 0 | 0 | 0 | 0 | 0
| 50160139 | 60AMP MALE CORD GRIP PLUG | 0 | 0 | 0 | 0 | 0 | 0 | 0 | 0 | 0 | 0 | 0 | 0 | 0 | 0 | 0 | 0 | 0 | 0 | 0 | 0 | 0 | 0
| 50161071 | 161-193MFD 110V START CAP | 0 | 0 | 0 | 0 | 0 | 0 | 0 | 0 | 0 | 0 | 0 | 0 | 0 | 0 | 0 | 0 | 0 | 0 | 0 | 0 | 0 | 0
| 50166071 | 652-662MFD 110V START CAP | 0 | 0 | 0 | 0 | 0 | 0 | 0 | 0 | 0 | 0 | 0 | 0 | 0 | 0 | 0 | 0 | 0 | 0 | 0 | 0 | 0 | 0
| 50170075 | 708-850MFD 110V START CAP | 0 | 0 | 0 | 0 | 0 | 0 | 0 | 0 | 0 | 0 | 0 | 0 | 0 | 0 | 0 | 0 | 0 | 0 | 0 | 0 | 0 | 0
| 50178073 | 378-454MFD 110V START CAP | 0 | 0 | 0 | 0 | 0 | 0 | 0 | 0 | 0 | 0 | 0 | 0 | 0 | 0 | 0 | 0 | 0 | 0 | 0 | 0 | 0 | 0
| 50200020 | ALARM HORN ASSEMBLY | 0 | 0 | 0 | 0 | 0 | 0 | 0 | 0 | 0 | 0 | 0 | 0 | 0 | 0 | 0 | 0 | 0 | 0 | 0 | 0 | 0 | 0
| 50200035 | ALTERNATOR COIL - 220V | 0 | 0 | 0 | 0 | 0 | 0 | 0 | 0 | 0 | 0 | 0 | 0 | 0 | 0 | 0 | 0 | 0 | 0 | 0 | 0 | 0 | 0
| 50200036 | 220V CONTACTOR COIL SMALL | 0 | 0 | 0 | 0 | 0 | 0 | 0 | 0 | 0 | 0 | 0 | 0 | 0 | 0 | 0 | 0 | 0 | 0 | 0 | 0 | 0 | 0
| 50200037 | 220V START COIL (dual voltage) | 0 | 0 | 0 | 0 | 0 | 0 | 0 | 0 | 0 | 0 | 0 | 0 | 0 | 0 | 0 | 0 | 0 | 0 | 0 | 0 | 0 | 0
| 50200038 | 220V FURNAS STARTER COIL | 0 | 0 | 0 | 0 | 0 | 0 | 0 | 0 | 0 | 0 | 0 | 0 | 0 | 0 | 0 | 0 | 0 | 0 | 0 | 0 | 0 | 0
| 50200041 | 15 AMP 2POLE BREAKER | 0 | 0 | 0 | 0 | 0 | 0 | 0 | 0 | 0 | 0 | 0 | 0 | 0 | 0 | 0 | 0 | 0 | 0 | 0 | 0 | 0 | 0
| 50200042 | 20 AMP 2POLE BREAKER | 0 | 0 | 0 | 0 | 0 | 0 | 0 | 0 | 0 | 0 | 0 | 0 | 0 | 0 | 0 | 0 | 0 | 0 | 0 | 0 | 0 | 0
| 50200044 | 30 AMP 2POLE BREAKER | 0 | 0 | 0 | 0 | 0 | 0 | 0 | 0 | 0 | 0 | 0 | 0 | 0 | 0 | 0 | 0 | 0 | 0 | 0 | 0 | 0 | 0
| 50200045 | 40 AMP 2POLE BREAKER | 0 | 0 | 0 | 0 | 0 | 0 | 0 | 0 | 0 | 0 | 0 | 0 | 0 | 0 | 0 | 0 | 0 | 0 | 0 | 0 | 0 | 0
| 50200046 | 50 AMP 2POLE BREAKER | 0 | 0 | 0 | 0 | 0 | 0 | 0 | 0 | 0 | 0 | 0 | 0 | 0 | 0 | 0 | 0 | 0 | 0 | 0 | 0 | 0 | 0
| 50200047 | 60 AMP 2POLE BREAKER | 0 | 0 | 0 | 0 | 0 | 0 | 0 | 0 | 0 | 0 | 0 | 0 | 0 | 0 | 0 | 0 | 0 | 0 | 0 | 0 | 0 | 0
| 50200048 | 70 AMP 2POLE BREAKER | 0 | 0 | 0 | 0 | 0 | 0 | 0 | 0 | 0 | 0 | 0 | 0 | 0 | 0 | 0 | 0 | 0 | 0 | 0 | 0 | 0 | 0
| 50200049 | 100 AMP 2POLE BREAKER | 0 | 0 | 0 | 0 | 0 | 0 | 0 | 0 | 0 | 0 | 0 | 0 | 0 | 0 | 0 | 0 | 0 | 0 | 0 | 0 | 0 | 0
| 50200050 | 125 AMP 2POLE BREAKER | 0 | 0 | 0 | 0 | 0 | 0 | 0 | 0 | 0 | 0 | 0 | 0 | 0 | 0 | 0 | 0 | 0 | 0 | 0 | 0 | 0 | 0
| 50200061 | 2" INSULATED GRD BUSHING | 0 | 0 | 0 | 0 | 0 | 0 | 0 | 0 | 0 | 0 | 0 | 0 | 0 | 0 | 0 | 0 | 0 | 0 | 0 | 0 | 0 | 0
| 50200062 | 2" INS PLASTIC BUSHING | 0 | 0 | 0 | 0 | 0 | 0 | 0 | 0 | 0 | 0 | 0 | 0 | 0 | 0 | 0 | 0 | 0 | 0 | 0 | 0 | 0 | 0
| 50200063 | 2" THREADED BUSHING | 0 | 0 | 0 | 0 | 0 | 0 | 0 | 0 | 0 | 0 | 0 | 0 | 0 | 0 | 0 | 0 | 0 | 0 | 0 | 0 | 0 | 0
| 50200068 | 2"PVC SVC ENTRANCE CAP | 0 | 0 | 0 | 0 | 0 | 0 | 0 | 0 | 0 | 0 | 0 | 0 | 0 | 0 | 0 | 0 | 0 | 0 | 0 | 0 | 0 | 0
| 50200070 | 2" PVC CONDUIT COUPLING | 0 | 0 | 0 | 0 | 0 | 0 | 0 | 0 | 0 | 0 | 0 | 0 | 0 | 0 | 0 | 0 | 0 | 0 | 0 | 0 | 0 | 0
| 50200071 | 2" EMT CONDUIT COUPLING | 0 | 0 | 0 | 0 | 0 | 0 | 0 | 0 | 0 | 0 | 0 | 0 | 0 | 0 | 0 | 0 | 0 | 0 | 0 | 0 | 0 | 0
| 50200090 | 1 1/4 - 2 GROUND CLAMP | 0 | 0 | 0 | 0 | 0 | 0 | 0 | 0 | 0 | 0 | 0 | 0 | 0 | 0 | 0 | 0 | 0 | 0 | 0 | 0 | 0 | 0
| 50200091 | 2" UNI STRUT STRAP | 0 | 0 | 0 | 0 | 0 | 0 | 0 | 0 | 0 | 0 | 0 | 0 | 0 | 0 | 0 | 0 | 0 | 0 | 0 | 0 | 0 | 0
| 50200092 | 2" EMT 90 ELBOW | 0 | 0 | 0 | 0 | 0 | 0 | 0 | 0 | 0 | 0 | 0 | 0 | 0 | 0 | 0 | 0 | 0 | 0 | 0 | 0 | 0 | 0
| 50200093 | 2" LT 90 FLEX ELBOW | 0 | 0 | 0 | 0 | 0 | 0 | 0 | 0 | 0 | 0 | 0 | 0 | 0 | 0 | 0 | 0 | 0 | 0 | 0 | 0 | 0 | 0
| 50200095 | 2" PVC 90 SWP/PULLING ELBOW | 0 | 0 | 0 | 0 | 0 | 0 | 0 | 0 | 0 | 0 | 0 | 0 | 0 | 0 | 0 | 0 | 0 | 0 | 0 | 0 | 0 | 0
| 50200110 | 2" RUNNING THREAD CONDUIT | 0 | 0 | 0 | 0 | 0 | 0 | 0 | 0 | 0 | 0 | 0 | 0 | 0 | 0 | 0 | 0 | 0 | 0 | 0 | 0 | 0 | 0
| 50200111 | 2" EMT CONDUIT | 0 | 0 | 0 | 0 | 0 | 0 | 0 | 0 | 0 | 0 | 0 | 0 | 0 | 0 | 0 | 0 | 0 | 0 | 0 | 0 | 0 | 0
| 50200114 | 2" PVC SCHEDULE 40 CONDUIT | 0 | 0 | 0 | 0 | 0 | 0 | 0 | 0 | 0 | 0 | 0 | 0 | 0 | 0 | 0 | 0 | 0 | 0 | 0 | 0 | 0 | 0
| 50200125 | 2" PVC BELL END CONDUIT | 0 | 0 | 0 | 0 | 0 | 0 | 0 | 0 | 0 | 0 | 0 | 0 | 0 | 0 | 0 | 0 | 0 | 0 | 0 | 0 | 0 | 0
| 50200132 | 2" LT or FLEX CONNECTOR | 0 | 0 | 0 | 0 | 0 | 0 | 0 | 0 | 0 | 0 | 0 | 0 | 0 | 0 | 0 | 0 | 0 | 0 | 0 | 0 | 0 | 0
| 50200134 | 2" EMT CONNECTOR | 0 | 0 | 0 | 0 | 0 | 0 | 0 | 0 | 0 | 0 | 0 | 0 | 0 | 0 | 0 | 0 | 0 | 0 | 0 | 0 | 0 | 0
| 50200137 | 2" MALE/FEM PVC TERM ADPTR | 0 | 0 | 0 | 0 | 0 | 0 | 0 | 0 | 0 | 0 | 0 | 0 | 0 | 0 | 0 | 0 | 0 | 0 | 0 | 0 | 0 | 0
| 50200140 | N/C or N/O STARTER AUX CONTACT | 0 | 0 | 0 | 0 | 0 | 0 | 0 | 0 | 0 | 0 | 0 | 0 | 0 | 0 | 0 | 0 | 0 | 0 | 0 | 0 | 0 | 0
| 50200142 | 20AMP 2POLE CONTACTOR | 0 | 0 | 0 | 0 | 0 | 0 | 0 | 0 | 0 | 0 | 0 | 0 | 0 | 0 | 0 | 0 | 0 | 0 | 0 | 0 | 0 | 0
| 50200145 | 2" PVC 45 ELBOW | 0 | 0 | 0 | 0 | 0 | 0 | 0 | 0 | 0 | 0 | 0 | 0 | 0 | 0 | 0 | 0 | 0 | 0 | 0 | 0 | 0 | 0
| 50200200 | 3E2A ELECTRODE HOLDER | 0 | 0 | 0 | 0 | 0 | 0 | 0 | 0 | 0 | 0 | 0 | 0 | 0 | 0 | 0 | 0 | 0 | 0 | 0 | 0 | 0 | 0
| 50200259 | THERMOSTAT, 22AMP WALL MOUNT | 0 | 0 | 0 | 0 | 0 | 0 | 0 | 0 | 0 | 0 | 0 | 0 | 0 | 0 | 0 | 0 | 0 | 0 | 0 | 0 | 0 | 0
| 50200266 | 2" HUB | 0 | 0 | 0 | 0 | 0 | 0 | 0 | 0 | 0 | 0 | 0 | 0 | 0 | 0 | 0 | 0 | 0 | 0 | 0 | 0 | 0 | 0
| 50200328 | DPDT TOGGLE SWITCH | 0 | 0 | 0 | 0 | 0 | 0 | 0 | 0 | 0 | 0 | 0 | 0 | 0 | 0 | 0 | 0 | 0 | 0 | 0 | 0 | 0 | 0
| 50200330 | 220V LIQUID LEVEL CONTROLLER | 0 | 0 | 0 | 0 | 0 | 0 | 0 | 0 | 0 | 0 | 0 | 0 | 0 | 0 | 0 | 0 | 0 | 0 | 0 | 0 | 0 | 0
| 50200340 | 2" LOCKNUT | 0 | 0 | 0 | 0 | 0 | 0 | 0 | 0 | 0 | 0 | 0 | 0 | 0 | 0 | 0 | 0 | 0 | 0 | 0 | 0 | 0 | 0
| 50200341 | 2" BONDING LOCKNUT | 0 | 0 | 0 | 0 | 0 | 0 | 0 | 0 | 0 | 0 | 0 | 0 | 0 | 0 | 0 | 0 | 0 | 0 | 0 | 0 | 0 | 0
| 50200342 | 2" SEALING LOCKNUT | 0 | 0 | 0 | 0 | 0 | 0 | 0 | 0 | 0 | 0 | 0 | 0 | 0 | 0 | 0 | 0 | 0 | 0 | 0 | 0 | 0 | 0
| 50200350 | METER SOCKET, 200AMP 1PH | 0 | 0 | 0 | 0 | 0 | 0 | 0 | 0 | 0 | 0 | 0 | 0 | 0 | 0 | 0 | 0 | 0 | 0 | 0 | 0 | 0 | 0
| 50200351 | METER BASE, 600V 200AMP 3PH | 0 | 0 | 0 | 0 | 0 | 0 | 0 | 0 | 0 | 0 | 0 | 0 | 0 | 0 | 0 | 0 | 0 | 0 | 0 | 0 | 0 | 0
| 50200360 | 2" OFFSET NIPPLE | 0 | 0 | 0 | 0 | 0 | 0 | 0 | 0 | 0 | 0 | 0 | 0 | 0 | 0 | 0 | 0 | 0 | 0 | 0 | 0 | 0 | 0
| 50200380 | 30/32 SPACE 200A 1PH PNL w/CVR | 0 | 0 | 0 | 0 | 0 | 0 | 0 | 0 | 0 | 0 | 0 | 0 | 0 | 0 | 0 | 0 | 0 | 0 | 0 | 0 | 0 | 0
| 50200383 | 30/32 SPACE 200A 3PH PNL w/CVR | 0 | 0 | 0 | 0 | 0 | 0 | 0 | 0 | 0 | 0 | 0 | 0 | 0 | 0 | 0 | 0 | 0 | 0 | 0 | 0 | 0 | 0
| 50200384 | 200AMP NEUTRAL KIT | 0 | 0 | 0 | 0 | 0 | 0 | 0 | 0 | 0 | 0 | 0 | 0 | 0 | 0 | 0 | 0 | 0 | 0 | 0 | 0 | 0 | 0
| 50200390 | 3PH SIZE 2 PUMP PANEL | 0 | 0 | 0 | 0 | 0 | 0 | 0 | 0 | 0 | 0 | 0 | 0 | 0 | 0 | 0 | 0 | 0 | 0 | 0 | 0 | 0 | 0
| 50200400 | 2" SNAP & SEAL PLUG | 0 | 0 | 0 | 0 | 0 | 0 | 0 | 0 | 0 | 0 | 0 | 0 | 0 | 0 | 0 | 0 | 0 | 0 | 0 | 0 | 0 | 0
| 50200401 | 2" RECESSED THREADED PLUG | 0 | 0 | 0 | 0 | 0 | 0 | 0 | 0 | 0 | 0 | 0 | 0 | 0 | 0 | 0 | 0 | 0 | 0 | 0 | 0 | 0 | 0
| 50200409 | 24V 8PIN DPDT CONTROL RELAY | 0 | 0 | 0 | 0 | 0 | 0 | 0 | 0 | 0 | 0 | 0 | 0 | 0 | 0 | 0 | 0 | 0 | 0 | 0 | 0 | 0 | 0
| 50200410 | 24V 11PIN 3PDT CONTROL RELAY | 0 | 0 | 0 | 0 | 0 | 0 | 0 | 0 | 0 | 0 | 0 | 0 | 0 | 0 | 0 | 0 | 0 | 0 | 0 | 0 | 0 | 0
| 50200411 | 240V 11PIN 3PDT CONTROL RELAY | 0 | 0 | 0 | 0 | 0 | 0 | 0 | 0 | 0 | 0 | 0 | 0 | 0 | 0 | 0 | 0 | 0 | 0 | 0 | 0 | 0 | 0
| 50200413 | 1.5-5HP 230V START RELAY 4"MTR | 0 | 0 | 0 | 0 | 0 | 0 | 0 | 0 | 0 | 0 | 0 | 0 | 0 | 0 | 0 | 0 | 0 | 0 | 0 | 0 | 0 | 0
| 50200414 | 5-7.5HP 230V START RELAY 6"MTR | 0 | 0 | 0 | 0 | 0 | 0 | 0 | 0 | 0 | 0 | 0 | 0 | 0 | 0 | 0 | 0 | 0 | 0 | 0 | 0 | 0 | 0
| 50200421 | 240V 11PIN TIME DELAY RELAY | 0 | 0 | 0 | 0 | 0 | 0 | 0 | 0 | 0 | 0 | 0 | 0 | 0 | 0 | 0 | 0 | 0 | 0 | 0 | 0 | 0 | 0
| 50200429 | 480V 3PH DPDT TUBPHASE MONITOR | 0 | 0 | 0 | 0 | 0 | 0 | 0 | 0 | 0 | 0 | 0 | 0 | 0 | 0 | 0 | 0 | 0 | 0 | 0 | 0 | 0 | 0
| 50200440 | 2" METAL SHORT LEFT BEND | 0 | 0 | 0 | 0 | 0 | 0 | 0 | 0 | 0 | 0 | 0 | 0 | 0 | 0 | 0 | 0 | 0 | 0 | 0 | 0 | 0 | 0
| 50200441 | 2" PVC SHORT LEFT BEND | 0 | 0 | 0 | 0 | 0 | 0 | 0 | 0 | 0 | 0 | 0 | 0 | 0 | 0 | 0 | 0 | 0 | 0 | 0 | 0 | 0 | 0
| 50200460 | 2x2x4 HANDYBOX | 0 | 0 | 0 | 0 | 0 | 0 | 0 | 0 | 0 | 0 | 0 | 0 | 0 | 0 | 0 | 0 | 0 | 0 | 0 | 0 | 0 | 0
| 50200464 | 2x4 RT BELLBOX SPLICE CAN | 0 | 0 | 0 | 0 | 0 | 0 | 0 | 0 | 0 | 0 | 0 | 0 | 0 | 0 | 0 | 0 | 0 | 0 | 0 | 0 | 0 | 0
| 50200471 | 2x4 SWITCH COVER | 0 | 0 | 0 | 0 | 0 | 0 | 0 | 0 | 0 | 0 | 0 | 0 | 0 | 0 | 0 | 0 | 0 | 0 | 0 | 0 | 0 | 0
| 50200473 | 2x4 STEEL HANDYBOX CVR, ANY | 0 | 0 | 0 | 0 | 0 | 0 | 0 | 0 | 0 | 0 | 0 | 0 | 0 | 0 | 0 | 0 | 0 | 0 | 0 | 0 | 0 | 0
| 50200520 | SIZE 2 STARTER | 0 | 0 | 0 | 0 | 0 | 0 | 0 | 0 | 0 | 0 | 0 | 0 | 0 | 0 | 0 | 0 | 0 | 0 | 0 | 0 | 0 | 0
| 50200530 | 2" CONDUIT STRAP | 0 | 0 | 0 | 0 | 0 | 0 | 0 | 0 | 0 | 0 | 0 | 0 | 0 | 0 | 0 | 0 | 0 | 0 | 0 | 0 | 0 | 0
| 50200531 | 2" EMT CONDUIT STRAP | 0 | 0 | 0 | 0 | 0 | 0 | 0 | 0 | 0 | 0 | 0 | 0 | 0 | 0 | 0 | 0 | 0 | 0 | 0 | 0 | 0 | 0
| 50200551 | N/O - N/C FLOW SWITCH | 0 | 0 | 0 | 0 | 0 | 0 | 0 | 0 | 0 | 0 | 0 | 0 | 0 | 0 | 0 | 0 | 0 | 0 | 0 | 0 | 0 | 0
| 50200620 | 240V 1PH TRANSFORMER | 0 | 0 | 0 | 0 | 0 | 0 | 0 | 0 | 0 | 0 | 0 | 0 | 0 | 0 | 0 | 0 | 0 | 0 | 0 | 0 | 0 | 0
| 50200630 | 4/0-2/0-2/0 USE-XHHW ALUM WIRE | 0 | 0 | 0 | 0 | 0 | 0 | 0 | 0 | 0 | 0 | 0 | 0 | 0 | 0 | 0 | 0 | 0 | 0 | 0 | 0 | 0 | 0
| 50200631 | #2 USE, XHHW ALUMINUM WIRE | 0 | 0 | 0 | 0 | 0 | 0 | 0 | 0 | 0 | 0 | 0 | 0 | 0 | 0 | 0 | 0 | 0 | 0 | 0 | 0 | 0 | 0
| 50200632 | #2 BARE COPPER GRD WIRE | 0 | 0 | 0 | 0 | 0 | 0 | 0 | 0 | 0 | 0 | 0 | 0 | 0 | 0 | 0 | 0 | 0 | 0 | 0 | 0 | 0 | 0
| 50200634 | #2 THHN COPPER WIRE | 0 | 0 | 0 | 0 | 0 | 0 | 0 | 0 | 0 | 0 | 0 | 0 | 0 | 0 | 0 | 0 | 0 | 0 | 0 | 0 | 0 | 0
| 50200635 | #2-4 FLAT JACKET SUBCABLE | 0 | 0 | 0 | 0 | 0 | 0 | 0 | 0 | 0 | 0 | 0 | 0 | 0 | 0 | 0 | 0 | 0 | 0 | 0 | 0 | 0 | 0
| 50200639 | #2 8GA 4 HEATSHRINK SPLICEKIT | 0 | 0 | 0 | 0 | 0 | 0 | 0 | 0 | 0 | 0 | 0 | 0 | 0 | 0 | 0 | 0 | 0 | 0 | 0 | 0 | 0 | 0
| 50201020 | ALARM HORN | 0 | 0 | 0 | 0 | 0 | 0 | 0 | 0 | 0 | 0 | 0 | 0 | 0 | 0 | 0 | 0 | 0 | 0 | 0 | 0 | 0 | 0
| 50201063 | #2 GROUND LUGS | 0 | 0 | 0 | 0 | 0 | 0 | 0 | 0 | 0 | 0 | 0 | 0 | 0 | 0 | 0 | 0 | 0 | 0 | 0 | 0 | 0 | 0
| 50201120 | ALARM, WP HORN BOX | 0 | 0 | 0 | 0 | 0 | 0 | 0 | 0 | 0 | 0 | 0 | 0 | 0 | 0 | 0 | 0 | 0 | 0 | 0 | 0 | 0 | 0
| 50201266 | 2" HUB COVER CLOSING PLATE | 0 | 0 | 0 | 0 | 0 | 0 | 0 | 0 | 0 | 0 | 0 | 0 | 0 | 0 | 0 | 0 | 0 | 0 | 0 | 0 | 0 | 0
| 50201384 | 200A SEIMENS NEUTRAL KIT PANEL | 0 | 0 | 0 | 0 | 0 | 0 | 0 | 0 | 0 | 0 | 0 | 0 | 0 | 0 | 0 | 0 | 0 | 0 | 0 | 0 | 0 | 0
| 50201471 | TOGGLE SWITCH LOCK COVER | 0 | 0 | 0 | 0 | 0 | 0 | 0 | 0 | 0 | 0 | 0 | 0 | 0 | 0 | 0 | 0 | 0 | 0 | 0 | 0 | 0 | 0
| 50201520 | SIZE 2 CONTACT KIT | 0 | 0 | 0 | 0 | 0 | 0 | 0 | 0 | 0 | 0 | 0 | 0 | 0 | 0 | 0 | 0 | 0 | 0 | 0 | 0 | 0 | 0
| 50201551 | HEAVY DUTY FLOW SWITCH | 0 | 0 | 0 | 0 | 0 | 0 | 0 | 0 | 0 | 0 | 0 | 0 | 0 | 0 | 0 | 0 | 0 | 0 | 0 | 0 | 0 | 0
| 50201633 | #2/0 THHN COPPER WIRE | 0 | 0 | 0 | 0 | 0 | 0 | 0 | 0 | 0 | 0 | 0 | 0 | 0 | 0 | 0 | 0 | 0 | 0 | 0 | 0 | 0 | 0
| 50202551 | SEALED FLOW SWITCH | 0 | 0 | 0 | 0 | 0 | 0 | 0 | 0 | 0 | 0 | 0 | 0 | 0 | 0 | 0 | 0 | 0 | 0 | 0 | 0 | 0 | 0
| 50203382 | 200AMP 3PH MTS TRNSFR SWITCH | 0 | 0 | 0 | 0 | 0 | 0 | 0 | 0 | 0 | 0 | 0 | 0 | 0 | 0 | 0 | 0 | 0 | 0 | 0 | 0 | 0 | 0
| 50204135 | #14-#2 4-HOLE SPLICE BLOCK | 0 | 0 | 0 | 0 | 0 | 0 | 0 | 0 | 0 | 0 | 0 | 0 | 0 | 0 | 0 | 0 | 0 | 0 | 0 | 0 | 0 | 0
| 50212061 | 2-1/2" INSULATED GRD BUSHING | 0 | 0 | 0 | 0 | 0 | 0 | 0 | 0 | 0 | 0 | 0 | 0 | 0 | 0 | 0 | 0 | 0 | 0 | 0 | 0 | 0 | 0
| 50212062 | 2-1/2" INS PLASTIC BUSHING | 0 | 0 | 0 | 0 | 0 | 0 | 0 | 0 | 0 | 0 | 0 | 0 | 0 | 0 | 0 | 0 | 0 | 0 | 0 | 0 | 0 | 0
| 50212070 | 2-1/2" PVC CONDUIT COUPLING | 0 | 0 | 0 | 0 | 0 | 0 | 0 | 0 | 0 | 0 | 0 | 0 | 0 | 0 | 0 | 0 | 0 | 0 | 0 | 0 | 0 | 0
| 50212091 | 2-1/2" UNI STRUT STRAP | 0 | 0 | 0 | 0 | 0 | 0 | 0 | 0 | 0 | 0 | 0 | 0 | 0 | 0 | 0 | 0 | 0 | 0 | 0 | 0 | 0 | 0
| 50212092 | 2-1/2" EMT 90 ELBOW | 0 | 0 | 0 | 0 | 0 | 0 | 0 | 0 | 0 | 0 | 0 | 0 | 0 | 0 | 0 | 0 | 0 | 0 | 0 | 0 | 0 | 0
| 50212095 | 2-1/2" PVC 90 SWP/PULLING ELBO | 0 | 0 | 0 | 0 | 0 | 0 | 0 | 0 | 0 | 0 | 0 | 0 | 0 | 0 | 0 | 0 | 0 | 0 | 0 | 0 | 0 | 0
| 50212110 | 2-1/2" RUNNING THREAD CONDUIT | 0 | 0 | 0 | 0 | 0 | 0 | 0 | 0 | 0 | 0 | 0 | 0 | 0 | 0 | 0 | 0 | 0 | 0 | 0 | 0 | 0 | 0
| 50212111 | 2-1/2" EMT CONDUIT | 0 | 0 | 0 | 0 | 0 | 0 | 0 | 0 | 0 | 0 | 0 | 0 | 0 | 0 | 0 | 0 | 0 | 0 | 0 | 0 | 0 | 0
| 50212114 | 2-1/2" PVC SCHEDULE 40 CONDUIT | 0 | 0 | 0 | 0 | 0 | 0 | 0 | 0 | 0 | 0 | 0 | 0 | 0 | 0 | 0 | 0 | 0 | 0 | 0 | 0 | 0 | 0
| 50212125 | 2-1/2" PVC BELL END CONDUIT | 0 | 0 | 0 | 0 | 0 | 0 | 0 | 0 | 0 | 0 | 0 | 0 | 0 | 0 | 0 | 0 | 0 | 0 | 0 | 0 | 0 | 0
| 50212132 | 2-1/2" LT or FLEX CONNECTOR | 0 | 0 | 0 | 0 | 0 | 0 | 0 | 0 | 0 | 0 | 0 | 0 | 0 | 0 | 0 | 0 | 0 | 0 | 0 | 0 | 0 | 0
| 50212137 | 2-1/2" MALE/FEM PVC TERM ADPTR | 0 | 0 | 0 | 0 | 0 | 0 | 0 | 0 | 0 | 0 | 0 | 0 | 0 | 0 | 0 | 0 | 0 | 0 | 0 | 0 | 0 | 0
| 50212145 | 2-1/2" PVC 45 ELBOW | 0 | 0 | 0 | 0 | 0 | 0 | 0 | 0 | 0 | 0 | 0 | 0 | 0 | 0 | 0 | 0 | 0 | 0 | 0 | 0 | 0 | 0
| 50212340 | 2-1/2" LOCKNUT | 0 | 0 | 0 | 0 | 0 | 0 | 0 | 0 | 0 | 0 | 0 | 0 | 0 | 0 | 0 | 0 | 0 | 0 | 0 | 0 | 0 | 0
| 50212341 | 2-1/2" BONDING LOCKNUT | 0 | 0 | 0 | 0 | 0 | 0 | 0 | 0 | 0 | 0 | 0 | 0 | 0 | 0 | 0 | 0 | 0 | 0 | 0 | 0 | 0 | 0
| 50212360 | 2-1/2" OFFSET NIPPLE | 0 | 0 | 0 | 0 | 0 | 0 | 0 | 0 | 0 | 0 | 0 | 0 | 0 | 0 | 0 | 0 | 0 | 0 | 0 | 0 | 0 | 0
| 50212400 | 2-1/2" SNAP & SEAL PLUG | 0 | 0 | 0 | 0 | 0 | 0 | 0 | 0 | 0 | 0 | 0 | 0 | 0 | 0 | 0 | 0 | 0 | 0 | 0 | 0 | 0 | 0
| 50212440 | 2-1/2" METAL SHORT LEFT BEND | 0 | 0 | 0 | 0 | 0 | 0 | 0 | 0 | 0 | 0 | 0 | 0 | 0 | 0 | 0 | 0 | 0 | 0 | 0 | 0 | 0 | 0
| 50212441 | 2-1/2" PVC SHORT LEFT BEND | 0 | 0 | 0 | 0 | 0 | 0 | 0 | 0 | 0 | 0 | 0 | 0 | 0 | 0 | 0 | 0 | 0 | 0 | 0 | 0 | 0 | 0
| 50212520 | SIZE 2-1/2 STARTER | 0 | 0 | 0 | 0 | 0 | 0 | 0 | 0 | 0 | 0 | 0 | 0 | 0 | 0 | 0 | 0 | 0 | 0 | 0 | 0 | 0 | 0
| 50212530 | 2-1/2" CONDUIT STRAP | 0 | 0 | 0 | 0 | 0 | 0 | 0 | 0 | 0 | 0 | 0 | 0 | 0 | 0 | 0 | 0 | 0 | 0 | 0 | 0 | 0 | 0
| 50212531 | 2-1/2" EMT CONDUIT STRAP | 0 | 0 | 0 | 0 | 0 | 0 | 0 | 0 | 0 | 0 | 0 | 0 | 0 | 0 | 0 | 0 | 0 | 0 | 0 | 0 | 0 | 0
| 50216072 | 216-259MFD 220V START CAP | 0 | 0 | 0 | 0 | 0 | 0 | 0 | 0 | 0 | 0 | 0 | 0 | 0 | 0 | 0 | 0 | 0 | 0 | 0 | 0 | 0 | 0
| 50220222 | 250V 20 AMP FUSE | 0 | 0 | 0 | 0 | 0 | 0 | 0 | 0 | 0 | 0 | 0 | 0 | 0 | 0 | 0 | 0 | 0 | 0 | 0 | 0 | 0 | 0
| 50230065 | 108-130MFD 220V START CAP | 0 | 0 | 0 | 0 | 0 | 0 | 0 | 0 | 0 | 0 | 0 | 0 | 0 | 0 | 0 | 0 | 0 | 0 | 0 | 0 | 0 | 0
| 50230071 | 130-156MFD 220V START CAP | 0 | 0 | 0 | 0 | 0 | 0 | 0 | 0 | 0 | 0 | 0 | 0 | 0 | 0 | 0 | 0 | 0 | 0 | 0 | 0 | 0 | 0
| 50245071 | 145-174MFD 220V START CAP | 0 | 0 | 0 | 0 | 0 | 0 | 0 | 0 | 0 | 0 | 0 | 0 | 0 | 0 | 0 | 0 | 0 | 0 | 0 | 0 | 0 | 0
| 50260222 | 600V 20 AMP FUSE | 0 | 0 | 0 | 0 | 0 | 0 | 0 | 0 | 0 | 0 | 0 | 0 | 0 | 0 | 0 | 0 | 0 | 0 | 0 | 0 | 0 | 0
| 50280072 | 280-324MFD 220V START CAP | 0 | 0 | 0 | 0 | 0 | 0 | 0 | 0 | 0 | 0 | 0 | 0 | 0 | 0 | 0 | 0 | 0 | 0 | 0 | 0 | 0 | 0
| 50300041 | 15 AMP 3POLE BREAKER | 0 | 0 | 0 | 0 | 0 | 0 | 0 | 0 | 0 | 0 | 0 | 0 | 0 | 0 | 0 | 0 | 0 | 0 | 0 | 0 | 0 | 0
| 50300042 | 20 AMP 3POLE BREAKER | 0 | 0 | 0 | 0 | 0 | 0 | 0 | 0 | 0 | 0 | 0 | 0 | 0 | 0 | 0 | 0 | 0 | 0 | 0 | 0 | 0 | 0
| 50300044 | 30 AMP 3POLE BREAKER | 0 | 0 | 0 | 0 | 0 | 0 | 0 | 0 | 0 | 0 | 0 | 0 | 0 | 0 | 0 | 0 | 0 | 0 | 0 | 0 | 0 | 0
| 50300045 | 40 AMP 3POLE BREAKER | 0 | 0 | 0 | 0 | 0 | 0 | 0 | 0 | 0 | 0 | 0 | 0 | 0 | 0 | 0 | 0 | 0 | 0 | 0 | 0 | 0 | 0
| 50300046 | 50 AMP 3POLE BREAKER | 0 | 0 | 0 | 0 | 0 | 0 | 0 | 0 | 0 | 0 | 0 | 0 | 0 | 0 | 0 | 0 | 0 | 0 | 0 | 0 | 0 | 0
| 50300047 | 60 AMP 3POLE BREAKER | 0 | 0 | 0 | 0 | 0 | 0 | 0 | 0 | 0 | 0 | 0 | 0 | 0 | 0 | 0 | 0 | 0 | 0 | 0 | 0 | 0 | 0
| 50300049 | 100 AMP 3POLE BREAKER | 0 | 0 | 0 | 0 | 0 | 0 | 0 | 0 | 0 | 0 | 0 | 0 | 0 | 0 | 0 | 0 | 0 | 0 | 0 | 0 | 0 | 0
| 50300061 | 3" INSULATED GRD BUSHING | 0 | 0 | 0 | 0 | 0 | 0 | 0 | 0 | 0 | 0 | 0 | 0 | 0 | 0 | 0 | 0 | 0 | 0 | 0 | 0 | 0 | 0
| 50300062 | 3" INS PLASTIC BUSHING | 0 | 0 | 0 | 0 | 0 | 0 | 0 | 0 | 0 | 0 | 0 | 0 | 0 | 0 | 0 | 0 | 0 | 0 | 0 | 0 | 0 | 0
| 50300070 | 3" PVC CONDUIT COUPLING | 0 | 0 | 0 | 0 | 0 | 0 | 0 | 0 | 0 | 0 | 0 | 0 | 0 | 0 | 0 | 0 | 0 | 0 | 0 | 0 | 0 | 0
| 50300091 | 3" UNI STRUT STRAP | 0 | 0 | 0 | 0 | 0 | 0 | 0 | 0 | 0 | 0 | 0 | 0 | 0 | 0 | 0 | 0 | 0 | 0 | 0 | 0 | 0 | 0
| 50300095 | 3" PVC 90 SWP/PULLING ELBOW | 0 | 0 | 0 | 0 | 0 | 0 | 0 | 0 | 0 | 0 | 0 | 0 | 0 | 0 | 0 | 0 | 0 | 0 | 0 | 0 | 0 | 0
| 50300110 | 3" RUNNING THREAD CONDUIT | 0 | 0 | 0 | 0 | 0 | 0 | 0 | 0 | 0 | 0 | 0 | 0 | 0 | 0 | 0 | 0 | 0 | 0 | 0 | 0 | 0 | 0
| 50300114 | 3" PVC SCHEDULE 40 CONDUIT | 0 | 0 | 0 | 0 | 0 | 0 | 0 | 0 | 0 | 0 | 0 | 0 | 0 | 0 | 0 | 0 | 0 | 0 | 0 | 0 | 0 | 0
| 50300125 | 3" PVC BELL END CONDUIT | 0 | 0 | 0 | 0 | 0 | 0 | 0 | 0 | 0 | 0 | 0 | 0 | 0 | 0 | 0 | 0 | 0 | 0 | 0 | 0 | 0 | 0
| 50300137 | 3" MALE/FEM PVC TERM ADPTR | 0 | 0 | 0 | 0 | 0 | 0 | 0 | 0 | 0 | 0 | 0 | 0 | 0 | 0 | 0 | 0 | 0 | 0 | 0 | 0 | 0 | 0
| 50300142 | 30AMP 2POLE CONTACTOR | 0 | 0 | 0 | 0 | 0 | 0 | 0 | 0 | 0 | 0 | 0 | 0 | 0 | 0 | 0 | 0 | 0 | 0 | 0 | 0 | 0 | 0
| 50300143 | 30AMP 3POLE CONTACTOR | 0 | 0 | 0 | 0 | 0 | 0 | 0 | 0 | 0 | 0 | 0 | 0 | 0 | 0 | 0 | 0 | 0 | 0 | 0 | 0 | 0 | 0
| 50300145 | 3" PVC 45 ELBOW | 0 | 0 | 0 | 0 | 0 | 0 | 0 | 0 | 0 | 0 | 0 | 0 | 0 | 0 | 0 | 0 | 0 | 0 | 0 | 0 | 0 | 0
| 50300200 | 3E3A ELECTRODE HOLDER | 0 | 0 | 0 | 0 | 0 | 0 | 0 | 0 | 0 | 0 | 0 | 0 | 0 | 0 | 0 | 0 | 0 | 0 | 0 | 0 | 0 | 0
| 50300340 | 3" LOCKNUT | 0 | 0 | 0 | 0 | 0 | 0 | 0 | 0 | 0 | 0 | 0 | 0 | 0 | 0 | 0 | 0 | 0 | 0 | 0 | 0 | 0 | 0
| 50300390 | 3PH SIZE 3 PUMP PANEL | 0 | 0 | 0 | 0 | 0 | 0 | 0 | 0 | 0 | 0 | 0 | 0 | 0 | 0 | 0 | 0 | 0 | 0 | 0 | 0 | 0 | 0
| 50300520 | SIZE 3 STARTER | 0 | 0 | 0 | 0 | 0 | 0 | 0 | 0 | 0 | 0 | 0 | 0 | 0 | 0 | 0 | 0 | 0 | 0 | 0 | 0 | 0 | 0
| 50300530 | 3" CONDUIT STRAP | 0 | 0 | 0 | 0 | 0 | 0 | 0 | 0 | 0 | 0 | 0 | 0 | 0 | 0 | 0 | 0 | 0 | 0 | 0 | 0 | 0 | 0
| 50300633 | #3 THHN COPPER WIRE | 0 | 0 | 0 | 0 | 0 | 0 | 0 | 0 | 0 | 0 | 0 | 0 | 0 | 0 | 0 | 0 | 0 | 0 | 0 | 0 | 0 | 0
| 50301520 | SIZE 3 CONTACT KIT | 0 | 0 | 0 | 0 | 0 | 0 | 0 | 0 | 0 | 0 | 0 | 0 | 0 | 0 | 0 | 0 | 0 | 0 | 0 | 0 | 0 | 0
| 50301633 | #3/0 THHN COPPER WIRE | 0 | 0 | 0 | 0 | 0 | 0 | 0 | 0 | 0 | 0 | 0 | 0 | 0 | 0 | 0 | 0 | 0 | 0 | 0 | 0 | 0 | 0
| 50316072 | 216-259MFD 330V START CAP | 0 | 0 | 0 | 0 | 0 | 0 | 0 | 0 | 0 | 0 | 0 | 0 | 0 | 0 | 0 | 0 | 0 | 0 | 0 | 0 | 0 | 0
| 50316073 | 270-324MFD 330V START CAP | 0 | 0 | 0 | 0 | 0 | 0 | 0 | 0 | 0 | 0 | 0 | 0 | 0 | 0 | 0 | 0 | 0 | 0 | 0 | 0 | 0 | 0
| 50320170 | 30AMP 1 PH CHEAP P/O DISCONNEC | 0 | 0 | 0 | 0 | 0 | 0 | 0 | 0 | 0 | 0 | 0 | 0 | 0 | 0 | 0 | 0 | 0 | 0 | 0 | 0 | 0 | 0
| 50320222 | 250V 30 AMP FUSE | 0 | 0 | 0 | 0 | 0 | 0 | 0 | 0 | 0 | 0 | 0 | 0 | 0 | 0 | 0 | 0 | 0 | 0 | 0 | 0 | 0 | 0
| 50330065 | 108-130MFD 330V START CAP | 0 | 0 | 0 | 0 | 0 | 0 | 0 | 0 | 0 | 0 | 0 | 0 | 0 | 0 | 0 | 0 | 0 | 0 | 0 | 0 | 0 | 0
| 50330071 | 130-156MFD 330V START CAP | 0 | 0 | 0 | 0 | 0 | 0 | 0 | 0 | 0 | 0 | 0 | 0 | 0 | 0 | 0 | 0 | 0 | 0 | 0 | 0 | 0 | 0
| 50330072 | 350-420MFD 330V START CAP | 0 | 0 | 0 | 0 | 0 | 0 | 0 | 0 | 0 | 0 | 0 | 0 | 0 | 0 | 0 | 0 | 0 | 0 | 0 | 0 | 0 | 0
| 50330073 | 622-849MFD 330V START CAP | 0 | 0 | 0 | 0 | 0 | 0 | 0 | 0 | 0 | 0 | 0 | 0 | 0 | 0 | 0 | 0 | 0 | 0 | 0 | 0 | 0 | 0
| 50345071 | 145-174MFD 330V START CAP | 0 | 0 | 0 | 0 | 0 | 0 | 0 | 0 | 0 | 0 | 0 | 0 | 0 | 0 | 0 | 0 | 0 | 0 | 0 | 0 | 0 | 0
| 50360170 | 30AMP 600V 3 PH w/FS DISCONNEC | 0 | 0 | 0 | 0 | 0 | 0 | 0 | 0 | 0 | 0 | 0 | 0 | 0 | 0 | 0 | 0 | 0 | 0 | 0 | 0 | 0 | 0
| 50360222 | 600V 30 AMP FUSE | 0 | 0 | 0 | 0 | 0 | 0 | 0 | 0 | 0 | 0 | 0 | 0 | 0 | 0 | 0 | 0 | 0 | 0 | 0 | 0 | 0 | 0
| 50400035 | 480V ALTERNATOR COIL | 0 | 0 | 0 | 0 | 0 | 0 | 0 | 0 | 0 | 0 | 0 | 0 | 0 | 0 | 0 | 0 | 0 | 0 | 0 | 0 | 0 | 0
| 50400038 | 460V FURNAS STARTER COIL | 0 | 0 | 0 | 0 | 0 | 0 | 0 | 0 | 0 | 0 | 0 | 0 | 0 | 0 | 0 | 0 | 0 | 0 | 0 | 0 | 0 | 0
| 50400062 | 4" INS PLASTIC BUSHING | 0 | 0 | 0 | 0 | 0 | 0 | 0 | 0 | 0 | 0 | 0 | 0 | 0 | 0 | 0 | 0 | 0 | 0 | 0 | 0 | 0 | 0
| 50400063 | #4 GROUND LUGS | 0 | 0 | 0 | 0 | 0 | 0 | 0 | 0 | 0 | 0 | 0 | 0 | 0 | 0 | 0 | 0 | 0 | 0 | 0 | 0 | 0 | 0
| 50400070 | 4" PVC CONDUIT COUPLING | 0 | 0 | 0 | 0 | 0 | 0 | 0 | 0 | 0 | 0 | 0 | 0 | 0 | 0 | 0 | 0 | 0 | 0 | 0 | 0 | 0 | 0
| 50400090 | 2 1/2 - 4 GROUND CLAMP | 0 | 0 | 0 | 0 | 0 | 0 | 0 | 0 | 0 | 0 | 0 | 0 | 0 | 0 | 0 | 0 | 0 | 0 | 0 | 0 | 0 | 0
| 50400091 | 4" UNI STRUT STRAP | 0 | 0 | 0 | 0 | 0 | 0 | 0 | 0 | 0 | 0 | 0 | 0 | 0 | 0 | 0 | 0 | 0 | 0 | 0 | 0 | 0 | 0
| 50400114 | 4" PVC SCHEDULE 40 CONDUIT | 0 | 0 | 0 | 0 | 0 | 0 | 0 | 0 | 0 | 0 | 0 | 0 | 0 | 0 | 0 | 0 | 0 | 0 | 0 | 0 | 0 | 0
| 50400135 | #10 TO #4 SPLIT BOLT CONNECTOR | 0 | 0 | 0 | 0 | 0 | 0 | 0 | 0 | 0 | 0 | 0 | 0 | 0 | 0 | 0 | 0 | 0 | 0 | 0 | 0 | 0 | 0
| 50400137 | 4" MALE/FEM PVC TERM ADPTR | 0 | 0 | 0 | 0 | 0 | 0 | 0 | 0 | 0 | 0 | 0 | 0 | 0 | 0 | 0 | 0 | 0 | 0 | 0 | 0 | 0 | 0
| 50400142 | 40AMP 2 POLE CONTACTOR | 0 | 0 | 0 | 0 | 0 | 0 | 0 | 0 | 0 | 0 | 0 | 0 | 0 | 0 | 0 | 0 | 0 | 0 | 0 | 0 | 0 | 0
| 50400143 | 40AMP 3 POLE CONTACTOR | 0 | 0 | 0 | 0 | 0 | 0 | 0 | 0 | 0 | 0 | 0 | 0 | 0 | 0 | 0 | 0 | 0 | 0 | 0 | 0 | 0 | 0
| 50400200 | 3E4A ELECTRODE HOLDER | 0 | 0 | 0 | 0 | 0 | 0 | 0 | 0 | 0 | 0 | 0 | 0 | 0 | 0 | 0 | 0 | 0 | 0 | 0 | 0 | 0 | 0
| 50400250 | 4 X 4 GUTTER END | 0 | 0 | 0 | 0 | 0 | 0 | 0 | 0 | 0 | 0 | 0 | 0 | 0 | 0 | 0 | 0 | 0 | 0 | 0 | 0 | 0 | 0
| 50400251 | 4 X 4 X 24 GUTTER | 0 | 0 | 0 | 0 | 0 | 0 | 0 | 0 | 0 | 0 | 0 | 0 | 0 | 0 | 0 | 0 | 0 | 0 | 0 | 0 | 0 | 0
| 50400252 | 4 X 4 X 36 GUTTER | 0 | 0 | 0 | 0 | 0 | 0 | 0 | 0 | 0 | 0 | 0 | 0 | 0 | 0 | 0 | 0 | 0 | 0 | 0 | 0 | 0 | 0
| 50400253 | 4 X 4 X 48 GUTTER | 0 | 0 | 0 | 0 | 0 | 0 | 0 | 0 | 0 | 0 | 0 | 0 | 0 | 0 | 0 | 0 | 0 | 0 | 0 | 0 | 0 | 0
| 50400254 | 4" GUTTER COUPLING | 0 | 0 | 0 | 0 | 0 | 0 | 0 | 0 | 0 | 0 | 0 | 0 | 0 | 0 | 0 | 0 | 0 | 0 | 0 | 0 | 0 | 0
| 50400255 | 4 X 4 90 GUTTER ELBOW | 0 | 0 | 0 | 0 | 0 | 0 | 0 | 0 | 0 | 0 | 0 | 0 | 0 | 0 | 0 | 0 | 0 | 0 | 0 | 0 | 0 | 0
| 50400330 | 460V LIQUID LEVEL CONTROLLER | 0 | 0 | 0 | 0 | 0 | 0 | 0 | 0 | 0 | 0 | 0 | 0 | 0 | 0 | 0 | 0 | 0 | 0 | 0 | 0 | 0 | 0
| 50400340 | 4" LOCKNUT | 0 | 0 | 0 | 0 | 0 | 0 | 0 | 0 | 0 | 0 | 0 | 0 | 0 | 0 | 0 | 0 | 0 | 0 | 0 | 0 | 0 | 0
| 50400441 | 4" PVC SHORT LEFT BEND | 0 | 0 | 0 | 0 | 0 | 0 | 0 | 0 | 0 | 0 | 0 | 0 | 0 | 0 | 0 | 0 | 0 | 0 | 0 | 0 | 0 | 0
| 50400460 | 4x4x4 W/DX HANDYBOX | 0 | 0 | 0 | 0 | 0 | 0 | 0 | 0 | 0 | 0 | 0 | 0 | 0 | 0 | 0 | 0 | 0 | 0 | 0 | 0 | 0 | 0
| 50400461 | 4x4x2 SQUARE HANDYBOX | 0 | 0 | 0 | 0 | 0 | 0 | 0 | 0 | 0 | 0 | 0 | 0 | 0 | 0 | 0 | 0 | 0 | 0 | 0 | 0 | 0 | 0
| 50400462 | 4x4x2 OCTAGON HANDYBOX | 0 | 0 | 0 | 0 | 0 | 0 | 0 | 0 | 0 | 0 | 0 | 0 | 0 | 0 | 0 | 0 | 0 | 0 | 0 | 0 | 0 | 0
| 50400473 | 4x4 STEEL HANDYBOX CVR, ANY | 0 | 0 | 0 | 0 | 0 | 0 | 0 | 0 | 0 | 0 | 0 | 0 | 0 | 0 | 0 | 0 | 0 | 0 | 0 | 0 | 0 | 0
| 50400530 | 4" CONDUIT STRAP | 0 | 0 | 0 | 0 | 0 | 0 | 0 | 0 | 0 | 0 | 0 | 0 | 0 | 0 | 0 | 0 | 0 | 0 | 0 | 0 | 0 | 0
| 50400620 | 7.5kw TRANSFORMER | 0 | 0 | 0 | 0 | 0 | 0 | 0 | 0 | 0 | 0 | 0 | 0 | 0 | 0 | 0 | 0 | 0 | 0 | 0 | 0 | 0 | 0
| 50400630 | 4/0-4/0-2/0 USE-XHHW ALUM WIRE | 0 | 0 | 0 | 0 | 0 | 0 | 0 | 0 | 0 | 0 | 0 | 0 | 0 | 0 | 0 | 0 | 0 | 0 | 0 | 0 | 0 | 0
| 50400631 | #4 USE, XHHW ALUMINUM WIRE | 0 | 0 | 0 | 0 | 0 | 0 | 0 | 0 | 0 | 0 | 0 | 0 | 0 | 0 | 0 | 0 | 0 | 0 | 0 | 0 | 0 | 0
| 50400632 | #4 BARE COPPER GRD WIRE | 0 | 0 | 0 | 0 | 0 | 0 | 0 | 0 | 0 | 0 | 0 | 0 | 0 | 0 | 0 | 0 | 0 | 0 | 0 | 0 | 0 | 0
| 50400633 | #4 USE COPPER WIRE | 0 | 0 | 0 | 0 | 0 | 0 | 0 | 0 | 0 | 0 | 0 | 0 | 0 | 0 | 0 | 0 | 0 | 0 | 0 | 0 | 0 | 0
| 50400634 | #4 THHN COPPER WIRE | 0 | 0 | 0 | 0 | 0 | 0 | 0 | 0 | 0 | 0 | 0 | 0 | 0 | 0 | 0 | 0 | 0 | 0 | 0 | 0 | 0 | 0
| 50400635 | #4- 4 FLAT JACKET SUBCABLE | 0 | 0 | 0 | 0 | 0 | 0 | 0 | 0 | 0 | 0 | 0 | 0 | 0 | 0 | 0 | 0 | 0 | 0 | 0 | 0 | 0 | 0
| 50400639 | #4 8GA 4 HEATSHRINK SPLICEKIT | 0 | 0 | 0 | 0 | 0 | 0 | 0 | 0 | 0 | 0 | 0 | 0 | 0 | 0 | 0 | 0 | 0 | 0 | 0 | 0 | 0 | 0
| 50401633 | #4/0 THHN COPPER WIRE | 0 | 0 | 0 | 0 | 0 | 0 | 0 | 0 | 0 | 0 | 0 | 0 | 0 | 0 | 0 | 0 | 0 | 0 | 0 | 0 | 0 | 0
| 50402063 | 2COND GROUND LUGS | 0 | 0 | 0 | 0 | 0 | 0 | 0 | 0 | 0 | 0 | 0 | 0 | 0 | 0 | 0 | 0 | 0 | 0 | 0 | 0 | 0 | 0
| 50403063 | 3COND GROUND LUGS | 0 | 0 | 0 | 0 | 0 | 0 | 0 | 0 | 0 | 0 | 0 | 0 | 0 | 0 | 0 | 0 | 0 | 0 | 0 | 0 | 0 | 0
| 50406135 | #6 LINE TAPE | 0 | 0 | 0 | 0 | 0 | 0 | 0 | 0 | 0 | 0 | 0 | 0 | 0 | 0 | 0 | 0 | 0 | 0 | 0 | 0 | 0 | 0
| 50420223 | 250V 40 AMP FUSE | 0 | 0 | 0 | 0 | 0 | 0 | 0 | 0 | 0 | 0 | 0 | 0 | 0 | 0 | 0 | 0 | 0 | 0 | 0 | 0 | 0 | 0
| 50460223 | 600V 40 AMP FUSE | 0 | 0 | 0 | 0 | 0 | 0 | 0 | 0 | 0 | 0 | 0 | 0 | 0 | 0 | 0 | 0 | 0 | 0 | 0 | 0 | 0 | 0
| 50500091 | 2 HOLE UNISTRUT 90 ELL BRACKET | 0 | 0 | 0 | 0 | 0 | 0 | 0 | 0 | 0 | 0 | 0 | 0 | 0 | 0 | 0 | 0 | 0 | 0 | 0 | 0 | 0 | 0
| 50500142 | 50AMP 2 POLE CONTACTOR | 0 | 0 | 0 | 0 | 0 | 0 | 0 | 0 | 0 | 0 | 0 | 0 | 0 | 0 | 0 | 0 | 0 | 0 | 0 | 0 | 0 | 0
| 50500143 | 50AMP 3 POLE CONTACTOR | 0 | 0 | 0 | 0 | 0 | 0 | 0 | 0 | 0 | 0 | 0 | 0 | 0 | 0 | 0 | 0 | 0 | 0 | 0 | 0 | 0 | 0
| 50500200 | 3E5A ELECTRODE PROBES | 0 | 0 | 0 | 0 | 0 | 0 | 0 | 0 | 0 | 0 | 0 | 0 | 0 | 0 | 0 | 0 | 0 | 0 | 0 | 0 | 0 | 0
| 50500461 | 5x5x2 INDOOR SPLICE CAN | 0 | 0 | 0 | 0 | 0 | 0 | 0 | 0 | 0 | 0 | 0 | 0 | 0 | 0 | 0 | 0 | 0 | 0 | 0 | 0 | 0 | 0
| 50500473 | 5x5 SPLICE CAN SVC CVR | 0 | 0 | 0 | 0 | 0 | 0 | 0 | 0 | 0 | 0 | 0 | 0 | 0 | 0 | 0 | 0 | 0 | 0 | 0 | 0 | 0 | 0
| 50500620 | 5 KVA TRANSFORMER | 0 | 0 | 0 | 0 | 0 | 0 | 0 | 0 | 0 | 0 | 0 | 0 | 0 | 0 | 0 | 0 | 0 | 0 | 0 | 0 | 0 | 0
| 50520220 | 250V 5 AMP FUSE | 0 | 0 | 0 | 0 | 0 | 0 | 0 | 0 | 0 | 0 | 0 | 0 | 0 | 0 | 0 | 0 | 0 | 0 | 0 | 0 | 0 | 0
| 50520224 | 250V 50 AMP FUSE | 0 | 0 | 0 | 0 | 0 | 0 | 0 | 0 | 0 | 0 | 0 | 0 | 0 | 0 | 0 | 0 | 0 | 0 | 0 | 0 | 0 | 0
| 50560220 | 600V 5 AMP FUSE | 0 | 0 | 0 | 0 | 0 | 0 | 0 | 0 | 0 | 0 | 0 | 0 | 0 | 0 | 0 | 0 | 0 | 0 | 0 | 0 | 0 | 0
| 50560224 | 600V 50 AMP FUSE | 0 | 0 | 0 | 0 | 0 | 0 | 0 | 0 | 0 | 0 | 0 | 0 | 0 | 0 | 0 | 0 | 0 | 0 | 0 | 0 | 0 | 0
| 50600063 | #6 GROUND LUGS | 0 | 0 | 0 | 0 | 0 | 0 | 0 | 0 | 0 | 0 | 0 | 0 | 0 | 0 | 0 | 0 | 0 | 0 | 0 | 0 | 0 | 0
| 50600091 | 6" UNI STRUT STRAP | 0 | 0 | 0 | 0 | 0 | 0 | 0 | 0 | 0 | 0 | 0 | 0 | 0 | 0 | 0 | 0 | 0 | 0 | 0 | 0 | 0 | 0
| 50600139 | #6 OR #8 CORD GRIP CONNECTOR | 0 | 0 | 0 | 0 | 0 | 0 | 0 | 0 | 0 | 0 | 0 | 0 | 0 | 0 | 0 | 0 | 0 | 0 | 0 | 0 | 0 | 0
| 50600142 | 60AMP 2 POLE CONTACTOR | 0 | 0 | 0 | 0 | 0 | 0 | 0 | 0 | 0 | 0 | 0 | 0 | 0 | 0 | 0 | 0 | 0 | 0 | 0 | 0 | 0 | 0
| 50600225 | 250V 60 AMP FUSE | 0 | 0 | 0 | 0 | 0 | 0 | 0 | 0 | 0 | 0 | 0 | 0 | 0 | 0 | 0 | 0 | 0 | 0 | 0 | 0 | 0 | 0
| 50600228 | PILOT FUSE KIT | 0 | 0 | 0 | 0 | 0 | 0 | 0 | 0 | 0 | 0 | 0 | 0 | 0 | 0 | 0 | 0 | 0 | 0 | 0 | 0 | 0 | 0
| 50600250 | 6 X 6 GUTTER END | 0 | 0 | 0 | 0 | 0 | 0 | 0 | 0 | 0 | 0 | 0 | 0 | 0 | 0 | 0 | 0 | 0 | 0 | 0 | 0 | 0 | 0
| 50600251 | 6 X 6 X 24 GUTTER | 0 | 0 | 0 | 0 | 0 | 0 | 0 | 0 | 0 | 0 | 0 | 0 | 0 | 0 | 0 | 0 | 0 | 0 | 0 | 0 | 0 | 0
| 50600252 | 6 X 6 X 36 GUTTER | 0 | 0 | 0 | 0 | 0 | 0 | 0 | 0 | 0 | 0 | 0 | 0 | 0 | 0 | 0 | 0 | 0 | 0 | 0 | 0 | 0 | 0
| 50600253 | 6 X 6 X 48 GUTTER | 0 | 0 | 0 | 0 | 0 | 0 | 0 | 0 | 0 | 0 | 0 | 0 | 0 | 0 | 0 | 0 | 0 | 0 | 0 | 0 | 0 | 0
| 50600254 | 6" GUTTER COUPLING | 0 | 0 | 0 | 0 | 0 | 0 | 0 | 0 | 0 | 0 | 0 | 0 | 0 | 0 | 0 | 0 | 0 | 0 | 0 | 0 | 0 | 0
| 50600255 | 6 X 6 90 GUTTER ELBOW | 0 | 0 | 0 | 0 | 0 | 0 | 0 | 0 | 0 | 0 | 0 | 0 | 0 | 0 | 0 | 0 | 0 | 0 | 0 | 0 | 0 | 0
| 50600461 | 6x6x4 INDOOR SPLICE CAN | 0 | 0 | 0 | 0 | 0 | 0 | 0 | 0 | 0 | 0 | 0 | 0 | 0 | 0 | 0 | 0 | 0 | 0 | 0 | 0 | 0 | 0
| 50600463 | 6x6x6 INDOOR SPLICE CAN | 0 | 0 | 0 | 0 | 0 | 0 | 0 | 0 | 0 | 0 | 0 | 0 | 0 | 0 | 0 | 0 | 0 | 0 | 0 | 0 | 0 | 0
| 50600464 | 6x6x4 RT SPLICE CAN | 0 | 0 | 0 | 0 | 0 | 0 | 0 | 0 | 0 | 0 | 0 | 0 | 0 | 0 | 0 | 0 | 0 | 0 | 0 | 0 | 0 | 0
| 50600465 | 6x6x6 RT SPLICE CAN | 0 | 0 | 0 | 0 | 0 | 0 | 0 | 0 | 0 | 0 | 0 | 0 | 0 | 0 | 0 | 0 | 0 | 0 | 0 | 0 | 0 | 0
| 50600473 | 2x4 HANDYBOX BUBBLE COVER | 0 | 0 | 0 | 0 | 0 | 0 | 0 | 0 | 0 | 0 | 0 | 0 | 0 | 0 | 0 | 0 | 0 | 0 | 0 | 0 | 0 | 0
| 50600631 | #6 USE, XHHW ALUMINUM WIRE | 0 | 0 | 0 | 0 | 0 | 0 | 0 | 0 | 0 | 0 | 0 | 0 | 0 | 0 | 0 | 0 | 0 | 0 | 0 | 0 | 0 | 0
| 50600632 | #6 BARE COPPER GRD WIRE | 0 | 0 | 0 | 0 | 0 | 0 | 0 | 0 | 0 | 0 | 0 | 0 | 0 | 0 | 0 | 0 | 0 | 0 | 0 | 0 | 0 | 0
| 50600633 | #6 THHN COPPER WIRE | 0 | 0 | 0 | 0 | 0 | 0 | 0 | 0 | 0 | 0 | 0 | 0 | 0 | 0 | 0 | 0 | 0 | 0 | 0 | 0 | 0 | 0
| 50600635 | #6-4 FLAT JACKET SUBCABLE | 0 | 0 | 0 | 0 | 0 | 0 | 0 | 0 | 0 | 0 | 0 | 0 | 0 | 0 | 0 | 0 | 0 | 0 | 0 | 0 | 0 | 0
| 50600637 | 6/3 UF TRAY CABLE WIRE | 0 | 0 | 0 | 0 | 0 | 0 | 0 | 0 | 0 | 0 | 0 | 0 | 0 | 0 | 0 | 0 | 0 | 0 | 0 | 0 | 0 | 0
| 50600639 | #6 8GA 4 HEATSHRINK SPLICEKIT | 0 | 0 | 0 | 0 | 0 | 0 | 0 | 0 | 0 | 0 | 0 | 0 | 0 | 0 | 0 | 0 | 0 | 0 | 0 | 0 | 0 | 0
| 50601228 | FUSE BLOCK, 600V MIDGET | 0 | 0 | 0 | 0 | 0 | 0 | 0 | 0 | 0 | 0 | 0 | 0 | 0 | 0 | 0 | 0 | 0 | 0 | 0 | 0 | 0 | 0
| 50602172 | 60AMP 240V 1PH w/FS DISCONNECT | 0 | 0 | 0 | 0 | 0 | 0 | 0 | 0 | 0 | 0 | 0 | 0 | 0 | 0 | 0 | 0 | 0 | 0 | 0 | 0 | 0 | 0
| 50603172 | 60AMP 240V 3PH w/FS DISCONNECT | 0 | 0 | 0 | 0 | 0 | 0 | 0 | 0 | 0 | 0 | 0 | 0 | 0 | 0 | 0 | 0 | 0 | 0 | 0 | 0 | 0 | 0
| 50603633 | 6/4 SO CABLE WIRE - SO Cord | 0 | 0 | 0 | 0 | 0 | 0 | 0 | 0 | 0 | 0 | 0 | 0 | 0 | 0 | 0 | 0 | 0 | 0 | 0 | 0 | 0 | 0
| 50604135 | #6 SCREW TYPE NSI BUTT SPLICE | 0 | 0 | 0 | 0 | 0 | 0 | 0 | 0 | 0 | 0 | 0 | 0 | 0 | 0 | 0 | 0 | 0 | 0 | 0 | 0 | 0 | 0
| 50606135 | 6 PAIR TELEPHONE CABLE WIRE | 0 | 0 | 0 | 0 | 0 | 0 | 0 | 0 | 0 | 0 | 0 | 0 | 0 | 0 | 0 | 0 | 0 | 0 | 0 | 0 | 0 | 0
| 50613172 | 60AMP 600V 3PH w/FS DISCONNECT | 0 | 0 | 0 | 0 | 0 | 0 | 0 | 0 | 0 | 0 | 0 | 0 | 0 | 0 | 0 | 0 | 0 | 0 | 0 | 0 | 0 | 0
| 50614135 | MAIN LINE SPLICE BLOCK | 0 | 0 | 0 | 0 | 0 | 0 | 0 | 0 | 0 | 0 | 0 | 0 | 0 | 0 | 0 | 0 | 0 | 0 | 0 | 0 | 0 | 0
| 50620172 | 60AMP 240V 3PH NF DISCONNECT | 0 | 0 | 0 | 0 | 0 | 0 | 0 | 0 | 0 | 0 | 0 | 0 | 0 | 0 | 0 | 0 | 0 | 0 | 0 | 0 | 0 | 0
| 50625063 | 250 GROUND LUGS | 0 | 0 | 0 | 0 | 0 | 0 | 0 | 0 | 0 | 0 | 0 | 0 | 0 | 0 | 0 | 0 | 0 | 0 | 0 | 0 | 0 | 0
| 50660226 | 600V 60 AMP FUSE | 0 | 0 | 0 | 0 | 0 | 0 | 0 | 0 | 0 | 0 | 0 | 0 | 0 | 0 | 0 | 0 | 0 | 0 | 0 | 0 | 0 | 0
| 50700142 | 70AMP 2 POLE CONTACTOR | 0 | 0 | 0 | 0 | 0 | 0 | 0 | 0 | 0 | 0 | 0 | 0 | 0 | 0 | 0 | 0 | 0 | 0 | 0 | 0 | 0 | 0
| 50700143 | 70AMP 3 POLE CONTACTOR | 0 | 0 | 0 | 0 | 0 | 0 | 0 | 0 | 0 | 0 | 0 | 0 | 0 | 0 | 0 | 0 | 0 | 0 | 0 | 0 | 0 | 0
| 50720226 | 250V 70 AMP FUSE | 0 | 0 | 0 | 0 | 0 | 0 | 0 | 0 | 0 | 0 | 0 | 0 | 0 | 0 | 0 | 0 | 0 | 0 | 0 | 0 | 0 | 0
| 50760226 | 600V 70 AMP FUSE | 0 | 0 | 0 | 0 | 0 | 0 | 0 | 0 | 0 | 0 | 0 | 0 | 0 | 0 | 0 | 0 | 0 | 0 | 0 | 0 | 0 | 0
| 50800250 | 8 X 8 GUTTER END | 0 | 0 | 0 | 0 | 0 | 0 | 0 | 0 | 0 | 0 | 0 | 0 | 0 | 0 | 0 | 0 | 0 | 0 | 0 | 0 | 0 | 0
| 50800251 | 8 X 8 X 24 GUTTER | 0 | 0 | 0 | 0 | 0 | 0 | 0 | 0 | 0 | 0 | 0 | 0 | 0 | 0 | 0 | 0 | 0 | 0 | 0 | 0 | 0 | 0
| 50800253 | 8 X 8 X 48 GUTTER | 0 | 0 | 0 | 0 | 0 | 0 | 0 | 0 | 0 | 0 | 0 | 0 | 0 | 0 | 0 | 0 | 0 | 0 | 0 | 0 | 0 | 0
| 50800254 | 8" GUTTER COUPLING | 0 | 0 | 0 | 0 | 0 | 0 | 0 | 0 | 0 | 0 | 0 | 0 | 0 | 0 | 0 | 0 | 0 | 0 | 0 | 0 | 0 | 0
| 50800255 | 8 X 8 90 GUTTER ELBOW | 0 | 0 | 0 | 0 | 0 | 0 | 0 | 0 | 0 | 0 | 0 | 0 | 0 | 0 | 0 | 0 | 0 | 0 | 0 | 0 | 0 | 0
| 50800256 | 8 X 8 X 60 GUTTER | 0 | 0 | 0 | 0 | 0 | 0 | 0 | 0 | 0 | 0 | 0 | 0 | 0 | 0 | 0 | 0 | 0 | 0 | 0 | 0 | 0 | 0
| 50800430 | 8 PIN RELAY SOCKET BASE | 0 | 0 | 0 | 0 | 0 | 0 | 0 | 0 | 0 | 0 | 0 | 0 | 0 | 0 | 0 | 0 | 0 | 0 | 0 | 0 | 0 | 0
| 50800460 | 8x8x4 INDOOR SPLICE CAN | 0 | 0 | 0 | 0 | 0 | 0 | 0 | 0 | 0 | 0 | 0 | 0 | 0 | 0 | 0 | 0 | 0 | 0 | 0 | 0 | 0 | 0
| 50800461 | 8x8x6 INDOOR SPLICE CAN | 0 | 0 | 0 | 0 | 0 | 0 | 0 | 0 | 0 | 0 | 0 | 0 | 0 | 0 | 0 | 0 | 0 | 0 | 0 | 0 | 0 | 0
| 50800464 | 8x8x6 RT SPLICE CAN | 0 | 0 | 0 | 0 | 0 | 0 | 0 | 0 | 0 | 0 | 0 | 0 | 0 | 0 | 0 | 0 | 0 | 0 | 0 | 0 | 0 | 0
| 50800632 | #8 BARE COPPER GRD WIRE | 0 | 0 | 0 | 0 | 0 | 0 | 0 | 0 | 0 | 0 | 0 | 0 | 0 | 0 | 0 | 0 | 0 | 0 | 0 | 0 | 0 | 0
| 50800633 | #8 THHN COPPER WIRE | 0 | 0 | 0 | 0 | 0 | 0 | 0 | 0 | 0 | 0 | 0 | 0 | 0 | 0 | 0 | 0 | 0 | 0 | 0 | 0 | 0 | 0
| 50800635 | #8-4 FLAT JACKET SUBCABLE | 0 | 0 | 0 | 0 | 0 | 0 | 0 | 0 | 0 | 0 | 0 | 0 | 0 | 0 | 0 | 0 | 0 | 0 | 0 | 0 | 0 | 0
| 50800636 | #8/2 UF WIRE | 0 | 0 | 0 | 0 | 0 | 0 | 0 | 0 | 0 | 0 | 0 | 0 | 0 | 0 | 0 | 0 | 0 | 0 | 0 | 0 | 0 | 0
| 50800637 | #8/3 UF WIRE | 0 | 0 | 0 | 0 | 0 | 0 | 0 | 0 | 0 | 0 | 0 | 0 | 0 | 0 | 0 | 0 | 0 | 0 | 0 | 0 | 0 | 0
| 50800639 | #8 8GA 4 HEATSHRINK SPLICEKIT | 0 | 0 | 0 | 0 | 0 | 0 | 0 | 0 | 0 | 0 | 0 | 0 | 0 | 0 | 0 | 0 | 0 | 0 | 0 | 0 | 0 | 0
| 50803633 | 8/4 SO CABLE WIRE - SO Cord | 0 | 0 | 0 | 0 | 0 | 0 | 0 | 0 | 0 | 0 | 0 | 0 | 0 | 0 | 0 | 0 | 0 | 0 | 0 | 0 | 0 | 0
| 50812464 | 8x8x4 RT SPLICE CAN | 0 | 0 | 0 | 0 | 0 | 0 | 0 | 0 | 0 | 0 | 0 | 0 | 0 | 0 | 0 | 0 | 0 | 0 | 0 | 0 | 0 | 0
| 50820220 | 250V 80 AMP FUSE | 0 | 0 | 0 | 0 | 0 | 0 | 0 | 0 | 0 | 0 | 0 | 0 | 0 | 0 | 0 | 0 | 0 | 0 | 0 | 0 | 0 | 0
| 50860226 | 600V 80 AMP FUSE | 0 | 0 | 0 | 0 | 0 | 0 | 0 | 0 | 0 | 0 | 0 | 0 | 0 | 0 | 0 | 0 | 0 | 0 | 0 | 0 | 0 | 0
| 50920220 | 250V 90 AMP FUSE | 0 | 0 | 0 | 0 | 0 | 0 | 0 | 0 | 0 | 0 | 0 | 0 | 0 | 0 | 0 | 0 | 0 | 0 | 0 | 0 | 0 | 0
| 51000227 | 600V 100 AMP FUSE | 0 | 0 | 0 | 0 | 0 | 0 | 0 | 0 | 0 | 0 | 0 | 0 | 0 | 0 | 0 | 0 | 0 | 0 | 0 | 0 | 0 | 0
| 51000463 | 10x10x4 INDOOR SPLICE CAN | 0 | 0 | 0 | 0 | 0 | 0 | 0 | 0 | 0 | 0 | 0 | 0 | 0 | 0 | 0 | 0 | 0 | 0 | 0 | 0 | 0 | 0
| 51000633 | #10 THHN COPPER WIRE | 0 | 0 | 0 | 0 | 0 | 0 | 0 | 0 | 0 | 0 | 0 | 0 | 0 | 0 | 0 | 0 | 0 | 0 | 0 | 0 | 0 | 0
| 51000634 | #10 SOLID COPPER WIRE | 0 | 0 | 0 | 0 | 0 | 0 | 0 | 0 | 0 | 0 | 0 | 0 | 0 | 0 | 0 | 0 | 0 | 0 | 0 | 0 | 0 | 0
| 51000635 | #10-4 FLAT JACKET SUBCABLE | 0 | 0 | 0 | 0 | 0 | 0 | 0 | 0 | 0 | 0 | 0 | 0 | 0 | 0 | 0 | 0 | 0 | 0 | 0 | 0 | 0 | 0
| 51000636 | #10/2 UF WIRE | 0 | 0 | 0 | 0 | 0 | 0 | 0 | 0 | 0 | 0 | 0 | 0 | 0 | 0 | 0 | 0 | 0 | 0 | 0 | 0 | 0 | 0
| 51000637 | #10/3 UF WIRE | 0 | 0 | 0 | 0 | 0 | 0 | 0 | 0 | 0 | 0 | 0 | 0 | 0 | 0 | 0 | 0 | 0 | 0 | 0 | 0 | 0 | 0
| 51000639 | #10 - #14 8GA 4 HEATSHRINK SPL | 0 | 0 | 0 | 0 | 0 | 0 | 0 | 0 | 0 | 0 | 0 | 0 | 0 | 0 | 0 | 0 | 0 | 0 | 0 | 0 | 0 | 0
| 51002227 | 250V 100 AMP FUSE | 0 | 0 | 0 | 0 | 0 | 0 | 0 | 0 | 0 | 0 | 0 | 0 | 0 | 0 | 0 | 0 | 0 | 0 | 0 | 0 | 0 | 0
| 51012139 | #12 OR #14 CORD GRIP CONNECTOR | 0 | 0 | 0 | 0 | 0 | 0 | 0 | 0 | 0 | 0 | 0 | 0 | 0 | 0 | 0 | 0 | 0 | 0 | 0 | 0 | 0 | 0
| 51020173 | 100AMP 240V 3 PH DISCONNECT | 0 | 0 | 0 | 0 | 0 | 0 | 0 | 0 | 0 | 0 | 0 | 0 | 0 | 0 | 0 | 0 | 0 | 0 | 0 | 0 | 0 | 0
| 51060173 | 100AMP 600V 3 PH DISCONNECT | 0 | 0 | 0 | 0 | 0 | 0 | 0 | 0 | 0 | 0 | 0 | 0 | 0 | 0 | 0 | 0 | 0 | 0 | 0 | 0 | 0 | 0
| 51200463 | 12x12x4 INDOOR SPLICE CAN | 0 | 0 | 0 | 0 | 0 | 0 | 0 | 0 | 0 | 0 | 0 | 0 | 0 | 0 | 0 | 0 | 0 | 0 | 0 | 0 | 0 | 0
| 51200464 | 12x12x4 RT SPLICE CAN | 0 | 0 | 0 | 0 | 0 | 0 | 0 | 0 | 0 | 0 | 0 | 0 | 0 | 0 | 0 | 0 | 0 | 0 | 0 | 0 | 0 | 0
| 51200633 | #12 THHN STRANDED COPPER WIRE | 0 | 0 | 0 | 0 | 0 | 0 | 0 | 0 | 0 | 0 | 0 | 0 | 0 | 0 | 0 | 0 | 0 | 0 | 0 | 0 | 0 | 0
| 51200634 | #12 SOLID COPPER WIRE | 0 | 0 | 0 | 0 | 0 | 0 | 0 | 0 | 0 | 0 | 0 | 0 | 0 | 0 | 0 | 0 | 0 | 0 | 0 | 0 | 0 | 0
| 51200635 | #12-4 FLAT JACKET SUBCABLE | 0 | 0 | 0 | 0 | 0 | 0 | 0 | 0 | 0 | 0 | 0 | 0 | 0 | 0 | 0 | 0 | 0 | 0 | 0 | 0 | 0 | 0
| 51200636 | #12/2 UF WIRE | 0 | 0 | 0 | 0 | 0 | 0 | 0 | 0 | 0 | 0 | 0 | 0 | 0 | 0 | 0 | 0 | 0 | 0 | 0 | 0 | 0 | 0
| 51200637 | #12/3 UF WIRE | 0 | 0 | 0 | 0 | 0 | 0 | 0 | 0 | 0 | 0 | 0 | 0 | 0 | 0 | 0 | 0 | 0 | 0 | 0 | 0 | 0 | 0
| 51200638 | 12/2 NM ROMAX WIRE | 0 | 0 | 0 | 0 | 0 | 0 | 0 | 0 | 0 | 0 | 0 | 0 | 0 | 0 | 0 | 0 | 0 | 0 | 0 | 0 | 0 | 0
| 51200639 | 12/3 NM ROMAX WIRE | 0 | 0 | 0 | 0 | 0 | 0 | 0 | 0 | 0 | 0 | 0 | 0 | 0 | 0 | 0 | 0 | 0 | 0 | 0 | 0 | 0 | 0
| 51201633 | 12/3 SO CABLE WIRE - SO Cord | 0 | 0 | 0 | 0 | 0 | 0 | 0 | 0 | 0 | 0 | 0 | 0 | 0 | 0 | 0 | 0 | 0 | 0 | 0 | 0 | 0 | 0
| 51206463 | 12x12x6 SPLICE CAN SVC CVR | 0 | 0 | 0 | 0 | 0 | 0 | 0 | 0 | 0 | 0 | 0 | 0 | 0 | 0 | 0 | 0 | 0 | 0 | 0 | 0 | 0 | 0
| 51216463 | 12x16x6 SPLICE CAN SVC CVR | 0 | 0 | 0 | 0 | 0 | 0 | 0 | 0 | 0 | 0 | 0 | 0 | 0 | 0 | 0 | 0 | 0 | 0 | 0 | 0 | 0 | 0
| 51250227 | 600V 125 AMP FUSE | 0 | 0 | 0 | 0 | 0 | 0 | 0 | 0 | 0 | 0 | 0 | 0 | 0 | 0 | 0 | 0 | 0 | 0 | 0 | 0 | 0 | 0
| 51400155 | LOCATOR WIRE, # 14 | 1780 | 460 | 0 | 960 | 0 | 0 | 0 | 0 | 360 | 0 | 0 | 0 | 0 | 0 | 0 | 0 | 0 | 0 | 0 | 0 | 0 | 0
| 51400633 | #14 THHN STRANDED COPPER WIRE | 0 | 0 | 0 | 0 | 0 | 0 | 0 | 0 | 0 | 0 | 0 | 0 | 0 | 0 | 0 | 0 | 0 | 0 | 0 | 0 | 0 | 0
| 51400634 | #14 SOLID COPPER WIRE | 0 | 0 | 0 | 0 | 0 | 0 | 0 | 0 | 0 | 0 | 0 | 0 | 0 | 0 | 0 | 0 | 0 | 0 | 0 | 0 | 0 | 0
| 51400636 | #14/2 UF WIRE | 0 | 0 | 0 | 0 | 0 | 0 | 0 | 0 | 0 | 0 | 0 | 0 | 0 | 0 | 0 | 0 | 0 | 0 | 0 | 0 | 0 | 0
| 51400637 | #14/3 UF WIRE | 0 | 0 | 0 | 0 | 0 | 0 | 0 | 0 | 0 | 0 | 0 | 0 | 0 | 0 | 0 | 0 | 0 | 0 | 0 | 0 | 0 | 0
| 51400638 | 14/2 NM ROMAX WIRE | 0 | 0 | 0 | 0 | 0 | 0 | 0 | 0 | 0 | 0 | 0 | 0 | 0 | 0 | 0 | 0 | 0 | 0 | 0 | 0 | 0 | 0
| 51400639 | 14/3 NM ROMAX WIRE | 0 | 0 | 0 | 0 | 0 | 0 | 0 | 0 | 0 | 0 | 0 | 0 | 0 | 0 | 0 | 0 | 0 | 0 | 0 | 0 | 0 | 0
| 51401633 | 14/2 SO CABLE WIRE - SO Cord | 0 | 0 | 0 | 0 | 0 | 0 | 0 | 0 | 0 | 0 | 0 | 0 | 0 | 0 | 0 | 0 | 0 | 0 | 0 | 0 | 0 | 0
| 51502227 | 250V 150 AMP FUSE | 0 | 0 | 0 | 0 | 0 | 0 | 0 | 0 | 0 | 0 | 0 | 0 | 0 | 0 | 0 | 0 | 0 | 0 | 0 | 0 | 0 | 0
| 51512227 | 600V 150 AMP FUSE | 0 | 0 | 0 | 0 | 0 | 0 | 0 | 0 | 0 | 0 | 0 | 0 | 0 | 0 | 0 | 0 | 0 | 0 | 0 | 0 | 0 | 0
| 51560220 | 600V 15 AMP MIDGET FUSE | 0 | 0 | 0 | 0 | 0 | 0 | 0 | 0 | 0 | 0 | 0 | 0 | 0 | 0 | 0 | 0 | 0 | 0 | 0 | 0 | 0 | 0
| 51600463 | 16x16x4 INDOOR SPLICE CAN | 0 | 0 | 0 | 0 | 0 | 0 | 0 | 0 | 0 | 0 | 0 | 0 | 0 | 0 | 0 | 0 | 0 | 0 | 0 | 0 | 0 | 0
| 51600633 | #16 THHN STRANDED COPPER WIRE | 0 | 0 | 0 | 0 | 0 | 0 | 0 | 0 | 0 | 0 | 0 | 0 | 0 | 0 | 0 | 0 | 0 | 0 | 0 | 0 | 0 | 0
| 51606463 | 16x16x6 INDOOR SPLICE CAN | 0 | 0 | 0 | 0 | 0 | 0 | 0 | 0 | 0 | 0 | 0 | 0 | 0 | 0 | 0 | 0 | 0 | 0 | 0 | 0 | 0 | 0
| 51612463 | 12x16x6 INDOOR SPLICE CAN | 0 | 0 | 0 | 0 | 0 | 0 | 0 | 0 | 0 | 0 | 0 | 0 | 0 | 0 | 0 | 0 | 0 | 0 | 0 | 0 | 0 | 0
| 51750227 | 600V 175 AMP FUSE | 0 | 0 | 0 | 0 | 0 | 0 | 0 | 0 | 0 | 0 | 0 | 0 | 0 | 0 | 0 | 0 | 0 | 0 | 0 | 0 | 0 | 0
| 51800463 | 18x18x6 INDOOR SPLICE CAN | 0 | 0 | 0 | 0 | 0 | 0 | 0 | 0 | 0 | 0 | 0 | 0 | 0 | 0 | 0 | 0 | 0 | 0 | 0 | 0 | 0 | 0
| 51800633 | #18 THHN STRANDED COPPER WIRE | 0 | 0 | 0 | 0 | 0 | 0 | 0 | 0 | 0 | 0 | 0 | 0 | 0 | 0 | 0 | 0 | 0 | 0 | 0 | 0 | 0 | 0
| 52000174 | 200AMP 3PH w/FS NEMA 3 (Outdoo | 0 | 0 | 0 | 0 | 0 | 0 | 0 | 0 | 0 | 0 | 0 | 0 | 0 | 0 | 0 | 0 | 0 | 0 | 0 | 0 | 0 | 0
| 52000227 | 600V 200 AMP FUSE | 0 | 0 | 0 | 0 | 0 | 0 | 0 | 0 | 0 | 0 | 0 | 0 | 0 | 0 | 0 | 0 | 0 | 0 | 0 | 0 | 0 | 0
| 52002174 | 200AMP 1PH w/FS NEMA 1 (indoor | 0 | 0 | 0 | 0 | 0 | 0 | 0 | 0 | 0 | 0 | 0 | 0 | 0 | 0 | 0 | 0 | 0 | 0 | 0 | 0 | 0 | 0
| 52003174 | 200AMP 3PH w/FS NEMA 1 (indoor | 0 | 0 | 0 | 0 | 0 | 0 | 0 | 0 | 0 | 0 | 0 | 0 | 0 | 0 | 0 | 0 | 0 | 0 | 0 | 0 | 0 | 0
| 52004174 | 200AMP 1PH w/FS NEMA 3 (outdoo | 0 | 0 | 0 | 0 | 0 | 0 | 0 | 0 | 0 | 0 | 0 | 0 | 0 | 0 | 0 | 0 | 0 | 0 | 0 | 0 | 0 | 0
| 52016464 | 20x16x8 RT SPLICE CAN | 0 | 0 | 0 | 0 | 0 | 0 | 0 | 0 | 0 | 0 | 0 | 0 | 0 | 0 | 0 | 0 | 0 | 0 | 0 | 0 | 0 | 0
| 52020227 | 250V 200 AMP FUSE | 0 | 0 | 0 | 0 | 0 | 0 | 0 | 0 | 0 | 0 | 0 | 0 | 0 | 0 | 0 | 0 | 0 | 0 | 0 | 0 | 0 | 0
| 52020228 | FUSE CLIP | 0 | 0 | 0 | 0 | 0 | 0 | 0 | 0 | 0 | 0 | 0 | 0 | 0 | 0 | 0 | 0 | 0 | 0 | 0 | 0 | 0 | 0
| 52400463 | 24x24x4 INDOOR SPLICE CAN | 0 | 0 | 0 | 0 | 0 | 0 | 0 | 0 | 0 | 0 | 0 | 0 | 0 | 0 | 0 | 0 | 0 | 0 | 0 | 0 | 0 | 0
| 52400464 | 24x36x8 RT SPLICE CAN | 0 | 0 | 0 | 0 | 0 | 0 | 0 | 0 | 0 | 0 | 0 | 0 | 0 | 0 | 0 | 0 | 0 | 0 | 0 | 0 | 0 | 0
| 53036464 | 30x36x12 RT SPLICE CAN | 0 | 0 | 0 | 0 | 0 | 0 | 0 | 0 | 0 | 0 | 0 | 0 | 0 | 0 | 0 | 0 | 0 | 0 | 0 | 0 | 0 | 0
| 53060220 | 30 AMP MIDGET FUSE | 0 | 0 | 0 | 0 | 0 | 0 | 0 | 0 | 0 | 0 | 0 | 0 | 0 | 0 | 0 | 0 | 0 | 0 | 0 | 0 | 0 | 0
| 60012013 | 1/2" INSxTH POLY ADAPT (galv) | 0 | 0 | 0 | 0 | 0 | 0 | 0 | 0 | 0 | 0 | 0 | 0 | 0 | 0 | 0 | 0 | 0 | 0 | 0 | 0 | 0 | 0
| 60012015 | 1/2" INSxINS POLY CPLG (galv) | 0 | 0 | 0 | 0 | 0 | 0 | 0 | 0 | 0 | 0 | 0 | 0 | 0 | 0 | 0 | 0 | 0 | 0 | 0 | 0 | 0 | 0
| 60012022 | 1/2" PJ x PJ POLY COUPLING | 0 | 0 | 0 | 0 | 0 | 0 | 0 | 0 | 0 | 0 | 0 | 0 | 0 | 0 | 0 | 0 | 0 | 0 | 0 | 0 | 0 | 0
| 60012075 | 1/2" POLY STIFFENER | 0 | 0 | 0 | 0 | 0 | 0 | 0 | 0 | 0 | 0 | 0 | 0 | 0 | 0 | 0 | 0 | 0 | 0 | 0 | 0 | 0 | 0
| 60014090 | 1/4" SOFT COPPER TUBING | 0 | 0 | 0 | 0 | 0 | 0 | 0 | 0 | 0 | 0 | 0 | 0 | 0 | 0 | 0 | 0 | 0 | 0 | 0 | 0 | 0 | 0
| 60034013 | 3/4" INSxTH POLY ADAPT (galv) | 0 | 0 | 0 | 0 | 0 | 0 | 0 | 0 | 0 | 0 | 0 | 0 | 0 | 0 | 0 | 0 | 0 | 0 | 0 | 0 | 0 | 0
| 60034015 | 3/4"" INSxINS POLY CPLG (galv) | 0 | 0 | 0 | 0 | 0 | 0 | 0 | 0 | 0 | 0 | 0 | 0 | 0 | 0 | 0 | 0 | 0 | 0 | 0 | 0 | 0 | 0
| 60034020 | 1" X 3/4" PJ x FIPT POLY ADAPT | 0 | 0 | 0 | 0 | 0 | 0 | 0 | 0 | 0 | 0 | 0 | 0 | 0 | 0 | 0 | 0 | 0 | 0 | 0 | 0 | 0 | 0
| 60034021 | 1" X 3/4" PJ x MIPT POLY ADAPT | 2 | 0 | 0 | 0 | 0 | 0 | 0 | 0 | 0 | 0 | 0 | 0 | 2 | 0 | 0 | 0 | 0 | 0 | 0 | 0 | 0 | 0
| 60034022 | 3/4"" PJ x PJ POLY COUPLING | 0 | 0 | 0 | 0 | 0 | 0 | 0 | 0 | 0 | 0 | 0 | 0 | 0 | 0 | 0 | 0 | 0 | 0 | 0 | 0 | 0 | 0
| 60034032 | 3/4" YARD BURY HYDRANT | 0 | 0 | 0 | 0 | 0 | 0 | 0 | 0 | 0 | 0 | 0 | 0 | 0 | 0 | 0 | 0 | 0 | 0 | 0 | 0 | 0 | 0
| 60034075 | 3/4" POLY STIFFENER | 0 | 0 | 0 | 0 | 0 | 0 | 0 | 0 | 0 | 0 | 0 | 0 | 0 | 0 | 0 | 0 | 0 | 0 | 0 | 0 | 0 | 0
| 60036191 | 32 GALLON PRESSURE TANK | 0 | 0 | 0 | 0 | 0 | 0 | 0 | 0 | 0 | 0 | 0 | 0 | 0 | 0 | 0 | 0 | 0 | 0 | 0 | 0 | 0 | 0
| 60038090 | 3/8" SOFT COPPER TUBING | 0 | 0 | 0 | 0 | 0 | 0 | 0 | 0 | 0 | 0 | 0 | 0 | 0 | 0 | 0 | 0 | 0 | 0 | 0 | 0 | 0 | 0
| 60038100 | 3/8" OD PE TUBING | 0 | 0 | 0 | 0 | 0 | 0 | 0 | 0 | 0 | 0 | 0 | 0 | 0 | 0 | 0 | 0 | 0 | 0 | 0 | 0 | 0 | 0
| 60058090 | 5/8" SOFT COPPER TUBING | 0 | 0 | 0 | 0 | 0 | 0 | 0 | 0 | 0 | 0 | 0 | 0 | 0 | 0 | 0 | 0 | 0 | 0 | 0 | 0 | 0 | 0
| 60100009 | 1" NYLON BRAID PE TUBING 1"OD | 0 | 0 | 0 | 0 | 0 | 0 | 0 | 0 | 0 | 0 | 0 | 0 | 0 | 0 | 0 | 0 | 0 | 0 | 0 | 0 | 0 | 0
| 60100012 | 1" CL 200 POLY PIPE | 330 | 0 | 0 | 0 | 0 | 0 | 150 | 50 | 0 | 0 | 0 | 0 | 40 | 90 | 0 | 0 | 0 | 0 | 0 | 0 | 0 | 0
| 60100013 | 1" INSxTH POLY ADAPTOR (galv) | 0 | 0 | 0 | 0 | 0 | 0 | 0 | 0 | 0 | 0 | 0 | 0 | 0 | 0 | 0 | 0 | 0 | 0 | 0 | 0 | 0 | 0
| 60100014 | 1" X 3/4" INSxTH POLY ADAPTOR | 0 | 0 | 0 | 0 | 0 | 0 | 0 | 0 | 0 | 0 | 0 | 0 | 0 | 0 | 0 | 0 | 0 | 0 | 0 | 0 | 0 | 0
| 60100015 | 1" INSxINS POLY CPLG (galv) | 0 | 0 | 0 | 0 | 0 | 0 | 0 | 0 | 0 | 0 | 0 | 0 | 0 | 0 | 0 | 0 | 0 | 0 | 0 | 0 | 0 | 0
| 60100020 | 1" PJ x FIPT POLY ADAPTOR | 0 | 0 | 0 | 0 | 0 | 0 | 0 | 0 | 0 | 0 | 0 | 0 | 0 | 0 | 0 | 0 | 0 | 0 | 0 | 0 | 0 | 0
| 60100021 | 1" PJ x MIPT POLY ADAPTOR | 42 | 0 | 0 | 0 | 0 | 0 | 20 | 10 | 0 | 0 | 0 | 0 | 0 | 12 | 0 | 0 | 0 | 0 | 0 | 0 | 0 | 0
| 60100022 | 1" PJ x PJ POLY COUPLING | 0 | 0 | 0 | 0 | 0 | 0 | 0 | 0 | 0 | 0 | 0 | 0 | 0 | 0 | 0 | 0 | 0 | 0 | 0 | 0 | 0 | 0
| 60100035 | 1 FOOT HYDRANT EXTENSION | 0 | 0 | 0 | 0 | 0 | 0 | 0 | 0 | 0 | 0 | 0 | 0 | 0 | 0 | 0 | 0 | 0 | 0 | 0 | 0 | 0 | 0
| 60100040 | STAINLESS STEEL HOSE CLAMPS | 0 | 0 | 0 | 0 | 0 | 0 | 0 | 0 | 0 | 0 | 0 | 0 | 0 | 0 | 0 | 0 | 0 | 0 | 0 | 0 | 0 | 0
| 60100075 | 1" POLY STIFFENER | 0 | 0 | 0 | 0 | 0 | 0 | 0 | 0 | 0 | 0 | 0 | 0 | 0 | 0 | 0 | 0 | 0 | 0 | 0 | 0 | 0 | 0
| 60105035 | 1.5 FOOT HYDRANT EXTENSION | 0 | 0 | 0 | 0 | 0 | 0 | 0 | 0 | 0 | 0 | 0 | 0 | 0 | 0 | 0 | 0 | 0 | 0 | 0 | 0 | 0 | 0
| 60112012 | 1-1-2" CL 200 POLY PIPE | 0 | 0 | 0 | 0 | 0 | 0 | 0 | 0 | 0 | 0 | 0 | 0 | 0 | 0 | 0 | 0 | 0 | 0 | 0 | 0 | 0 | 0
| 60112013 | 1-1/2" INSxTH POLY ADAPT (galv | 0 | 0 | 0 | 0 | 0 | 0 | 0 | 0 | 0 | 0 | 0 | 0 | 0 | 0 | 0 | 0 | 0 | 0 | 0 | 0 | 0 | 0
| 60112015 | 1-1/2" INSxINS POLY CPLG (galv | 0 | 0 | 0 | 0 | 0 | 0 | 0 | 0 | 0 | 0 | 0 | 0 | 0 | 0 | 0 | 0 | 0 | 0 | 0 | 0 | 0 | 0
| 60112020 | 1-1/2" PJ x FIPT POLY ADAPTOR | 0 | 0 | 0 | 0 | 0 | 0 | 0 | 0 | 0 | 0 | 0 | 0 | 0 | 0 | 0 | 0 | 0 | 0 | 0 | 0 | 0 | 0
| 60112021 | 1-1/2" PJ x MIPT POLY ADAPTOR | 0 | 0 | 0 | 0 | 0 | 0 | 0 | 0 | 0 | 0 | 0 | 0 | 0 | 0 | 0 | 0 | 0 | 0 | 0 | 0 | 0 | 0
| 60112022 | 1-1/2" PJ x PJ POLY COUPLING | 0 | 0 | 0 | 0 | 0 | 0 | 0 | 0 | 0 | 0 | 0 | 0 | 0 | 0 | 0 | 0 | 0 | 0 | 0 | 0 | 0 | 0
| 60112075 | 1-1/2" POLY STIFFENER | 0 | 0 | 0 | 0 | 0 | 0 | 0 | 0 | 0 | 0 | 0 | 0 | 0 | 0 | 0 | 0 | 0 | 0 | 0 | 0 | 0 | 0
| 60114012 | 1-1/4" CL 200 POLY PIPE | 0 | 0 | 0 | 0 | 0 | 0 | 0 | 0 | 0 | 0 | 0 | 0 | 0 | 0 | 0 | 0 | 0 | 0 | 0 | 0 | 0 | 0
| 60114013 | 1-1/4" INSxTH POLY ADAPT (galv | 0 | 0 | 0 | 0 | 0 | 0 | 0 | 0 | 0 | 0 | 0 | 0 | 0 | 0 | 0 | 0 | 0 | 0 | 0 | 0 | 0 | 0
| 60114015 | 1-1/4" INSxINS POLY CPLG (galv | 0 | 0 | 0 | 0 | 0 | 0 | 0 | 0 | 0 | 0 | 0 | 0 | 0 | 0 | 0 | 0 | 0 | 0 | 0 | 0 | 0 | 0
| 60114020 | 1-1/4" PJ x FIPT POLY ADAPTOR | 0 | 0 | 0 | 0 | 0 | 0 | 0 | 0 | 0 | 0 | 0 | 0 | 0 | 0 | 0 | 0 | 0 | 0 | 0 | 0 | 0 | 0
| 60114021 | 1-1/4" PJ x MIPT POLY ADAPTOR | 0 | 0 | 0 | 0 | 0 | 0 | 0 | 0 | 0 | 0 | 0 | 0 | 0 | 0 | 0 | 0 | 0 | 0 | 0 | 0 | 0 | 0
| 60114022 | 1-1/4" PJ x PJ POLY COUPLING | 0 | 0 | 0 | 0 | 0 | 0 | 0 | 0 | 0 | 0 | 0 | 0 | 0 | 0 | 0 | 0 | 0 | 0 | 0 | 0 | 0 | 0
| 60114075 | 1-1/4" POLY STIFFENER | 0 | 0 | 0 | 0 | 0 | 0 | 0 | 0 | 0 | 0 | 0 | 0 | 0 | 0 | 0 | 0 | 0 | 0 | 0 | 0 | 0 | 0
| 60200012 | 2" CL 200 POLY PIPE | 0 | 0 | 0 | 0 | 0 | 0 | 0 | 0 | 0 | 0 | 0 | 0 | 0 | 0 | 0 | 0 | 0 | 0 | 0 | 0 | 0 | 0
| 60200013 | 2" INSxTH POLY ADAPTOR (galv) | 0 | 0 | 0 | 0 | 0 | 0 | 0 | 0 | 0 | 0 | 0 | 0 | 0 | 0 | 0 | 0 | 0 | 0 | 0 | 0 | 0 | 0
| 60200015 | 2" INSxINS POLY CPLG (galv) | 0 | 0 | 0 | 0 | 0 | 0 | 0 | 0 | 0 | 0 | 0 | 0 | 0 | 0 | 0 | 0 | 0 | 0 | 0 | 0 | 0 | 0
| 60200020 | 2" PJ x FIPT POLY ADAPTOR | 0 | 0 | 0 | 0 | 0 | 0 | 0 | 0 | 0 | 0 | 0 | 0 | 0 | 0 | 0 | 0 | 0 | 0 | 0 | 0 | 0 | 0
| 60200021 | 2" PJ x MIPT POLY ADAPTOR | 0 | 0 | 0 | 0 | 0 | 0 | 0 | 0 | 0 | 0 | 0 | 0 | 0 | 0 | 0 | 0 | 0 | 0 | 0 | 0 | 0 | 0
| 60200022 | 2" PJ x PJ POLY COUPLING | 0 | 0 | 0 | 0 | 0 | 0 | 0 | 0 | 0 | 0 | 0 | 0 | 0 | 0 | 0 | 0 | 0 | 0 | 0 | 0 | 0 | 0
| 60200032 | 2" YARD BURY HYDRANT | 0 | 0 | 0 | 0 | 0 | 0 | 0 | 0 | 0 | 0 | 0 | 0 | 0 | 0 | 0 | 0 | 0 | 0 | 0 | 0 | 0 | 0
| 60200035 | 2 FOOT HYDRANT EXTENSION | 0 | 0 | 0 | 0 | 0 | 0 | 0 | 0 | 0 | 0 | 0 | 0 | 0 | 0 | 0 | 0 | 0 | 0 | 0 | 0 | 0 | 0
| 60200075 | 2" POLY STIFFENER | 0 | 0 | 0 | 0 | 0 | 0 | 0 | 0 | 0 | 0 | 0 | 0 | 0 | 0 | 0 | 0 | 0 | 0 | 0 | 0 | 0 | 0
| 60212013 | 2-1/2" INSxTH POLY ADAPT (galv | 0 | 0 | 0 | 0 | 0 | 0 | 0 | 0 | 0 | 0 | 0 | 0 | 0 | 0 | 0 | 0 | 0 | 0 | 0 | 0 | 0 | 0
| 60400031 | 4" HYDRANT STORZ ADPTR w/CAP | 0 | 0 | 0 | 0 | 0 | 0 | 0 | 0 | 0 | 0 | 0 | 0 | 0 | 0 | 0 | 0 | 0 | 0 | 0 | 0 | 0 | 0
| 60500031 | 5" HYDRANT STORZ ADPTR w/CAP | 4 | 0 | 4 | 0 | 0 | 0 | 0 | 0 | 0 | 0 | 0 | 0 | 0 | 0 | 0 | 0 | 0 | 0 | 0 | 0 | 0 | 0
| 60500083 | 5x5 DBL HUB SOIL PIPE | 0 | 0 | 0 | 0 | 0 | 0 | 0 | 0 | 0 | 0 | 0 | 0 | 0 | 0 | 0 | 0 | 0 | 0 | 0 | 0 | 0 | 0
| 60600033 | 6" MJ HYDRANT | 4 | 0 | 4 | 0 | 0 | 0 | 0 | 0 | 0 | 0 | 0 | 0 | 0 | 0 | 0 | 0 | 0 | 0 | 0 | 0 | 0 | 0
| 60600036 | HYDRANT GUARD POST | 0 | 0 | 0 | 0 | 0 | 0 | 0 | 0 | 0 | 0 | 0 | 0 | 0 | 0 | 0 | 0 | 0 | 0 | 0 | 0 | 0 | 0
| 60600080 | VALVE BOX LID ONLY | 0 | 0 | 0 | 0 | 0 | 0 | 0 | 0 | 0 | 0 | 0 | 0 | 0 | 0 | 0 | 0 | 0 | 0 | 0 | 0 | 0 | 0
| 60600081 | 18" VALVE BOX RISER w/LID | 11 | 0 | 4 | 0 | 4 | 0 | 0 | 0 | 0 | 0 | 0 | 0 | 0 | 0 | 1 | 2 | 0 | 0 | 0 | 0 | 0 | 0
| 60600082 | VALVE BOX BOTTOM CI | 11 | 0 | 4 | 0 | 4 | 0 | 0 | 0 | 0 | 0 | 0 | 0 | 0 | 0 | 1 | 2 | 0 | 0 | 0 | 0 | 0 | 0
| 60600083 | CONCRETE VALVE BOX MARKER | 0 | 0 | 0 | 0 | 0 | 0 | 0 | 0 | 0 | 0 | 0 | 0 | 0 | 0 | 0 | 0 | 0 | 0 | 0 | 0 | 0 | 0
| 60600084 | 8" VALVE BOX RISER TOP ONLY | 0 | 0 | 0 | 0 | 0 | 0 | 0 | 0 | 0 | 0 | 0 | 0 | 0 | 0 | 0 | 0 | 0 | 0 | 0 | 0 | 0 | 0
| 60600086 | 910 VALVE BOX LID - SW | 0 | 0 | 0 | 0 | 0 | 0 | 0 | 0 | 0 | 0 | 0 | 0 | 0 | 0 | 0 | 0 | 0 | 0 | 0 | 0 | 0 | 0
| 60600087 | 910 VALVE BOX RISER - 10" SW | 0 | 0 | 0 | 0 | 0 | 0 | 0 | 0 | 0 | 0 | 0 | 0 | 0 | 0 | 0 | 0 | 0 | 0 | 0 | 0 | 0 | 0
| 61200085 | 12" VALVE BOX RISER EXTENSION | 0 | 0 | 0 | 0 | 0 | 0 | 0 | 0 | 0 | 0 | 0 | 0 | 0 | 0 | 0 | 0 | 0 | 0 | 0 | 0 | 0 | 0
| 70012131 | 1/2" WELL VENT, BEEHIVE STRNR | 0 | 0 | 0 | 0 | 0 | 0 | 0 | 0 | 0 | 0 | 0 | 0 | 0 | 0 | 0 | 0 | 0 | 0 | 0 | 0 | 0 | 0
| 70012740 | CENTRIFICAL START SWITCH | 0 | 0 | 0 | 0 | 0 | 0 | 0 | 0 | 0 | 0 | 0 | 0 | 0 | 0 | 0 | 0 | 0 | 0 | 0 | 0 | 0 | 0
| 70034131 | 3/4" WELL VENT, BEEHIVE STRNR | 0 | 0 | 0 | 0 | 0 | 0 | 0 | 0 | 0 | 0 | 0 | 0 | 0 | 0 | 0 | 0 | 0 | 0 | 0 | 0 | 0 | 0
| 70034202 | COMPRESSOR HEAD | 0 | 0 | 0 | 0 | 0 | 0 | 0 | 0 | 0 | 0 | 0 | 0 | 0 | 0 | 0 | 0 | 0 | 0 | 0 | 0 | 0 | 0
| 70034206 | COMPRESSOR GASKET PARTS KIT | 0 | 0 | 0 | 0 | 0 | 0 | 0 | 0 | 0 | 0 | 0 | 0 | 0 | 0 | 0 | 0 | 0 | 0 | 0 | 0 | 0 | 0
| 70058750 | 5/8" PUMP SEAL | 0 | 0 | 0 | 0 | 0 | 0 | 0 | 0 | 0 | 0 | 0 | 0 | 0 | 0 | 0 | 0 | 0 | 0 | 0 | 0 | 0 | 0
| 70100131 | 1" WELL VENT, BEEHIVE STRNR | 0 | 0 | 0 | 0 | 0 | 0 | 0 | 0 | 0 | 0 | 0 | 0 | 0 | 0 | 0 | 0 | 0 | 0 | 0 | 0 | 0 | 0
| 70100132 | 1" WELL VENT CAP | 0 | 0 | 0 | 0 | 0 | 0 | 0 | 0 | 0 | 0 | 0 | 0 | 0 | 0 | 0 | 0 | 0 | 0 | 0 | 0 | 0 | 0
| 70100156 | 1" SCH 80 SOUNDING TUBE | 0 | 0 | 0 | 0 | 0 | 0 | 0 | 0 | 0 | 0 | 0 | 0 | 0 | 0 | 0 | 0 | 0 | 0 | 0 | 0 | 0 | 0
| 70100157 | 1" SCH 80 END PLUG T/BOX | 0 | 0 | 0 | 0 | 0 | 0 | 0 | 0 | 0 | 0 | 0 | 0 | 0 | 0 | 0 | 0 | 0 | 0 | 0 | 0 | 0 | 0
| 70100158 | 1" SCH 80 SLOTTED SNDG TUBE | 0 | 0 | 0 | 0 | 0 | 0 | 0 | 0 | 0 | 0 | 0 | 0 | 0 | 0 | 0 | 0 | 0 | 0 | 0 | 0 | 0 | 0
| 70100750 | 1" PUMP SEAL | 0 | 0 | 0 | 0 | 0 | 0 | 0 | 0 | 0 | 0 | 0 | 0 | 0 | 0 | 0 | 0 | 0 | 0 | 0 | 0 | 0 | 0
| 70100751 | 1" 6 or 8 HOLE VOLUTE GASKET | 0 | 0 | 0 | 0 | 0 | 0 | 0 | 0 | 0 | 0 | 0 | 0 | 0 | 0 | 0 | 0 | 0 | 0 | 0 | 0 | 0 | 0
| 70112131 | 1-1/2" WELL VENT, BEEHIVE STRN | 0 | 0 | 0 | 0 | 0 | 0 | 0 | 0 | 0 | 0 | 0 | 0 | 0 | 0 | 0 | 0 | 0 | 0 | 0 | 0 | 0 | 0
| 70112132 | 1-1/2" WELL VENT CAP | 0 | 0 | 0 | 0 | 0 | 0 | 0 | 0 | 0 | 0 | 0 | 0 | 0 | 0 | 0 | 0 | 0 | 0 | 0 | 0 | 0 | 0
| 70112151 | 1 1/2HP 40S15-5 GF 4" SUB PUMP | 0 | 0 | 0 | 0 | 0 | 0 | 0 | 0 | 0 | 0 | 0 | 0 | 0 | 0 | 0 | 0 | 0 | 0 | 0 | 0 | 0 | 0
| 70112401 | 1.5HP 4"1PH 230V SUB MTR | 0 | 0 | 0 | 0 | 0 | 0 | 0 | 0 | 0 | 0 | 0 | 0 | 0 | 0 | 0 | 0 | 0 | 0 | 0 | 0 | 0 | 0
| 70112751 | PUMP GASKET, 1 1/2" 4 HOLE | 0 | 0 | 0 | 0 | 0 | 0 | 0 | 0 | 0 | 0 | 0 | 0 | 0 | 0 | 0 | 0 | 0 | 0 | 0 | 0 | 0 | 0
| 70112840 | 1 1/2HP CONTROL BOX | 0 | 0 | 0 | 0 | 0 | 0 | 0 | 0 | 0 | 0 | 0 | 0 | 0 | 0 | 0 | 0 | 0 | 0 | 0 | 0 | 0 | 0
| 70114131 | 1-1/4" WELL VENT, BEEHIVE STRN | 0 | 0 | 0 | 0 | 0 | 0 | 0 | 0 | 0 | 0 | 0 | 0 | 0 | 0 | 0 | 0 | 0 | 0 | 0 | 0 | 0 | 0
| 70114750 | 1-1/4" PUMP SEAL | 0 | 0 | 0 | 0 | 0 | 0 | 0 | 0 | 0 | 0 | 0 | 0 | 0 | 0 | 0 | 0 | 0 | 0 | 0 | 0 | 0 | 0
| 70200068 | 0-15# PR GAUGE 2"DIAL | 0 | 0 | 0 | 0 | 0 | 0 | 0 | 0 | 0 | 0 | 0 | 0 | 0 | 0 | 0 | 0 | 0 | 0 | 0 | 0 | 0 | 0
| 70200070 | 0-100# PR GAUGE 2"DIAL | 0 | 0 | 0 | 0 | 0 | 0 | 0 | 0 | 0 | 0 | 0 | 0 | 0 | 0 | 0 | 0 | 0 | 0 | 0 | 0 | 0 | 0
| 70200071 | 0-160#or 200# PR GAUGE 2"DIAL | 0 | 0 | 0 | 0 | 0 | 0 | 0 | 0 | 0 | 0 | 0 | 0 | 0 | 0 | 0 | 0 | 0 | 0 | 0 | 0 | 0 | 0
| 70200131 | 2" WELL VENT, BEEHIVE STRNR | 0 | 0 | 0 | 0 | 0 | 0 | 0 | 0 | 0 | 0 | 0 | 0 | 0 | 0 | 0 | 0 | 0 | 0 | 0 | 0 | 0 | 0
| 70200200 | COMPRESSOR, 2HP (1.2 or 1.8hp) | 0 | 0 | 0 | 0 | 0 | 0 | 0 | 0 | 0 | 0 | 0 | 0 | 0 | 0 | 0 | 0 | 0 | 0 | 0 | 0 | 0 | 0
| 70200840 | 2HP CONTROL BOX | 0 | 0 | 0 | 0 | 0 | 0 | 0 | 0 | 0 | 0 | 0 | 0 | 0 | 0 | 0 | 0 | 0 | 0 | 0 | 0 | 0 | 0
| 70200850 | 2HP DELUXE CONTROL BOX | 0 | 0 | 0 | 0 | 0 | 0 | 0 | 0 | 0 | 0 | 0 | 0 | 0 | 0 | 0 | 0 | 0 | 0 | 0 | 0 | 0 | 0
| 70212070 | 0-100# PR GAUGE 2-1/2"DIAL | 0 | 0 | 0 | 0 | 0 | 0 | 0 | 0 | 0 | 0 | 0 | 0 | 0 | 0 | 0 | 0 | 0 | 0 | 0 | 0 | 0 | 0
| 70212071 | 0-160#or 200# GAUGE 2-1/2"DIAL | 0 | 0 | 0 | 0 | 0 | 0 | 0 | 0 | 0 | 0 | 0 | 0 | 0 | 0 | 0 | 0 | 0 | 0 | 0 | 0 | 0 | 0
| 70212072 | LIQ FILLED PR GAUGE 2-1/2"DIAL | 0 | 0 | 0 | 0 | 0 | 0 | 0 | 0 | 0 | 0 | 0 | 0 | 0 | 0 | 0 | 0 | 0 | 0 | 0 | 0 | 0 | 0
| 70300104 | 3HP 25S30-15 GF 4" SUB PUMP | 0 | 0 | 0 | 0 | 0 | 0 | 0 | 0 | 0 | 0 | 0 | 0 | 0 | 0 | 0 | 0 | 0 | 0 | 0 | 0 | 0 | 0
| 70300151 | 3HP 40S30-9 GF 4" SUB PUMP | 0 | 0 | 0 | 0 | 0 | 0 | 0 | 0 | 0 | 0 | 0 | 0 | 0 | 0 | 0 | 0 | 0 | 0 | 0 | 0 | 0 | 0
| 70300401 | 3HP 4" 1PH 230V SUB MTR | 0 | 0 | 0 | 0 | 0 | 0 | 0 | 0 | 0 | 0 | 0 | 0 | 0 | 0 | 0 | 0 | 0 | 0 | 0 | 0 | 0 | 0
| 70300403 | 3HP 4" 3PH 230V SUB MTR | 0 | 0 | 0 | 0 | 0 | 0 | 0 | 0 | 0 | 0 | 0 | 0 | 0 | 0 | 0 | 0 | 0 | 0 | 0 | 0 | 0 | 0
| 70300840 | 3HP CONTROL BOX | 0 | 0 | 0 | 0 | 0 | 0 | 0 | 0 | 0 | 0 | 0 | 0 | 0 | 0 | 0 | 0 | 0 | 0 | 0 | 0 | 0 | 0
| 70300850 | 3HP DELUXE CONTROL BOX | 0 | 0 | 0 | 0 | 0 | 0 | 0 | 0 | 0 | 0 | 0 | 0 | 0 | 0 | 0 | 0 | 0 | 0 | 0 | 0 | 0 | 0
| 70312070 | 0-100# PR GAUGE 3" IAL | 0 | 0 | 0 | 0 | 0 | 0 | 0 | 0 | 0 | 0 | 0 | 0 | 0 | 0 | 0 | 0 | 0 | 0 | 0 | 0 | 0 | 0
| 70500151 | 5HP 40S50-15 GF 4" SUB PUMP | 0 | 0 | 0 | 0 | 0 | 0 | 0 | 0 | 0 | 0 | 0 | 0 | 0 | 0 | 0 | 0 | 0 | 0 | 0 | 0 | 0 | 0
| 70500401 | 5HP 4" 1PH 230V SUB MTR | 0 | 0 | 0 | 0 | 0 | 0 | 0 | 0 | 0 | 0 | 0 | 0 | 0 | 0 | 0 | 0 | 0 | 0 | 0 | 0 | 0 | 0
| 70500403 | 5HP 4" 3PH 230V SUB MTR | 0 | 0 | 0 | 0 | 0 | 0 | 0 | 0 | 0 | 0 | 0 | 0 | 0 | 0 | 0 | 0 | 0 | 0 | 0 | 0 | 0 | 0
| 70500840 | 5HP CONTROL BOX | 0 | 0 | 0 | 0 | 0 | 0 | 0 | 0 | 0 | 0 | 0 | 0 | 0 | 0 | 0 | 0 | 0 | 0 | 0 | 0 | 0 | 0
| 70500850 | 5HP DELUXE CONTROL BOX | 0 | 0 | 0 | 0 | 0 | 0 | 0 | 0 | 0 | 0 | 0 | 0 | 0 | 0 | 0 | 0 | 0 | 0 | 0 | 0 | 0 | 0
| 70600150 | 6 X 1 WELL SEAL | 0 | 0 | 0 | 0 | 0 | 0 | 0 | 0 | 0 | 0 | 0 | 0 | 0 | 0 | 0 | 0 | 0 | 0 | 0 | 0 | 0 | 0
| 70600151 | 6 X 1 1/2 WELL SEAL | 0 | 0 | 0 | 0 | 0 | 0 | 0 | 0 | 0 | 0 | 0 | 0 | 0 | 0 | 0 | 0 | 0 | 0 | 0 | 0 | 0 | 0
| 70600152 | 6 X 2 WELL SEAL | 0 | 0 | 0 | 0 | 0 | 0 | 0 | 0 | 0 | 0 | 0 | 0 | 0 | 0 | 0 | 0 | 0 | 0 | 0 | 0 | 0 | 0
| 70600153 | 6 X 3 WELL SEAL | 0 | 0 | 0 | 0 | 0 | 0 | 0 | 0 | 0 | 0 | 0 | 0 | 0 | 0 | 0 | 0 | 0 | 0 | 0 | 0 | 0 | 0
| 70600157 | 6" WELL CAP | 0 | 0 | 0 | 0 | 0 | 0 | 0 | 0 | 0 | 0 | 0 | 0 | 0 | 0 | 0 | 0 | 0 | 0 | 0 | 0 | 0 | 0
| 70600171 | 6"x 1" SPIDER | 0 | 0 | 0 | 0 | 0 | 0 | 0 | 0 | 0 | 0 | 0 | 0 | 0 | 0 | 0 | 0 | 0 | 0 | 0 | 0 | 0 | 0
| 70601171 | 6"x 1-1/4" SPIDER | 0 | 0 | 0 | 0 | 0 | 0 | 0 | 0 | 0 | 0 | 0 | 0 | 0 | 0 | 0 | 0 | 0 | 0 | 0 | 0 | 0 | 0
| 70602171 | 6"x 2" SPIDER | 0 | 0 | 0 | 0 | 0 | 0 | 0 | 0 | 0 | 0 | 0 | 0 | 0 | 0 | 0 | 0 | 0 | 0 | 0 | 0 | 0 | 0
| 70611171 | 6"x 1-1/2" SPIDER | 0 | 0 | 0 | 0 | 0 | 0 | 0 | 0 | 0 | 0 | 0 | 0 | 0 | 0 | 0 | 0 | 0 | 0 | 0 | 0 | 0 | 0
| 70612171 | 6"x 2 1/2" SPIDER | 0 | 0 | 0 | 0 | 0 | 0 | 0 | 0 | 0 | 0 | 0 | 0 | 0 | 0 | 0 | 0 | 0 | 0 | 0 | 0 | 0 | 0
| 70712011 | 7.5HP 75S75-12 GF 4" SUB PUMP | 0 | 0 | 0 | 0 | 0 | 0 | 0 | 0 | 0 | 0 | 0 | 0 | 0 | 0 | 0 | 0 | 0 | 0 | 0 | 0 | 0 | 0
| 70712021 | 7.5HP 40S75-21 GF 4" SUB PUMP | 0 | 0 | 0 | 0 | 0 | 0 | 0 | 0 | 0 | 0 | 0 | 0 | 0 | 0 | 0 | 0 | 0 | 0 | 0 | 0 | 0 | 0
| 70712106 | 7.5HP 85S75-6 GF 6" SUB PUMP | 0 | 0 | 0 | 0 | 0 | 0 | 0 | 0 | 0 | 0 | 0 | 0 | 0 | 0 | 0 | 0 | 0 | 0 | 0 | 0 | 0 | 0
| 70712403 | 7.5HP 4" 3PH 230V SUB MTR | 0 | 0 | 0 | 0 | 0 | 0 | 0 | 0 | 0 | 0 | 0 | 0 | 0 | 0 | 0 | 0 | 0 | 0 | 0 | 0 | 0 | 0
| 70712601 | 7.5HP 6" 1PH 230V SUB MTR | 0 | 0 | 0 | 0 | 0 | 0 | 0 | 0 | 0 | 0 | 0 | 0 | 0 | 0 | 0 | 0 | 0 | 0 | 0 | 0 | 0 | 0
| 70712603 | 7.5HP 6" 3PH 230V SUB MTR | 0 | 0 | 0 | 0 | 0 | 0 | 0 | 0 | 0 | 0 | 0 | 0 | 0 | 0 | 0 | 0 | 0 | 0 | 0 | 0 | 0 | 0
| 70712840 | 7.5HP CONTROL BOX | 0 | 0 | 0 | 0 | 0 | 0 | 0 | 0 | 0 | 0 | 0 | 0 | 0 | 0 | 0 | 0 | 0 | 0 | 0 | 0 | 0 | 0
| 70712850 | 7.5HP DELUXE CONTROL BOX | 0 | 0 | 0 | 0 | 0 | 0 | 0 | 0 | 0 | 0 | 0 | 0 | 0 | 0 | 0 | 0 | 0 | 0 | 0 | 0 | 0 | 0
| 70715011 | 7.5HP 75S75-11 GF 4" SUB PUMP | 0 | 0 | 0 | 0 | 0 | 0 | 0 | 0 | 0 | 0 | 0 | 0 | 0 | 0 | 0 | 0 | 0 | 0 | 0 | 0 | 0 | 0
| 70715021 | 7.5HP 40S75-21 GF 6" SUB PUMP | 0 | 0 | 0 | 0 | 0 | 0 | 0 | 0 | 0 | 0 | 0 | 0 | 0 | 0 | 0 | 0 | 0 | 0 | 0 | 0 | 0 | 0
| 70715025 | 7.5HP 40S75-25 GF 4" SUB PUMP | 0 | 0 | 0 | 0 | 0 | 0 | 0 | 0 | 0 | 0 | 0 | 0 | 0 | 0 | 0 | 0 | 0 | 0 | 0 | 0 | 0 | 0
| 70800151 | 8 X 1 WELL SEAL | 0 | 0 | 0 | 0 | 0 | 0 | 0 | 0 | 0 | 0 | 0 | 0 | 0 | 0 | 0 | 0 | 0 | 0 | 0 | 0 | 0 | 0
| 70800152 | 8 X 2 WELL SEAL | 0 | 0 | 0 | 0 | 0 | 0 | 0 | 0 | 0 | 0 | 0 | 0 | 0 | 0 | 0 | 0 | 0 | 0 | 0 | 0 | 0 | 0
| 70800154 | 8 X 4 WELL SEAL | 0 | 0 | 0 | 0 | 0 | 0 | 0 | 0 | 0 | 0 | 0 | 0 | 0 | 0 | 0 | 0 | 0 | 0 | 0 | 0 | 0 | 0
| 70800171 | 8"x 1" SPIDER | 0 | 0 | 0 | 0 | 0 | 0 | 0 | 0 | 0 | 0 | 0 | 0 | 0 | 0 | 0 | 0 | 0 | 0 | 0 | 0 | 0 | 0
| 70801171 | 8"x 1-1/4" SPIDER | 0 | 0 | 0 | 0 | 0 | 0 | 0 | 0 | 0 | 0 | 0 | 0 | 0 | 0 | 0 | 0 | 0 | 0 | 0 | 0 | 0 | 0
| 70802171 | 8"x 2" SPIDER | 0 | 0 | 0 | 0 | 0 | 0 | 0 | 0 | 0 | 0 | 0 | 0 | 0 | 0 | 0 | 0 | 0 | 0 | 0 | 0 | 0 | 0
| 70803171 | 8"x 3" SPIDER | 0 | 0 | 0 | 0 | 0 | 0 | 0 | 0 | 0 | 0 | 0 | 0 | 0 | 0 | 0 | 0 | 0 | 0 | 0 | 0 | 0 | 0
| 70804171 | 8"x 4" SPIDER | 0 | 0 | 0 | 0 | 0 | 0 | 0 | 0 | 0 | 0 | 0 | 0 | 0 | 0 | 0 | 0 | 0 | 0 | 0 | 0 | 0 | 0
| 70811171 | 8"x 1-1/2" SPIDER | 0 | 0 | 0 | 0 | 0 | 0 | 0 | 0 | 0 | 0 | 0 | 0 | 0 | 0 | 0 | 0 | 0 | 0 | 0 | 0 | 0 | 0
| 70822171 | 8"x 2" 1/2 SPIDER | 0 | 0 | 0 | 0 | 0 | 0 | 0 | 0 | 0 | 0 | 0 | 0 | 0 | 0 | 0 | 0 | 0 | 0 | 0 | 0 | 0 | 0
| 71000109 | 10HP 85S100-9 GF 6" SUB PUMP | 0 | 0 | 0 | 0 | 0 | 0 | 0 | 0 | 0 | 0 | 0 | 0 | 0 | 0 | 0 | 0 | 0 | 0 | 0 | 0 | 0 | 0
| 71000153 | 10 X 3 WELL SEAL | 0 | 0 | 0 | 0 | 0 | 0 | 0 | 0 | 0 | 0 | 0 | 0 | 0 | 0 | 0 | 0 | 0 | 0 | 0 | 0 | 0 | 0
| 71000403 | 10HP 4" 3PH 230V SUB MTR | 0 | 0 | 0 | 0 | 0 | 0 | 0 | 0 | 0 | 0 | 0 | 0 | 0 | 0 | 0 | 0 | 0 | 0 | 0 | 0 | 0 | 0
| 71000601 | 10HP 6" 1PH 230V SUB MTR | 0 | 0 | 0 | 0 | 0 | 0 | 0 | 0 | 0 | 0 | 0 | 0 | 0 | 0 | 0 | 0 | 0 | 0 | 0 | 0 | 0 | 0
| 71000603 | 10HP 6" 3PH 230V SUB MTR | 0 | 0 | 0 | 0 | 0 | 0 | 0 | 0 | 0 | 0 | 0 | 0 | 0 | 0 | 0 | 0 | 0 | 0 | 0 | 0 | 0 | 0
| 71000850 | 10HP DELUXE CONTROL BOX | 0 | 0 | 0 | 0 | 0 | 0 | 0 | 0 | 0 | 0 | 0 | 0 | 0 | 0 | 0 | 0 | 0 | 0 | 0 | 0 | 0 | 0
| 71003171 | 10"x 3" SPIDER | 0 | 0 | 0 | 0 | 0 | 0 | 0 | 0 | 0 | 0 | 0 | 0 | 0 | 0 | 0 | 0 | 0 | 0 | 0 | 0 | 0 | 0
| 71004171 | 10"x 4" SPIDER | 0 | 0 | 0 | 0 | 0 | 0 | 0 | 0 | 0 | 0 | 0 | 0 | 0 | 0 | 0 | 0 | 0 | 0 | 0 | 0 | 0 | 0
| 71200171 | 12"x 3" SPIDER | 0 | 0 | 0 | 0 | 0 | 0 | 0 | 0 | 0 | 0 | 0 | 0 | 0 | 0 | 0 | 0 | 0 | 0 | 0 | 0 | 0 | 0
| 71500151 | 15HP 225S150-6 GF 6" SUB PUMP | 0 | 0 | 0 | 0 | 0 | 0 | 0 | 0 | 0 | 0 | 0 | 0 | 0 | 0 | 0 | 0 | 0 | 0 | 0 | 0 | 0 | 0
| 74080100 | CHEMFEED PUMP #2P300-3or1P679 | 0 | 0 | 0 | 0 | 0 | 0 | 0 | 0 | 0 | 0 | 0 | 0 | 0 | 0 | 0 | 0 | 0 | 0 | 0 | 0 | 0 | 0
| 74150100 | CHEM PUMP #E LPA3 / VHC1 | 0 | 0 | 0 | 0 | 0 | 0 | 0 | 0 | 0 | 0 | 0 | 0 | 0 | 0 | 0 | 0 | 0 | 0 | 0 | 0 | 0 | 0
| 74300100 | CHEMICAL TANK, 30 GALLON | 0 | 0 | 0 | 0 | 0 | 0 | 0 | 0 | 0 | 0 | 0 | 0 | 0 | 0 | 0 | 0 | 0 | 0 | 0 | 0 | 0 | 0
| 75010100 | RUBBERMAID 10CF ENCLOSURE | 0 | 0 | 0 | 0 | 0 | 0 | 0 | 0 | 0 | 0 | 0 | 0 | 0 | 0 | 0 | 0 | 0 | 0 | 0 | 0 | 0 | 0
| 75018180 | RUBBERMAID 18CF ENCLOSURE | 0 | 0 | 0 | 0 | 0 | 0 | 0 | 0 | 0 | 0 | 0 | 0 | 0 | 0 | 0 | 0 | 0 | 0 | 0 | 0 | 0 | 0
| 75032320 | RUBBERMAID 32CF ENCLOSURE | 0 | 0 | 0 | 0 | 0 | 0 | 0 | 0 | 0 | 0 | 0 | 0 | 0 | 0 | 0 | 0 | 0 | 0 | 0 | 0 | 0 | 0
| 80012045 | 1/2" BRASS 45 ELBOW | 0 | 0 | 0 | 0 | 0 | 0 | 0 | 0 | 0 | 0 | 0 | 0 | 0 | 0 | 0 | 0 | 0 | 0 | 0 | 0 | 0 | 0
| 80012050 | 1/2" BRASS BUSHING | 0 | 0 | 0 | 0 | 0 | 0 | 0 | 0 | 0 | 0 | 0 | 0 | 0 | 0 | 0 | 0 | 0 | 0 | 0 | 0 | 0 | 0
| 80012090 | 1/2" BRASS 90 ELBOW | 0 | 0 | 0 | 0 | 0 | 0 | 0 | 0 | 0 | 0 | 0 | 0 | 0 | 0 | 0 | 0 | 0 | 0 | 0 | 0 | 0 | 0
| 80012120 | 1/2" x CL BRASS NIPPLE | 0 | 0 | 0 | 0 | 0 | 0 | 0 | 0 | 0 | 0 | 0 | 0 | 0 | 0 | 0 | 0 | 0 | 0 | 0 | 0 | 0 | 0
| 80012124 | 1/2" x 3" BRASS NIPPLE | 0 | 0 | 0 | 0 | 0 | 0 | 0 | 0 | 0 | 0 | 0 | 0 | 0 | 0 | 0 | 0 | 0 | 0 | 0 | 0 | 0 | 0
| 80012130 | 1/2" x 6" BRASS NIPPLE | 0 | 0 | 0 | 0 | 0 | 0 | 0 | 0 | 0 | 0 | 0 | 0 | 0 | 0 | 0 | 0 | 0 | 0 | 0 | 0 | 0 | 0
| 80012150 | 1/2" BRASS PLUG | 0 | 0 | 0 | 0 | 0 | 0 | 0 | 0 | 0 | 0 | 0 | 0 | 0 | 0 | 0 | 0 | 0 | 0 | 0 | 0 | 0 | 0
| 80012190 | 1/2" BRASS TEE | 0 | 0 | 0 | 0 | 0 | 0 | 0 | 0 | 0 | 0 | 0 | 0 | 0 | 0 | 0 | 0 | 0 | 0 | 0 | 0 | 0 | 0
| 80014050 | 1/4" BRASS BUSHING | 0 | 0 | 0 | 0 | 0 | 0 | 0 | 0 | 0 | 0 | 0 | 0 | 0 | 0 | 0 | 0 | 0 | 0 | 0 | 0 | 0 | 0
| 80014120 | 1/4" x CL" BRASS NIPPLE | 0 | 0 | 0 | 0 | 0 | 0 | 0 | 0 | 0 | 0 | 0 | 0 | 0 | 0 | 0 | 0 | 0 | 0 | 0 | 0 | 0 | 0
| 80014122 | 1/4" x 2" BRASS NIPPLE | 0 | 0 | 0 | 0 | 0 | 0 | 0 | 0 | 0 | 0 | 0 | 0 | 0 | 0 | 0 | 0 | 0 | 0 | 0 | 0 | 0 | 0
| 80014124 | 1/4" x 3" BRASS NIPPLE | 0 | 0 | 0 | 0 | 0 | 0 | 0 | 0 | 0 | 0 | 0 | 0 | 0 | 0 | 0 | 0 | 0 | 0 | 0 | 0 | 0 | 0
| 80014190 | 1/4" BRASS TEE | 0 | 0 | 0 | 0 | 0 | 0 | 0 | 0 | 0 | 0 | 0 | 0 | 0 | 0 | 0 | 0 | 0 | 0 | 0 | 0 | 0 | 0
| 80034020 | 3/4x3/4 or 1" PJxFIPT CU ADP | 0 | 0 | 0 | 0 | 0 | 0 | 0 | 0 | 0 | 0 | 0 | 0 | 0 | 0 | 0 | 0 | 0 | 0 | 0 | 0 | 0 | 0
| 80034021 | 3/4x3/4 or 1" PJxMIPT CU ADP | 0 | 0 | 0 | 0 | 0 | 0 | 0 | 0 | 0 | 0 | 0 | 0 | 0 | 0 | 0 | 0 | 0 | 0 | 0 | 0 | 0 | 0
| 80034022 | 3/4" PJ x PJ CU COUPLING | 0 | 0 | 0 | 0 | 0 | 0 | 0 | 0 | 0 | 0 | 0 | 0 | 0 | 0 | 0 | 0 | 0 | 0 | 0 | 0 | 0 | 0
| 80034045 | 3/4" BRASS 45 ELBOW | 2 | 0 | 0 | 0 | 0 | 0 | 0 | 0 | 0 | 0 | 0 | 0 | 2 | 0 | 0 | 0 | 0 | 0 | 0 | 0 | 0 | 0
| 80034050 | 3/4" BRASS BUSHING | 0 | 0 | 0 | 0 | 0 | 0 | 0 | 0 | 0 | 0 | 0 | 0 | 0 | 0 | 0 | 0 | 0 | 0 | 0 | 0 | 0 | 0
| 80034070 | 3/4" BRASS COUPLING | 0 | 0 | 0 | 0 | 0 | 0 | 0 | 0 | 0 | 0 | 0 | 0 | 0 | 0 | 0 | 0 | 0 | 0 | 0 | 0 | 0 | 0
| 80034090 | 3/4" BRASS 90 ELBOW | 0 | 0 | 0 | 0 | 0 | 0 | 0 | 0 | 0 | 0 | 0 | 0 | 0 | 0 | 0 | 0 | 0 | 0 | 0 | 0 | 0 | 0
| 80034095 | 3/4" BRASS STREET 90 ELBOW | 0 | 0 | 0 | 0 | 0 | 0 | 0 | 0 | 0 | 0 | 0 | 0 | 0 | 0 | 0 | 0 | 0 | 0 | 0 | 0 | 0 | 0
| 80034120 | 3/4" x CL BRASS NIPPLE | 0 | 0 | 0 | 0 | 0 | 0 | 0 | 0 | 0 | 0 | 0 | 0 | 0 | 0 | 0 | 0 | 0 | 0 | 0 | 0 | 0 | 0
| 80034121 | 3/4" x 1 1/2" BRASS NIPPLE | 0 | 0 | 0 | 0 | 0 | 0 | 0 | 0 | 0 | 0 | 0 | 0 | 0 | 0 | 0 | 0 | 0 | 0 | 0 | 0 | 0 | 0
| 80034122 | 3/4" x 2" BRASS NIPPLE | 0 | 0 | 0 | 0 | 0 | 0 | 0 | 0 | 0 | 0 | 0 | 0 | 0 | 0 | 0 | 0 | 0 | 0 | 0 | 0 | 0 | 0
| 80034124 | 3/4" x 3" BRASS NIPPLE | 0 | 0 | 0 | 0 | 0 | 0 | 0 | 0 | 0 | 0 | 0 | 0 | 0 | 0 | 0 | 0 | 0 | 0 | 0 | 0 | 0 | 0
| 80034126 | 3/4" x 4" BRASS NIPPLE | 0 | 0 | 0 | 0 | 0 | 0 | 0 | 0 | 0 | 0 | 0 | 0 | 0 | 0 | 0 | 0 | 0 | 0 | 0 | 0 | 0 | 0
| 80034128 | 3/4" x 5" BRASS NIPPLE | 0 | 0 | 0 | 0 | 0 | 0 | 0 | 0 | 0 | 0 | 0 | 0 | 0 | 0 | 0 | 0 | 0 | 0 | 0 | 0 | 0 | 0
| 80034129 | 3/4" x 5 1/2" BRASS NIPPLE | 0 | 0 | 0 | 0 | 0 | 0 | 0 | 0 | 0 | 0 | 0 | 0 | 0 | 0 | 0 | 0 | 0 | 0 | 0 | 0 | 0 | 0
| 80034130 | 3/4" x 6" BRASS NIPPLE | 2 | 0 | 0 | 0 | 0 | 0 | 0 | 0 | 0 | 0 | 0 | 0 | 2 | 0 | 0 | 0 | 0 | 0 | 0 | 0 | 0 | 0
| 80034132 | 3/4" x 8" BRASS NIPPLE | 0 | 0 | 0 | 0 | 0 | 0 | 0 | 0 | 0 | 0 | 0 | 0 | 0 | 0 | 0 | 0 | 0 | 0 | 0 | 0 | 0 | 0
| 80034134 | 3/4" x 12" BRASS NIPPLE | 0 | 0 | 0 | 0 | 0 | 0 | 0 | 0 | 0 | 0 | 0 | 0 | 0 | 0 | 0 | 0 | 0 | 0 | 0 | 0 | 0 | 0
| 80034150 | 3/4" BRASS PLUG | 0 | 0 | 0 | 0 | 0 | 0 | 0 | 0 | 0 | 0 | 0 | 0 | 0 | 0 | 0 | 0 | 0 | 0 | 0 | 0 | 0 | 0
| 80034190 | 3/4" BRASS TEE | 0 | 0 | 0 | 0 | 0 | 0 | 0 | 0 | 0 | 0 | 0 | 0 | 0 | 0 | 0 | 0 | 0 | 0 | 0 | 0 | 0 | 0
| 80034195 | 3/4" BRASS BULLHEAD TEE | 0 | 0 | 0 | 0 | 0 | 0 | 0 | 0 | 0 | 0 | 0 | 0 | 0 | 0 | 0 | 0 | 0 | 0 | 0 | 0 | 0 | 0
| 80034200 | 3/4" BRASS UNION | 0 | 0 | 0 | 0 | 0 | 0 | 0 | 0 | 0 | 0 | 0 | 0 | 0 | 0 | 0 | 0 | 0 | 0 | 0 | 0 | 0 | 0
| 80038022 | 3/8" x 1/4" COMP MIP CONNECTOR | 0 | 0 | 0 | 0 | 0 | 0 | 0 | 0 | 0 | 0 | 0 | 0 | 0 | 0 | 0 | 0 | 0 | 0 | 0 | 0 | 0 | 0
| 80038023 | 3/8 x 1/4 COMP MIP ELBOW CONN | 0 | 0 | 0 | 0 | 0 | 0 | 0 | 0 | 0 | 0 | 0 | 0 | 0 | 0 | 0 | 0 | 0 | 0 | 0 | 0 | 0 | 0
| 80038120 | 3/8" x CLOSE BRASS NIPPLE | 0 | 0 | 0 | 0 | 0 | 0 | 0 | 0 | 0 | 0 | 0 | 0 | 0 | 0 | 0 | 0 | 0 | 0 | 0 | 0 | 0 | 0
| 80038123 | 3/8" x 2-1/2" BRASS NIPPLE | 0 | 0 | 0 | 0 | 0 | 0 | 0 | 0 | 0 | 0 | 0 | 0 | 0 | 0 | 0 | 0 | 0 | 0 | 0 | 0 | 0 | 0
| 80038190 | 3/8" BRASS TEE | 0 | 0 | 0 | 0 | 0 | 0 | 0 | 0 | 0 | 0 | 0 | 0 | 0 | 0 | 0 | 0 | 0 | 0 | 0 | 0 | 0 | 0
| 80058022 | 5/8" x 1/2" COMP MIP CONNECTOR | 0 | 0 | 0 | 0 | 0 | 0 | 0 | 0 | 0 | 0 | 0 | 0 | 0 | 0 | 0 | 0 | 0 | 0 | 0 | 0 | 0 | 0
| 80100021 | 1"x1" PJxMIPT CU ADPTR | 0 | 0 | 0 | 0 | 0 | 0 | 0 | 0 | 0 | 0 | 0 | 0 | 0 | 0 | 0 | 0 | 0 | 0 | 0 | 0 | 0 | 0
| 80100022 | 1" PJ x PJ CU COUPLING | 0 | 0 | 0 | 0 | 0 | 0 | 0 | 0 | 0 | 0 | 0 | 0 | 0 | 0 | 0 | 0 | 0 | 0 | 0 | 0 | 0 | 0
| 80100045 | 1" BRASS 45 ELBOW | 0 | 0 | 0 | 0 | 0 | 0 | 0 | 0 | 0 | 0 | 0 | 0 | 0 | 0 | 0 | 0 | 0 | 0 | 0 | 0 | 0 | 0
| 80100050 | 1" BRASS BUSHING | 0 | 0 | 0 | 0 | 0 | 0 | 0 | 0 | 0 | 0 | 0 | 0 | 0 | 0 | 0 | 0 | 0 | 0 | 0 | 0 | 0 | 0
| 80100090 | 1" 90 BRASS ELBOW | 0 | 0 | 0 | 0 | 0 | 0 | 0 | 0 | 0 | 0 | 0 | 0 | 0 | 0 | 0 | 0 | 0 | 0 | 0 | 0 | 0 | 0
| 80100091 | 1" BRASS RED 90 ELBOW | 0 | 0 | 0 | 0 | 0 | 0 | 0 | 0 | 0 | 0 | 0 | 0 | 0 | 0 | 0 | 0 | 0 | 0 | 0 | 0 | 0 | 0
| 80100095 | 1" BRASS STREET 90 ELBOW | 0 | 0 | 0 | 0 | 0 | 0 | 0 | 0 | 0 | 0 | 0 | 0 | 0 | 0 | 0 | 0 | 0 | 0 | 0 | 0 | 0 | 0
| 80100124 | 1" x3" BRASS NIPPLE | 0 | 0 | 0 | 0 | 0 | 0 | 0 | 0 | 0 | 0 | 0 | 0 | 0 | 0 | 0 | 0 | 0 | 0 | 0 | 0 | 0 | 0
| 80100125 | 1" x 3-1/2" BRASS NIPPLE | 0 | 0 | 0 | 0 | 0 | 0 | 0 | 0 | 0 | 0 | 0 | 0 | 0 | 0 | 0 | 0 | 0 | 0 | 0 | 0 | 0 | 0
| 80100126 | 1" x4" BRASS NIPPLE | 0 | 0 | 0 | 0 | 0 | 0 | 0 | 0 | 0 | 0 | 0 | 0 | 0 | 0 | 0 | 0 | 0 | 0 | 0 | 0 | 0 | 0
| 80100130 | 1" x 6" BRASS NIPPLE | 0 | 0 | 0 | 0 | 0 | 0 | 0 | 0 | 0 | 0 | 0 | 0 | 0 | 0 | 0 | 0 | 0 | 0 | 0 | 0 | 0 | 0
| 80100134 | 1" x 12" BRASS NIPPLE | 0 | 0 | 0 | 0 | 0 | 0 | 0 | 0 | 0 | 0 | 0 | 0 | 0 | 0 | 0 | 0 | 0 | 0 | 0 | 0 | 0 | 0
| 80100150 | 1" BRASS PLUG | 0 | 0 | 0 | 0 | 0 | 0 | 0 | 0 | 0 | 0 | 0 | 0 | 0 | 0 | 0 | 0 | 0 | 0 | 0 | 0 | 0 | 0
| 80100160 | 1" BRASS BELL REDUCER | 0 | 0 | 0 | 0 | 0 | 0 | 0 | 0 | 0 | 0 | 0 | 0 | 0 | 0 | 0 | 0 | 0 | 0 | 0 | 0 | 0 | 0
| 80100190 | 1" BRASS TEE | 0 | 0 | 0 | 0 | 0 | 0 | 0 | 0 | 0 | 0 | 0 | 0 | 0 | 0 | 0 | 0 | 0 | 0 | 0 | 0 | 0 | 0
| 80112050 | 1-1/2" BRASS BUSHING | 0 | 0 | 0 | 0 | 0 | 0 | 0 | 0 | 0 | 0 | 0 | 0 | 0 | 0 | 0 | 0 | 0 | 0 | 0 | 0 | 0 | 0
| 80112124 | 1-1/2" x 3" BRASS NIPPLE | 0 | 0 | 0 | 0 | 0 | 0 | 0 | 0 | 0 | 0 | 0 | 0 | 0 | 0 | 0 | 0 | 0 | 0 | 0 | 0 | 0 | 0
| 80112125 | 1-1/2" x 3-1/2" BRASS NIPPLE | 0 | 0 | 0 | 0 | 0 | 0 | 0 | 0 | 0 | 0 | 0 | 0 | 0 | 0 | 0 | 0 | 0 | 0 | 0 | 0 | 0 | 0
| 80112134 | 1-1/2" x 12" BRASS NIPPLE | 0 | 0 | 0 | 0 | 0 | 0 | 0 | 0 | 0 | 0 | 0 | 0 | 0 | 0 | 0 | 0 | 0 | 0 | 0 | 0 | 0 | 0
| 80112190 | 1-1/2" BRASS TEE | 0 | 0 | 0 | 0 | 0 | 0 | 0 | 0 | 0 | 0 | 0 | 0 | 0 | 0 | 0 | 0 | 0 | 0 | 0 | 0 | 0 | 0
| 80114050 | 1-1/4" BRASS BUSHING | 0 | 0 | 0 | 0 | 0 | 0 | 0 | 0 | 0 | 0 | 0 | 0 | 0 | 0 | 0 | 0 | 0 | 0 | 0 | 0 | 0 | 0
| 80114095 | 1-1/4" BRASS STREET 90 ELBOW | 0 | 0 | 0 | 0 | 0 | 0 | 0 | 0 | 0 | 0 | 0 | 0 | 0 | 0 | 0 | 0 | 0 | 0 | 0 | 0 | 0 | 0
| 80114126 | 1-1/4" x 4" BRASS NIPPLE | 0 | 0 | 0 | 0 | 0 | 0 | 0 | 0 | 0 | 0 | 0 | 0 | 0 | 0 | 0 | 0 | 0 | 0 | 0 | 0 | 0 | 0
| 80114130 | 1-1/4" x 6" BRASS NIPPLE | 0 | 0 | 0 | 0 | 0 | 0 | 0 | 0 | 0 | 0 | 0 | 0 | 0 | 0 | 0 | 0 | 0 | 0 | 0 | 0 | 0 | 0
| 80114150 | 1-1/4" BRASS PLUG | 0 | 0 | 0 | 0 | 0 | 0 | 0 | 0 | 0 | 0 | 0 | 0 | 0 | 0 | 0 | 0 | 0 | 0 | 0 | 0 | 0 | 0
| 80114160 | 1-1/4" BRASS BELL REDUCER | 0 | 0 | 0 | 0 | 0 | 0 | 0 | 0 | 0 | 0 | 0 | 0 | 0 | 0 | 0 | 0 | 0 | 0 | 0 | 0 | 0 | 0
| 80200050 | 2" BRASS BUSHING | 0 | 0 | 0 | 0 | 0 | 0 | 0 | 0 | 0 | 0 | 0 | 0 | 0 | 0 | 0 | 0 | 0 | 0 | 0 | 0 | 0 | 0
| 80200070 | 2" BRASS COUPLING | 0 | 0 | 0 | 0 | 0 | 0 | 0 | 0 | 0 | 0 | 0 | 0 | 0 | 0 | 0 | 0 | 0 | 0 | 0 | 0 | 0 | 0
| 80200120 | 2" x CLOSE BRASS NIPPLE | 0 | 0 | 0 | 0 | 0 | 0 | 0 | 0 | 0 | 0 | 0 | 0 | 0 | 0 | 0 | 0 | 0 | 0 | 0 | 0 | 0 | 0
| 80200124 | 2" x 3" BRASS NIPPLE | 0 | 0 | 0 | 0 | 0 | 0 | 0 | 0 | 0 | 0 | 0 | 0 | 0 | 0 | 0 | 0 | 0 | 0 | 0 | 0 | 0 | 0
| 80200126 | 2" x 4" BRASS NIPPLE | 0 | 0 | 0 | 0 | 0 | 0 | 0 | 0 | 0 | 0 | 0 | 0 | 0 | 0 | 0 | 0 | 0 | 0 | 0 | 0 | 0 | 0
| 80200130 | 2" x 6" BRASS NIPPLE | 0 | 0 | 0 | 0 | 0 | 0 | 0 | 0 | 0 | 0 | 0 | 0 | 0 | 0 | 0 | 0 | 0 | 0 | 0 | 0 | 0 | 0
| 80200134 | 2" x 12" BRASS NIPPLE | 0 | 0 | 0 | 0 | 0 | 0 | 0 | 0 | 0 | 0 | 0 | 0 | 0 | 0 | 0 | 0 | 0 | 0 | 0 | 0 | 0 | 0
| 80200190 | 2" BRASS TEE | 0 | 0 | 0 | 0 | 0 | 0 | 0 | 0 | 0 | 0 | 0 | 0 | 0 | 0 | 0 | 0 | 0 | 0 | 0 | 0 | 0 | 0
| 80212130 | 2-1/2" x 6" BRASS NIPPLE | 0 | 0 | 0 | 0 | 0 | 0 | 0 | 0 | 0 | 0 | 0 | 0 | 0 | 0 | 0 | 0 | 0 | 0 | 0 | 0 | 0 | 0
| 80212160 | 2-1/2" BRASS BELL REDUCER | 0 | 0 | 0 | 0 | 0 | 0 | 0 | 0 | 0 | 0 | 0 | 0 | 0 | 0 | 0 | 0 | 0 | 0 | 0 | 0 | 0 | 0
| 90100070 | 1" RIGID 0-FLEX COUPLING | 0 | 0 | 0 | 0 | 0 | 0 | 0 | 0 | 0 | 0 | 0 | 0 | 0 | 0 | 0 | 0 | 0 | 0 | 0 | 0 | 0 | 0
| 90114071 | 1-1/4" STANDARD FLEX COUPLING | 0 | 0 | 0 | 0 | 0 | 0 | 0 | 0 | 0 | 0 | 0 | 0 | 0 | 0 | 0 | 0 | 0 | 0 | 0 | 0 | 0 | 0
| 90114090 | 1-1/4" GR 90 ELBOW | 0 | 0 | 0 | 0 | 0 | 0 | 0 | 0 | 0 | 0 | 0 | 0 | 0 | 0 | 0 | 0 | 0 | 0 | 0 | 0 | 0 | 0
| 90200002 | 2" SPLIT FLANGE ADAPTOR | 0 | 0 | 0 | 0 | 0 | 0 | 0 | 0 | 0 | 0 | 0 | 0 | 0 | 0 | 0 | 0 | 0 | 0 | 0 | 0 | 0 | 0
| 90200020 | 2" GR x FIP ADAPTOR | 0 | 0 | 0 | 0 | 0 | 0 | 0 | 0 | 0 | 0 | 0 | 0 | 0 | 0 | 0 | 0 | 0 | 0 | 0 | 0 | 0 | 0
| 90200040 | 2" GR INLINE CHECK VALVE | 0 | 0 | 0 | 0 | 0 | 0 | 0 | 0 | 0 | 0 | 0 | 0 | 0 | 0 | 0 | 0 | 0 | 0 | 0 | 0 | 0 | 0
| 90200045 | 2" GR 45 ELBOW | 0 | 0 | 0 | 0 | 0 | 0 | 0 | 0 | 0 | 0 | 0 | 0 | 0 | 0 | 0 | 0 | 0 | 0 | 0 | 0 | 0 | 0
| 90200060 | 2" GR CAP | 0 | 0 | 0 | 0 | 0 | 0 | 0 | 0 | 0 | 0 | 0 | 0 | 0 | 0 | 0 | 0 | 0 | 0 | 0 | 0 | 0 | 0
| 90200063 | 2" x GR x TH REDUCER CPLG | 0 | 0 | 0 | 0 | 0 | 0 | 0 | 0 | 0 | 0 | 0 | 0 | 0 | 0 | 0 | 0 | 0 | 0 | 0 | 0 | 0 | 0
| 90200070 | 2" RIGID 0-FLEX COUPLING | 0 | 0 | 0 | 0 | 0 | 0 | 0 | 0 | 0 | 0 | 0 | 0 | 0 | 0 | 0 | 0 | 0 | 0 | 0 | 0 | 0 | 0
| 90200071 | 2" STANDARD FLEX COUPLING | 0 | 0 | 0 | 0 | 0 | 0 | 0 | 0 | 0 | 0 | 0 | 0 | 0 | 0 | 0 | 0 | 0 | 0 | 0 | 0 | 0 | 0
| 90200090 | 2" GR 90 ELBOW | 0 | 0 | 0 | 0 | 0 | 0 | 0 | 0 | 0 | 0 | 0 | 0 | 0 | 0 | 0 | 0 | 0 | 0 | 0 | 0 | 0 | 0
| 90200140 | 2" GR x MIP ADAPTOR NIPPLE | 0 | 0 | 0 | 0 | 0 | 0 | 0 | 0 | 0 | 0 | 0 | 0 | 0 | 0 | 0 | 0 | 0 | 0 | 0 | 0 | 0 | 0
| 90200160 | 2" GR CONCENTRIC REDUCER | 0 | 0 | 0 | 0 | 0 | 0 | 0 | 0 | 0 | 0 | 0 | 0 | 0 | 0 | 0 | 0 | 0 | 0 | 0 | 0 | 0 | 0
| 90200170 | 2" x FIPorMIP GR OUTLET CPLG | 0 | 0 | 0 | 0 | 0 | 0 | 0 | 0 | 0 | 0 | 0 | 0 | 0 | 0 | 0 | 0 | 0 | 0 | 0 | 0 | 0 | 0
| 90200190 | 2" GR TEE | 0 | 0 | 0 | 0 | 0 | 0 | 0 | 0 | 0 | 0 | 0 | 0 | 0 | 0 | 0 | 0 | 0 | 0 | 0 | 0 | 0 | 0
| 90200192 | 2" RED GR TEE w/ FIP BRANCH | 0 | 0 | 0 | 0 | 0 | 0 | 0 | 0 | 0 | 0 | 0 | 0 | 0 | 0 | 0 | 0 | 0 | 0 | 0 | 0 | 0 | 0
| 90200230 | 2" GR LVR HNDL BALL VALVE | 0 | 0 | 0 | 0 | 0 | 0 | 0 | 0 | 0 | 0 | 0 | 0 | 0 | 0 | 0 | 0 | 0 | 0 | 0 | 0 | 0 | 0
| 90200232 | 2" GR BUTTERFLY VALVE | 0 | 0 | 0 | 0 | 0 | 0 | 0 | 0 | 0 | 0 | 0 | 0 | 0 | 0 | 0 | 0 | 0 | 0 | 0 | 0 | 0 | 0
| 90212002 | 2-1/2" SPLIT FLANGE ADAPTOR | 0 | 0 | 0 | 0 | 0 | 0 | 0 | 0 | 0 | 0 | 0 | 0 | 0 | 0 | 0 | 0 | 0 | 0 | 0 | 0 | 0 | 0
| 90212020 | 2-1/2" GR x FIP ADAPTOR | 0 | 0 | 0 | 0 | 0 | 0 | 0 | 0 | 0 | 0 | 0 | 0 | 0 | 0 | 0 | 0 | 0 | 0 | 0 | 0 | 0 | 0
| 90212040 | 2-1/2" GR INLINE CHECK VALVE | 0 | 0 | 0 | 0 | 0 | 0 | 0 | 0 | 0 | 0 | 0 | 0 | 0 | 0 | 0 | 0 | 0 | 0 | 0 | 0 | 0 | 0
| 90212045 | 2-1/2" GR 45 ELBOW | 0 | 0 | 0 | 0 | 0 | 0 | 0 | 0 | 0 | 0 | 0 | 0 | 0 | 0 | 0 | 0 | 0 | 0 | 0 | 0 | 0 | 0
| 90212060 | 2-1/2" GR CAP | 0 | 0 | 0 | 0 | 0 | 0 | 0 | 0 | 0 | 0 | 0 | 0 | 0 | 0 | 0 | 0 | 0 | 0 | 0 | 0 | 0 | 0
| 90212063 | 2-1/2" x GR x TH REDUCER CPLG | 0 | 0 | 0 | 0 | 0 | 0 | 0 | 0 | 0 | 0 | 0 | 0 | 0 | 0 | 0 | 0 | 0 | 0 | 0 | 0 | 0 | 0
| 90212070 | 2-1/2" RIGID 0-FLEX COUPLING | 0 | 0 | 0 | 0 | 0 | 0 | 0 | 0 | 0 | 0 | 0 | 0 | 0 | 0 | 0 | 0 | 0 | 0 | 0 | 0 | 0 | 0
| 90212071 | 2-1/2" STANDARD FLEX COUPLING | 0 | 0 | 0 | 0 | 0 | 0 | 0 | 0 | 0 | 0 | 0 | 0 | 0 | 0 | 0 | 0 | 0 | 0 | 0 | 0 | 0 | 0
| 90212072 | 2-1/2" GR REDUCING COUPLING | 0 | 0 | 0 | 0 | 0 | 0 | 0 | 0 | 0 | 0 | 0 | 0 | 0 | 0 | 0 | 0 | 0 | 0 | 0 | 0 | 0 | 0
| 90212090 | 2-1/2" GR 90 ELBOW | 0 | 0 | 0 | 0 | 0 | 0 | 0 | 0 | 0 | 0 | 0 | 0 | 0 | 0 | 0 | 0 | 0 | 0 | 0 | 0 | 0 | 0
| 90212140 | 2-1/2" GR x MIP ADAPTOR NIPPLE | 0 | 0 | 0 | 0 | 0 | 0 | 0 | 0 | 0 | 0 | 0 | 0 | 0 | 0 | 0 | 0 | 0 | 0 | 0 | 0 | 0 | 0
| 90212141 | 2-1/2" GR x GR NIPPLE | 0 | 0 | 0 | 0 | 0 | 0 | 0 | 0 | 0 | 0 | 0 | 0 | 0 | 0 | 0 | 0 | 0 | 0 | 0 | 0 | 0 | 0
| 90212160 | 2-1/2" GR CONCENTRIC REDUCER | 0 | 0 | 0 | 0 | 0 | 0 | 0 | 0 | 0 | 0 | 0 | 0 | 0 | 0 | 0 | 0 | 0 | 0 | 0 | 0 | 0 | 0
| 90212170 | 2-1/2"xFIPorMIP GR OUTLET CPLG | 0 | 0 | 0 | 0 | 0 | 0 | 0 | 0 | 0 | 0 | 0 | 0 | 0 | 0 | 0 | 0 | 0 | 0 | 0 | 0 | 0 | 0
| 90212190 | 2-1/2" GR TEE | 0 | 0 | 0 | 0 | 0 | 0 | 0 | 0 | 0 | 0 | 0 | 0 | 0 | 0 | 0 | 0 | 0 | 0 | 0 | 0 | 0 | 0
| 90212192 | 2-1/2" RED GR TEE w/FIP BRANCH | 0 | 0 | 0 | 0 | 0 | 0 | 0 | 0 | 0 | 0 | 0 | 0 | 0 | 0 | 0 | 0 | 0 | 0 | 0 | 0 | 0 | 0
| 90212230 | 2-1/2" GR LVR HNDL BALL VALVE | 0 | 0 | 0 | 0 | 0 | 0 | 0 | 0 | 0 | 0 | 0 | 0 | 0 | 0 | 0 | 0 | 0 | 0 | 0 | 0 | 0 | 0
| 90212232 | 2-1/2" GR BUTTERFLY VALVE | 0 | 0 | 0 | 0 | 0 | 0 | 0 | 0 | 0 | 0 | 0 | 0 | 0 | 0 | 0 | 0 | 0 | 0 | 0 | 0 | 0 | 0
| 90300002 | 3" SPLIT FLANGE ADAPTOR | 0 | 0 | 0 | 0 | 0 | 0 | 0 | 0 | 0 | 0 | 0 | 0 | 0 | 0 | 0 | 0 | 0 | 0 | 0 | 0 | 0 | 0
| 90300020 | 3" GR x FIP ADAPTOR | 0 | 0 | 0 | 0 | 0 | 0 | 0 | 0 | 0 | 0 | 0 | 0 | 0 | 0 | 0 | 0 | 0 | 0 | 0 | 0 | 0 | 0
| 90300040 | 3" GR INLINE CHECK VALVE | 0 | 0 | 0 | 0 | 0 | 0 | 0 | 0 | 0 | 0 | 0 | 0 | 0 | 0 | 0 | 0 | 0 | 0 | 0 | 0 | 0 | 0
| 90300045 | 3" GR 45 ELBOW | 0 | 0 | 0 | 0 | 0 | 0 | 0 | 0 | 0 | 0 | 0 | 0 | 0 | 0 | 0 | 0 | 0 | 0 | 0 | 0 | 0 | 0
| 90300060 | 3" GR CAP | 0 | 0 | 0 | 0 | 0 | 0 | 0 | 0 | 0 | 0 | 0 | 0 | 0 | 0 | 0 | 0 | 0 | 0 | 0 | 0 | 0 | 0
| 90300070 | 3" RIGID 0-FLEX COUPLING | 0 | 0 | 0 | 0 | 0 | 0 | 0 | 0 | 0 | 0 | 0 | 0 | 0 | 0 | 0 | 0 | 0 | 0 | 0 | 0 | 0 | 0
| 90300090 | 3" GR 90 ELBOW | 0 | 0 | 0 | 0 | 0 | 0 | 0 | 0 | 0 | 0 | 0 | 0 | 0 | 0 | 0 | 0 | 0 | 0 | 0 | 0 | 0 | 0
| 90300140 | 3" GR x MIP ADAPTOR NIPPLE | 0 | 0 | 0 | 0 | 0 | 0 | 0 | 0 | 0 | 0 | 0 | 0 | 0 | 0 | 0 | 0 | 0 | 0 | 0 | 0 | 0 | 0
| 90300160 | 3" GR CONCENTRIC REDUCER | 0 | 0 | 0 | 0 | 0 | 0 | 0 | 0 | 0 | 0 | 0 | 0 | 0 | 0 | 0 | 0 | 0 | 0 | 0 | 0 | 0 | 0
| 90300170 | 3" x FIPorMIP GR OUTLET CPLG | 0 | 0 | 0 | 0 | 0 | 0 | 0 | 0 | 0 | 0 | 0 | 0 | 0 | 0 | 0 | 0 | 0 | 0 | 0 | 0 | 0 | 0
| 90300190 | 3" GR TEE | 0 | 0 | 0 | 0 | 0 | 0 | 0 | 0 | 0 | 0 | 0 | 0 | 0 | 0 | 0 | 0 | 0 | 0 | 0 | 0 | 0 | 0
| 90300192 | 3" RED GR TEE w/ FIP BRANCH | 0 | 0 | 0 | 0 | 0 | 0 | 0 | 0 | 0 | 0 | 0 | 0 | 0 | 0 | 0 | 0 | 0 | 0 | 0 | 0 | 0 | 0
| 90300230 | 3" GR LVR HNDL BALL VALVE | 0 | 0 | 0 | 0 | 0 | 0 | 0 | 0 | 0 | 0 | 0 | 0 | 0 | 0 | 0 | 0 | 0 | 0 | 0 | 0 | 0 | 0
| 90300232 | 3" GR BUTTERFLY VALVE | 0 | 0 | 0 | 0 | 0 | 0 | 0 | 0 | 0 | 0 | 0 | 0 | 0 | 0 | 0 | 0 | 0 | 0 | 0 | 0 | 0 | 0
| 90302063 | 3" x GR x TH REDUCER CPLG | 0 | 0 | 0 | 0 | 0 | 0 | 0 | 0 | 0 | 0 | 0 | 0 | 0 | 0 | 0 | 0 | 0 | 0 | 0 | 0 | 0 | 0
| 90321263 | 3"x2-1/2" GR x TH REDUCER CPLG | 0 | 0 | 0 | 0 | 0 | 0 | 0 | 0 | 0 | 0 | 0 | 0 | 0 | 0 | 0 | 0 | 0 | 0 | 0 | 0 | 0 | 0
| 90400002 | 4" SPLIT FLANGE ADAPTOR | 0 | 0 | 0 | 0 | 0 | 0 | 0 | 0 | 0 | 0 | 0 | 0 | 0 | 0 | 0 | 0 | 0 | 0 | 0 | 0 | 0 | 0
| 90400020 | 4" GR x FIP ADAPTOR | 0 | 0 | 0 | 0 | 0 | 0 | 0 | 0 | 0 | 0 | 0 | 0 | 0 | 0 | 0 | 0 | 0 | 0 | 0 | 0 | 0 | 0
| 90400022 | 4" GR 22-1/2 ELBOW | 0 | 0 | 0 | 0 | 0 | 0 | 0 | 0 | 0 | 0 | 0 | 0 | 0 | 0 | 0 | 0 | 0 | 0 | 0 | 0 | 0 | 0
| 90400040 | 4" GR INLINE CHECK VALVE | 0 | 0 | 0 | 0 | 0 | 0 | 0 | 0 | 0 | 0 | 0 | 0 | 0 | 0 | 0 | 0 | 0 | 0 | 0 | 0 | 0 | 0
| 90400045 | 4" GR 45 ELBOW | 0 | 0 | 0 | 0 | 0 | 0 | 0 | 0 | 0 | 0 | 0 | 0 | 0 | 0 | 0 | 0 | 0 | 0 | 0 | 0 | 0 | 0
| 90400060 | 4" GR CAP | 0 | 0 | 0 | 0 | 0 | 0 | 0 | 0 | 0 | 0 | 0 | 0 | 0 | 0 | 0 | 0 | 0 | 0 | 0 | 0 | 0 | 0
| 90400070 | 4" RIGID 0-FLEX COUPLING | 0 | 0 | 0 | 0 | 0 | 0 | 0 | 0 | 0 | 0 | 0 | 0 | 0 | 0 | 0 | 0 | 0 | 0 | 0 | 0 | 0 | 0
| 90400071 | 4" STANDARD FLEX COUPLING | 0 | 0 | 0 | 0 | 0 | 0 | 0 | 0 | 0 | 0 | 0 | 0 | 0 | 0 | 0 | 0 | 0 | 0 | 0 | 0 | 0 | 0
| 90400072 | 4" GR REDUCING COUPLING | 0 | 0 | 0 | 0 | 0 | 0 | 0 | 0 | 0 | 0 | 0 | 0 | 0 | 0 | 0 | 0 | 0 | 0 | 0 | 0 | 0 | 0
| 90400090 | 4" GR 90 ELBOW | 0 | 0 | 0 | 0 | 0 | 0 | 0 | 0 | 0 | 0 | 0 | 0 | 0 | 0 | 0 | 0 | 0 | 0 | 0 | 0 | 0 | 0
| 90400140 | 4" GR x MIP ADAPTOR NIPPLE | 0 | 0 | 0 | 0 | 0 | 0 | 0 | 0 | 0 | 0 | 0 | 0 | 0 | 0 | 0 | 0 | 0 | 0 | 0 | 0 | 0 | 0
| 90400160 | 4" GR CONCENTRIC REDUCER | 0 | 0 | 0 | 0 | 0 | 0 | 0 | 0 | 0 | 0 | 0 | 0 | 0 | 0 | 0 | 0 | 0 | 0 | 0 | 0 | 0 | 0
| 90400170 | 4" x FIPorMIP GR OUTLET CPLG | 0 | 0 | 0 | 0 | 0 | 0 | 0 | 0 | 0 | 0 | 0 | 0 | 0 | 0 | 0 | 0 | 0 | 0 | 0 | 0 | 0 | 0
| 90400190 | 4" GR TEE | 0 | 0 | 0 | 0 | 0 | 0 | 0 | 0 | 0 | 0 | 0 | 0 | 0 | 0 | 0 | 0 | 0 | 0 | 0 | 0 | 0 | 0
| 90400191 | 4" GR REDUCING TEE | 0 | 0 | 0 | 0 | 0 | 0 | 0 | 0 | 0 | 0 | 0 | 0 | 0 | 0 | 0 | 0 | 0 | 0 | 0 | 0 | 0 | 0
| 90400192 | 4" RED GR TEE w/ FIP BRANCH | 0 | 0 | 0 | 0 | 0 | 0 | 0 | 0 | 0 | 0 | 0 | 0 | 0 | 0 | 0 | 0 | 0 | 0 | 0 | 0 | 0 | 0
| 90400194 | 4" GR LATERAL 45 TEE | 0 | 0 | 0 | 0 | 0 | 0 | 0 | 0 | 0 | 0 | 0 | 0 | 0 | 0 | 0 | 0 | 0 | 0 | 0 | 0 | 0 | 0
| 90400230 | 4" GR LVR HNDL BALL VALVE | 0 | 0 | 0 | 0 | 0 | 0 | 0 | 0 | 0 | 0 | 0 | 0 | 0 | 0 | 0 | 0 | 0 | 0 | 0 | 0 | 0 | 0
| 90400232 | 4" GR BUTTERFLY VALVE | 0 | 0 | 0 | 0 | 0 | 0 | 0 | 0 | 0 | 0 | 0 | 0 | 0 | 0 | 0 | 0 | 0 | 0 | 0 | 0 | 0 | 0
| 90402063 | 4"x 2" GR x TH REDUCER CPLG | 0 | 0 | 0 | 0 | 0 | 0 | 0 | 0 | 0 | 0 | 0 | 0 | 0 | 0 | 0 | 0 | 0 | 0 | 0 | 0 | 0 | 0
| 90402162 | 4" GR SWAGE END REDUCER | 0 | 0 | 0 | 0 | 0 | 0 | 0 | 0 | 0 | 0 | 0 | 0 | 0 | 0 | 0 | 0 | 0 | 0 | 0 | 0 | 0 | 0
| 90403063 | 4"x 3" GR x TH REDUCER CPLG | 0 | 0 | 0 | 0 | 0 | 0 | 0 | 0 | 0 | 0 | 0 | 0 | 0 | 0 | 0 | 0 | 0 | 0 | 0 | 0 | 0 | 0
| 90421263 | 4"x2-1/2" GR x TH REDUCER CPLG | 0 | 0 | 0 | 0 | 0 | 0 | 0 | 0 | 0 | 0 | 0 | 0 | 0 | 0 | 0 | 0 | 0 | 0 | 0 | 0 | 0 | 0
| 90600002 | 6" SPLIT FLANGE ADAPTOR | 0 | 0 | 0 | 0 | 0 | 0 | 0 | 0 | 0 | 0 | 0 | 0 | 0 | 0 | 0 | 0 | 0 | 0 | 0 | 0 | 0 | 0
| 90600022 | 6" GR 22-1/2 ELBOW | 0 | 0 | 0 | 0 | 0 | 0 | 0 | 0 | 0 | 0 | 0 | 0 | 0 | 0 | 0 | 0 | 0 | 0 | 0 | 0 | 0 | 0
| 90600040 | 6" GR INLINE CHECK VALVE | 0 | 0 | 0 | 0 | 0 | 0 | 0 | 0 | 0 | 0 | 0 | 0 | 0 | 0 | 0 | 0 | 0 | 0 | 0 | 0 | 0 | 0
| 90600045 | 6" GR 45 ELBOW | 0 | 0 | 0 | 0 | 0 | 0 | 0 | 0 | 0 | 0 | 0 | 0 | 0 | 0 | 0 | 0 | 0 | 0 | 0 | 0 | 0 | 0
| 90600060 | 6" GR CAP | 0 | 0 | 0 | 0 | 0 | 0 | 0 | 0 | 0 | 0 | 0 | 0 | 0 | 0 | 0 | 0 | 0 | 0 | 0 | 0 | 0 | 0
| 90600070 | 6" RIGID 0-FLEX COUPLING | 0 | 0 | 0 | 0 | 0 | 0 | 0 | 0 | 0 | 0 | 0 | 0 | 0 | 0 | 0 | 0 | 0 | 0 | 0 | 0 | 0 | 0
| 90600071 | 6" STANDARD FLEX COUPLING | 0 | 0 | 0 | 0 | 0 | 0 | 0 | 0 | 0 | 0 | 0 | 0 | 0 | 0 | 0 | 0 | 0 | 0 | 0 | 0 | 0 | 0
| 90600072 | 6" GR REDUCING COUPLING | 0 | 0 | 0 | 0 | 0 | 0 | 0 | 0 | 0 | 0 | 0 | 0 | 0 | 0 | 0 | 0 | 0 | 0 | 0 | 0 | 0 | 0
| 90600080 | 6" GR CROSS | 0 | 0 | 0 | 0 | 0 | 0 | 0 | 0 | 0 | 0 | 0 | 0 | 0 | 0 | 0 | 0 | 0 | 0 | 0 | 0 | 0 | 0
| 90600090 | 6" GR 90 ELBOW | 0 | 0 | 0 | 0 | 0 | 0 | 0 | 0 | 0 | 0 | 0 | 0 | 0 | 0 | 0 | 0 | 0 | 0 | 0 | 0 | 0 | 0
| 90600140 | 6" GR x MIP ADAPTOR NIPPLE | 0 | 0 | 0 | 0 | 0 | 0 | 0 | 0 | 0 | 0 | 0 | 0 | 0 | 0 | 0 | 0 | 0 | 0 | 0 | 0 | 0 | 0
| 90600141 | 6" GR x GR NIPPLE | 0 | 0 | 0 | 0 | 0 | 0 | 0 | 0 | 0 | 0 | 0 | 0 | 0 | 0 | 0 | 0 | 0 | 0 | 0 | 0 | 0 | 0
| 90600160 | 6" GR CONCENTRIC REDUCER | 0 | 0 | 0 | 0 | 0 | 0 | 0 | 0 | 0 | 0 | 0 | 0 | 0 | 0 | 0 | 0 | 0 | 0 | 0 | 0 | 0 | 0
| 90600170 | 6" x FIPorMIP GR OUTLET CPLG | 0 | 0 | 0 | 0 | 0 | 0 | 0 | 0 | 0 | 0 | 0 | 0 | 0 | 0 | 0 | 0 | 0 | 0 | 0 | 0 | 0 | 0
| 90600190 | 6" GR TEE | 0 | 0 | 0 | 0 | 0 | 0 | 0 | 0 | 0 | 0 | 0 | 0 | 0 | 0 | 0 | 0 | 0 | 0 | 0 | 0 | 0 | 0
| 90600232 | 6" GR BUTTERFLY VALVE | 0 | 0 | 0 | 0 | 0 | 0 | 0 | 0 | 0 | 0 | 0 | 0 | 0 | 0 | 0 | 0 | 0 | 0 | 0 | 0 | 0 | 0
| 90602191 | 6" X 2" GR REDUCING TEE | 0 | 0 | 0 | 0 | 0 | 0 | 0 | 0 | 0 | 0 | 0 | 0 | 0 | 0 | 0 | 0 | 0 | 0 | 0 | 0 | 0 | 0
| 90603191 | 6" X 3" GR REDUCING TEE | 0 | 0 | 0 | 0 | 0 | 0 | 0 | 0 | 0 | 0 | 0 | 0 | 0 | 0 | 0 | 0 | 0 | 0 | 0 | 0 | 0 | 0
| 90604191 | 6" X 4" GR REDUCING TEE | 0 | 0 | 0 | 0 | 0 | 0 | 0 | 0 | 0 | 0 | 0 | 0 | 0 | 0 | 0 | 0 | 0 | 0 | 0 | 0 | 0 | 0
| 90800002 | 8" SPLIT FLANGE ADAPTOR | 0 | 0 | 0 | 0 | 0 | 0 | 0 | 0 | 0 | 0 | 0 | 0 | 0 | 0 | 0 | 0 | 0 | 0 | 0 | 0 | 0 | 0
| 90800022 | 8" GR 22-1/2 ELBOW | 0 | 0 | 0 | 0 | 0 | 0 | 0 | 0 | 0 | 0 | 0 | 0 | 0 | 0 | 0 | 0 | 0 | 0 | 0 | 0 | 0 | 0
| 90800040 | 8" GR INLINE CHECK VALVE | 0 | 0 | 0 | 0 | 0 | 0 | 0 | 0 | 0 | 0 | 0 | 0 | 0 | 0 | 0 | 0 | 0 | 0 | 0 | 0 | 0 | 0
| 90800045 | 8" GR 45 ELBOW | 0 | 0 | 0 | 0 | 0 | 0 | 0 | 0 | 0 | 0 | 0 | 0 | 0 | 0 | 0 | 0 | 0 | 0 | 0 | 0 | 0 | 0
| 90800060 | 8" GR CAP | 0 | 0 | 0 | 0 | 0 | 0 | 0 | 0 | 0 | 0 | 0 | 0 | 0 | 0 | 0 | 0 | 0 | 0 | 0 | 0 | 0 | 0
| 90800070 | 8" RIGID 0-FLEX COUPLING | 0 | 0 | 0 | 0 | 0 | 0 | 0 | 0 | 0 | 0 | 0 | 0 | 0 | 0 | 0 | 0 | 0 | 0 | 0 | 0 | 0 | 0
| 90800071 | 8" TRANS CPLG GRxIPS | 0 | 0 | 0 | 0 | 0 | 0 | 0 | 0 | 0 | 0 | 0 | 0 | 0 | 0 | 0 | 0 | 0 | 0 | 0 | 0 | 0 | 0
| 90800090 | 8" GR 90 ELBOW | 0 | 0 | 0 | 0 | 0 | 0 | 0 | 0 | 0 | 0 | 0 | 0 | 0 | 0 | 0 | 0 | 0 | 0 | 0 | 0 | 0 | 0
| 90800160 | 8" GR CONCENTRIC REDUCER | 0 | 0 | 0 | 0 | 0 | 0 | 0 | 0 | 0 | 0 | 0 | 0 | 0 | 0 | 0 | 0 | 0 | 0 | 0 | 0 | 0 | 0
| 90800190 | 8" GR TEE | 0 | 0 | 0 | 0 | 0 | 0 | 0 | 0 | 0 | 0 | 0 | 0 | 0 | 0 | 0 | 0 | 0 | 0 | 0 | 0 | 0 | 0
| 90802191 | 8" X 2" GR REDUCING TEE | 0 | 0 | 0 | 0 | 0 | 0 | 0 | 0 | 0 | 0 | 0 | 0 | 0 | 0 | 0 | 0 | 0 | 0 | 0 | 0 | 0 | 0
| 90803191 | 8" X 3" GR REDUCING TEE | 0 | 0 | 0 | 0 | 0 | 0 | 0 | 0 | 0 | 0 | 0 | 0 | 0 | 0 | 0 | 0 | 0 | 0 | 0 | 0 | 0 | 0
| 90804191 | 8" X 4" GR REDUCING TEE | 0 | 0 | 0 | 0 | 0 | 0 | 0 | 0 | 0 | 0 | 0 | 0 | 0 | 0 | 0 | 0 | 0 | 0 | 0 | 0 | 0 | 0
| 90806191 | 8" X 6" GR REDUCING TEE | 0 | 0 | 0 | 0 | 0 | 0 | 0 | 0 | 0 | 0 | 0 | 0 | 0 | 0 | 0 | 0 | 0 | 0 | 0 | 0 | 0 | 0
| 91000002 | 10" SPLIT FLANGE ADAPTOR | 0 | 0 | 0 | 0 | 0 | 0 | 0 | 0 | 0 | 0 | 0 | 0 | 0 | 0 | 0 | 0 | 0 | 0 | 0 | 0 | 0 | 0
| 91000022 | 10" GR 22-1/2 ELBOW | 0 | 0 | 0 | 0 | 0 | 0 | 0 | 0 | 0 | 0 | 0 | 0 | 0 | 0 | 0 | 0 | 0 | 0 | 0 | 0 | 0 | 0
| 91000040 | 10" GR INLINE CHECK VALVE | 0 | 0 | 0 | 0 | 0 | 0 | 0 | 0 | 0 | 0 | 0 | 0 | 0 | 0 | 0 | 0 | 0 | 0 | 0 | 0 | 0 | 0
| 91000045 | 10" GR 45 ELBOW | 0 | 0 | 0 | 0 | 0 | 0 | 0 | 0 | 0 | 0 | 0 | 0 | 0 | 0 | 0 | 0 | 0 | 0 | 0 | 0 | 0 | 0
| 91000060 | 10" GR CAP | 0 | 0 | 0 | 0 | 0 | 0 | 0 | 0 | 0 | 0 | 0 | 0 | 0 | 0 | 0 | 0 | 0 | 0 | 0 | 0 | 0 | 0
| 91000070 | 10" RIGID 0-FLEX COUPLING | 0 | 0 | 0 | 0 | 0 | 0 | 0 | 0 | 0 | 0 | 0 | 0 | 0 | 0 | 0 | 0 | 0 | 0 | 0 | 0 | 0 | 0
| 91000071 | 10" TRANS CPLG GRxIPS | 0 | 0 | 0 | 0 | 0 | 0 | 0 | 0 | 0 | 0 | 0 | 0 | 0 | 0 | 0 | 0 | 0 | 0 | 0 | 0 | 0 | 0
| 91000090 | 10" GR 90 ELBOW | 0 | 0 | 0 | 0 | 0 | 0 | 0 | 0 | 0 | 0 | 0 | 0 | 0 | 0 | 0 | 0 | 0 | 0 | 0 | 0 | 0 | 0
| 91000190 | 10" GR TEE | 0 | 0 | 0 | 0 | 0 | 0 | 0 | 0 | 0 | 0 | 0 | 0 | 0 | 0 | 0 | 0 | 0 | 0 | 0 | 0 | 0 | 0
| 91004191 | 10" X 4" GR REDUCING TEE | 0 | 0 | 0 | 0 | 0 | 0 | 0 | 0 | 0 | 0 | 0 | 0 | 0 | 0 | 0 | 0 | 0 | 0 | 0 | 0 | 0 | 0
| 91006191 | 10" X 6" GR REDUCING TEE | 0 | 0 | 0 | 0 | 0 | 0 | 0 | 0 | 0 | 0 | 0 | 0 | 0 | 0 | 0 | 0 | 0 | 0 | 0 | 0 | 0 | 0
| 91008160 | 10" GR CONCENTRIC REDUCER | 0 | 0 | 0 | 0 | 0 | 0 | 0 | 0 | 0 | 0 | 0 | 0 | 0 | 0 | 0 | 0 | 0 | 0 | 0 | 0 | 0 | 0
| 100007065 | 7" METER SETTER (3/4"x5/8") | 0 | 0 | 0 | 0 | 0 | 0 | 0 | 0 | 0 | 0 | 0 | 0 | 0 | 0 | 0 | 0 | 0 | 0 | 0 | 0 | 0 | 0
| 100007066 | 7" METER RESETTER (3/4"x5/8") | 0 | 0 | 0 | 0 | 0 | 0 | 0 | 0 | 0 | 0 | 0 | 0 | 0 | 0 | 0 | 0 | 0 | 0 | 0 | 0 | 0 | 0
| 100009066 | 9" METER RESETTER (3/4"x5/8") | 0 | 0 | 0 | 0 | 0 | 0 | 0 | 0 | 0 | 0 | 0 | 0 | 0 | 0 | 0 | 0 | 0 | 0 | 0 | 0 | 0 | 0
| 100012065 | 12" METER SETTER (3/4"x5/8") | 0 | 0 | 0 | 0 | 0 | 0 | 0 | 0 | 0 | 0 | 0 | 0 | 0 | 0 | 0 | 0 | 0 | 0 | 0 | 0 | 0 | 0
| 100012066 | 12" METER RESETTER (3/4"x5/8") | 0 | 0 | 0 | 0 | 0 | 0 | 0 | 0 | 0 | 0 | 0 | 0 | 0 | 0 | 0 | 0 | 0 | 0 | 0 | 0 | 0 | 0
| 100012067 | 12" METER RESETTER (1") | 0 | 0 | 0 | 0 | 0 | 0 | 0 | 0 | 0 | 0 | 0 | 0 | 0 | 0 | 0 | 0 | 0 | 0 | 0 | 0 | 0 | 0
| 100018065 | 18" METER SETTER (3/4"x5/8") | 0 | 0 | 0 | 0 | 0 | 0 | 0 | 0 | 0 | 0 | 0 | 0 | 0 | 0 | 0 | 0 | 0 | 0 | 0 | 0 | 0 | 0
| 100018066 | 18" METER RESETTER (3/4"x5/8") | 0 | 0 | 0 | 0 | 0 | 0 | 0 | 0 | 0 | 0 | 0 | 0 | 0 | 0 | 0 | 0 | 0 | 0 | 0 | 0 | 0 | 0
| 100024065 | 24" METER SETTER (3/4"x5/8") | 0 | 0 | 0 | 0 | 0 | 0 | 0 | 0 | 0 | 0 | 0 | 0 | 0 | 0 | 0 | 0 | 0 | 0 | 0 | 0 | 0 | 0
| 100024066 | 24" METER RESETTER (1") | 0 | 0 | 0 | 0 | 0 | 0 | 0 | 0 | 0 | 0 | 0 | 0 | 0 | 0 | 0 | 0 | 0 | 0 | 0 | 0 | 0 | 0
| 100034060 | RES METER BOX, STANDARD | 37 | 0 | 0 | 0 | 0 | 0 | 20 | 5 | 0 | 0 | 0 | 0 | 0 | 12 | 0 | 0 | 0 | 0 | 0 | 0 | 0 | 0
| 100034062 | 5/8"x3/4"to 3/4" ADPTR/EXT | 0 | 0 | 0 | 0 | 0 | 0 | 0 | 0 | 0 | 0 | 0 | 0 | 0 | 0 | 0 | 0 | 0 | 0 | 0 | 0 | 0 | 0
| 100048066 | 48" METER RESETTER (3/4"x5/8") | 0 | 0 | 0 | 0 | 0 | 0 | 0 | 0 | 0 | 0 | 0 | 0 | 0 | 0 | 0 | 0 | 0 | 0 | 0 | 0 | 0 | 0
| 100058058 | 5/8"x3/4" STREET READ METER | 0 | 0 | 0 | 0 | 0 | 0 | 0 | 0 | 0 | 0 | 0 | 0 | 0 | 0 | 0 | 0 | 0 | 0 | 0 | 0 | 0 | 0
| 100058059 | 5/8"x3/4" REGISTER -Gal or CF | 0 | 0 | 0 | 0 | 0 | 0 | 0 | 0 | 0 | 0 | 0 | 0 | 0 | 0 | 0 | 0 | 0 | 0 | 0 | 0 | 0 | 0
| 100058060 | CONCRETE BOX w/STEEL CVR & LID | 0 | 0 | 0 | 0 | 0 | 0 | 0 | 0 | 0 | 0 | 0 | 0 | 0 | 0 | 0 | 0 | 0 | 0 | 0 | 0 | 0 | 0
| 100058070 | RES METER BOX, TRAFFIC | 0 | 0 | 0 | 0 | 0 | 0 | 0 | 0 | 0 | 0 | 0 | 0 | 0 | 0 | 0 | 0 | 0 | 0 | 0 | 0 | 0 | 0
| 100058156 | 5/8"x3/4" ADE REG w/ PIT ADAPT | 0 | 0 | 0 | 0 | 0 | 0 | 0 | 0 | 0 | 0 | 0 | 0 | 0 | 0 | 0 | 0 | 0 | 0 | 0 | 0 | 0 | 0
| 100058157 | 5/8"x3/4" PIT ADAPTOR | 0 | 0 | 0 | 0 | 0 | 0 | 0 | 0 | 0 | 0 | 0 | 0 | 0 | 0 | 0 | 0 | 0 | 0 | 0 | 0 | 0 | 0
| 100058158 | 5/8"x3/4" METER w/ADPTR+ADE | 0 | 0 | 0 | 0 | 0 | 0 | 0 | 0 | 0 | 0 | 0 | 0 | 0 | 0 | 0 | 0 | 0 | 0 | 0 | 0 | 0 | 0
| 100058159 | 5/8"x3/4" ADE REGISTER | 0 | 0 | 0 | 0 | 0 | 0 | 0 | 0 | 0 | 0 | 0 | 0 | 0 | 0 | 0 | 0 | 0 | 0 | 0 | 0 | 0 | 0
| 100100057 | 1" STREET READ REGISTER | 0 | 0 | 0 | 0 | 0 | 0 | 0 | 0 | 0 | 0 | 0 | 0 | 0 | 0 | 0 | 0 | 0 | 0 | 0 | 0 | 0 | 0
| 100100058 | 1" METER w/ADPTR & ADE | 0 | 0 | 0 | 0 | 0 | 0 | 0 | 0 | 0 | 0 | 0 | 0 | 0 | 0 | 0 | 0 | 0 | 0 | 0 | 0 | 0 | 0
| 100100062 | 1" to 5/8"x3/4" ADPTR/EXT | 0 | 0 | 0 | 0 | 0 | 0 | 0 | 0 | 0 | 0 | 0 | 0 | 0 | 0 | 0 | 0 | 0 | 0 | 0 | 0 | 0 | 0
| 100100156 | 1" ADE REGISTER w/PIT ADAPTOR | 0 | 0 | 0 | 0 | 0 | 0 | 0 | 0 | 0 | 0 | 0 | 0 | 0 | 0 | 0 | 0 | 0 | 0 | 0 | 0 | 0 | 0
| 100100162 | 1" to 1" ADPTR/EXT | 0 | 0 | 0 | 0 | 0 | 0 | 0 | 0 | 0 | 0 | 0 | 0 | 0 | 0 | 0 | 0 | 0 | 0 | 0 | 0 | 0 | 0
| 100100258 | 1" STREET READ METER | 0 | 0 | 0 | 0 | 0 | 0 | 0 | 0 | 0 | 0 | 0 | 0 | 0 | 0 | 0 | 0 | 0 | 0 | 0 | 0 | 0 | 0
| 100101060 | LARGE METER BOX ONLY | 0 | 0 | 0 | 0 | 0 | 0 | 0 | 0 | 0 | 0 | 0 | 0 | 0 | 0 | 0 | 0 | 0 | 0 | 0 | 0 | 0 | 0
| 100101070 | LARGE METER BOX LID, STD | 0 | 0 | 0 | 0 | 0 | 0 | 0 | 0 | 0 | 0 | 0 | 0 | 0 | 0 | 0 | 0 | 0 | 0 | 0 | 0 | 0 | 0
| 100102070 | EXTRA LG METER BOX LID, STD | 0 | 0 | 0 | 0 | 0 | 0 | 0 | 0 | 0 | 0 | 0 | 0 | 0 | 0 | 0 | 0 | 0 | 0 | 0 | 0 | 0 | 0
| 100112058 | 1 1/2" STREET READ METER | 0 | 0 | 0 | 0 | 0 | 0 | 0 | 0 | 0 | 0 | 0 | 0 | 0 | 0 | 0 | 0 | 0 | 0 | 0 | 0 | 0 | 0
| 100112060 | RES METER BOX LID, TRAFFIC | 0 | 0 | 0 | 0 | 0 | 0 | 0 | 0 | 0 | 0 | 0 | 0 | 0 | 0 | 0 | 0 | 0 | 0 | 0 | 0 | 0 | 0
| 100112065 | 1-1/2" x 12" METER SETTER | 0 | 0 | 0 | 0 | 0 | 0 | 0 | 0 | 0 | 0 | 0 | 0 | 0 | 0 | 0 | 0 | 0 | 0 | 0 | 0 | 0 | 0
| 100112067 | 1 1/2" CI METER FLANGE | 0 | 0 | 0 | 0 | 0 | 0 | 0 | 0 | 0 | 0 | 0 | 0 | 0 | 0 | 0 | 0 | 0 | 0 | 0 | 0 | 0 | 0
| 100112068 | 1-1/2" DROP-IN METER FLG GSKT | 0 | 0 | 0 | 0 | 0 | 0 | 0 | 0 | 0 | 0 | 0 | 0 | 0 | 0 | 0 | 0 | 0 | 0 | 0 | 0 | 0 | 0
| 100134060 | RES METER BOX LID, STANDARD | 0 | 0 | 0 | 0 | 0 | 0 | 0 | 0 | 0 | 0 | 0 | 0 | 0 | 0 | 0 | 0 | 0 | 0 | 0 | 0 | 0 | 0
| 100200057 | 1-1/2" & 2" STREET READ REG | 0 | 0 | 0 | 0 | 0 | 0 | 0 | 0 | 0 | 0 | 0 | 0 | 0 | 0 | 0 | 0 | 0 | 0 | 0 | 0 | 0 | 0
| 100200058 | 2" STREET READ METER | 0 | 0 | 0 | 0 | 0 | 0 | 0 | 0 | 0 | 0 | 0 | 0 | 0 | 0 | 0 | 0 | 0 | 0 | 0 | 0 | 0 | 0
| 100200061 | 2" DROP-IN METER FLG GSKT | 0 | 0 | 0 | 0 | 0 | 0 | 0 | 0 | 0 | 0 | 0 | 0 | 0 | 0 | 0 | 0 | 0 | 0 | 0 | 0 | 0 | 0
| 100200065 | 2" x 12" METER SETTER | 0 | 0 | 0 | 0 | 0 | 0 | 0 | 0 | 0 | 0 | 0 | 0 | 0 | 0 | 0 | 0 | 0 | 0 | 0 | 0 | 0 | 0
| 100200067 | 2" CI METER FLANGE | 0 | 0 | 0 | 0 | 0 | 0 | 0 | 0 | 0 | 0 | 0 | 0 | 0 | 0 | 0 | 0 | 0 | 0 | 0 | 0 | 0 | 0
| 100200157 | 1-1/2" & 2" ADE REG w/ PIT AD | 0 | 0 | 0 | 0 | 0 | 0 | 0 | 0 | 0 | 0 | 0 | 0 | 0 | 0 | 0 | 0 | 0 | 0 | 0 | 0 | 0 | 0
| 100300057 | 3" METER STRAINER | 0 | 0 | 0 | 0 | 0 | 0 | 0 | 0 | 0 | 0 | 0 | 0 | 0 | 0 | 0 | 0 | 0 | 0 | 0 | 0 | 0 | 0
| 100300058 | 3" TURBINE METER | 0 | 0 | 0 | 0 | 0 | 0 | 0 | 0 | 0 | 0 | 0 | 0 | 0 | 0 | 0 | 0 | 0 | 0 | 0 | 0 | 0 | 0
| 100300067 | 3" CI METER FLANGE | 0 | 0 | 0 | 0 | 0 | 0 | 0 | 0 | 0 | 0 | 0 | 0 | 0 | 0 | 0 | 0 | 0 | 0 | 0 | 0 | 0 | 0
| 100300158 | 3" BADGER TURBINE METER | 0 | 0 | 0 | 0 | 0 | 0 | 0 | 0 | 0 | 0 | 0 | 0 | 0 | 0 | 0 | 0 | 0 | 0 | 0 | 0 | 0 | 0
| 100400057 | 4" METER STRAINER | 0 | 0 | 0 | 0 | 0 | 0 | 0 | 0 | 0 | 0 | 0 | 0 | 0 | 0 | 0 | 0 | 0 | 0 | 0 | 0 | 0 | 0
| 100400058 | 4" TURBINE METER | 0 | 0 | 0 | 0 | 0 | 0 | 0 | 0 | 0 | 0 | 0 | 0 | 0 | 0 | 0 | 0 | 0 | 0 | 0 | 0 | 0 | 0
| 101419160 | JUMBO METER BOX, STANDARD | 0 | 0 | 0 | 0 | 0 | 0 | 0 | 0 | 0 | 0 | 0 | 0 | 0 | 0 | 0 | 0 | 0 | 0 | 0 | 0 | 0 | 0
| 101430060 | LARGE METER BOX, STANDARD | 0 | 0 | 0 | 0 | 0 | 0 | 0 | 0 | 0 | 0 | 0 | 0 | 0 | 0 | 0 | 0 | 0 | 0 | 0 | 0 | 0 | 0
| 101730061 | EXTRA LG METER BOX ONLY | 0 | 0 | 0 | 0 | 0 | 0 | 0 | 0 | 0 | 0 | 0 | 0 | 0 | 0 | 0 | 0 | 0 | 0 | 0 | 0 | 0 | 0
| 102436060 | EXTRA LG METER BOX, STD | 0 | 0 | 0 | 0 | 0 | 0 | 0 | 0 | 0 | 0 | 0 | 0 | 0 | 0 | 0 | 0 | 0 | 0 | 0 | 0 | 0 | 0
| 114000102 | 6-12 LIMESTONE CALCITE MEDIA | 0 | 0 | 0 | 0 | 0 | 0 | 0 | 0 | 0 | 0 | 0 | 0 | 0 | 0 | 0 | 0 | 0 | 0 | 0 | 0 | 0 | 0
| 114000110 | GRANULAR CHLORINE | 0 | 0 | 0 | 0 | 0 | 0 | 0 | 0 | 0 | 0 | 0 | 0 | 0 | 0 | 0 | 0 | 0 | 0 | 0 | 0 | 0 | 0
| 114000120 | 12.5% HYPOCHLORITE SOLUTION | 0 | 0 | 0 | 0 | 0 | 0 | 0 | 0 | 0 | 0 | 0 | 0 | 0 | 0 | 0 | 0 | 0 | 0 | 0 | 0 | 0 | 0
| 120400145 | 4" & 6" SEWER & DRAIN PIPE | 0 | 0 | 0 | 0 | 0 | 0 | 0 | 0 | 0 | 0 | 0 | 0 | 0 | 0 | 0 | 0 | 0 | 0 | 0 | 0 | 0 | 0
| 120600146 | 6" SEWER & DRAIN COUPLING | 0 | 0 | 0 | 0 | 0 | 0 | 0 | 0 | 0 | 0 | 0 | 0 | 0 | 0 | 0 | 0 | 0 | 0 | 0 | 0 | 0 | 0
| 125001000 | BEDDING SAND | 1420 | 460 | 0 | 960 | 0 | 0 | 0 | 0 | 0 | 0 | 0 | 0 | 0 | 0 | 0 | 0 | 0 | 0 | 0 | 0 | 0 | 0
| 125004813 | STRAW BALES | 0 | 0 | 0 | 0 | 0 | 0 | 0 | 0 | 0 | 0 | 0 | 0 | 0 | 0 | 0 | 0 | 0 | 0 | 0 | 0 | 0 | 0
| 125004814 | SILT FENCING | 0 | 0 | 0 | 0 | 0 | 0 | 0 | 0 | 0 | 0 | 0 | 0 | 0 | 0 | 0 | 0 | 0 | 0 | 0 | 0 | 0 | 0
| 125004816 | BLOCKS 2/8 4/8 4/16 - AVG | 36 | 0 | 24 | 0 | 9 | 0 | 0 | 0 | 0 | 0 | 0 | 0 | 0 | 0 | 3 | 0 | 0 | 0 | 0 | 0 | 0 | 0
| 125004817 | PALLETS | 0 | 0 | 0 | 0 | 0 | 0 | 0 | 0 | 0 | 0 | 0 | 0 | 0 | 0 | 0 | 0 | 0 | 0 | 0 | 0 | 0 | 0
| 125034000 | GRAVEL 3/4 | 20 | 0 | 0 | 0 | 0 | 0 | 0 | 0 | 0 | 0 | 0 | 0 | 0 | 0 | 0 | 20 | 0 | 0 | 0 | 0 | 0 | 0
| 125058000 | GRAVEL 5/8 | 0 | 0 | 0 | 0 | 0 | 0 | 0 | 0 | 0 | 0 | 0 | 0 | 0 | 0 | 0 | 0 | 0 | 0 | 0 | 0 | 0 | 0
| 125114000 | GRAVEL 1 1/4 | 2 | 0 | 2 | 0 | 0 | 0 | 0 | 0 | 0 | 0 | 0 | 0 | 0 | 0 | 0 | 0 | 0 | 0 | 0 | 0 | 0 | 0
| STEELPLT | STEEL PLATE | 0 | 0 | 0 | 0 | 0 | 0 | 0 | 0 | 0 | 0 | 0 | 0 | 0 | 0 | 0 | 0 | 0 | 0 | 0 | 0 | 0 | 0
| CDF | CDF BACK FILL | 0 | 0 | 0 | 0 | 0 | 0 | 0 | 0 | 0 | 0 | 0 | 0 | 0 | 0 | 0 | 0 | 0 | 0 | 0 | 0 | 0 | 0
|  |  | 5804 | 1380 | 146 | 2880 | 32 | 0 | 270 | 85 | 720 | 0 | 0 | 0 | 50 | 168 | 43 | 30 | 0 | 0 | 0 | 0 | 0 | 0

## TAPS & BORES
Description: |  | Taps & Bores
|  | Total Costs For This Sheet: | 0
|  | Total Number of Units Required: | 1
|  |  |  | Total Materials | DO NOT DELETE CALCULATES TOTAL MATERIALS COSTS
| Item | Descr |  |  | 1 | 2 | 3 | 4 | 5 | 6 | 7 | 8 | 9 | 10 | 11 | 12 | 13 | 14 | 15 | 16 | 17 | 18 | 19 | 20 | 21
| TAPHOT | Hot Tap |  | 0 | 0 | 0 | 0 | 0 | 0 | 0 | 0 | 0 | 0 | 0 | 0 | 0 | 0 | 0 | 0 | 0 | 0 | 0 | 0 | 0 | 0
| TAPCOLD | Cold Tap |  | 0 | 0 | 0 | 0 | 0 | 0 | 0 | 0 | 0 | 0 | 0 | 0 | 0 | 0 | 0 | 0 | 0 | 0 | 0 | 0 | 0 | 0
|  |  |  | 0 | 0 | 0 | 0 | 0 | 0 | 0 | 0 | 0 | 0 | 0 | 0 | 0 | 0 | 0 | 0 | 0 | 0 | 0 | 0 | 0 | 0
|  |  |  | 0 | 0 | 0 | 0 | 0 | 0 | 0 | 0 | 0 | 0 | 0 | 0 | 0 | 0 | 0 | 0 | 0 | 0 | 0 | 0 | 0 | 0
|  |  |  | 0 | 0 | 0 | 0 | 0 | 0 | 0 | 0 | 0 | 0 | 0 | 0 | 0 | 0 | 0 | 0 | 0 | 0 | 0 | 0 | 0 | 0

## CONTRACTOR
Description: |  | CONTRACTOR
|  | Total Costs For This Sheet: | 44
|  | Total Number of Units Required: | 1
|  |  |  | Total Materials | DO NOT DELETE CALCULATES TOTAL MATERIALS COSTS
| Item | Descr |  |  | 1 | 2 | 3 | 4 | 5 | 6 | 7 | 8 | 9 | 10 | 11 | 12 | 13 | 14 | 15 | 16 | 17 | 18 | 19 | 20 | 21
| COLD MIX | ASPHALT & COLD MIX DISPOSAL |  | 0 | 0 | 0 | 0 | 0 | 0 | 0 | 0 | 0 | 0 | 0 | 0 | 0 | 0 | 0 | 0 | 0 | 0 | 0 | 0 | 0 | 0
| ASPHALTDIS | SAW CUT ASPHALT |  | 0 | 0 | 0 | 0 | 0 | 0 | 0 | 0 | 0 | 0 | 0 | 0 | 0 | 0 | 0 | 0 | 0 | 0 | 0 | 0 | 0 | 0
| ASPHALTRSTR | ASPHALT RESTORE |  | 0 | 0 | 0 | 0 | 0 | 0 | 0 | 0 | 0 | 0 | 0 | 0 | 0 | 0 | 0 | 0 | 0 | 0 | 0 | 0 | 0 | 0
| BAC-T | BAC-T SAMPLING |  | 43.5 | 0 | 0 | 0 | 0 | 0 | 0 | 0 | 0 | 0 | 43.5 | 0 | 0 | 0 | 0 | 0 | 0 | 0 | 0 | 0 | 0 | 0
| FLAGGING | FLAGGING |  | 0 | 0 | 0 | 0 | 0 | 0 | 0 | 0 | 0 | 0 | 0 | 0 | 0 | 0 | 0 | 0 | 0 | 0 | 0 | 0 | 0 | 0
|  |  |  | 43.5 | 0 | 0 | 0 | 0 | 0 | 0 | 0 | 0 | 0 | 43.5 | 0 | 0 | 0 | 0 | 0 | 0 | 0 | 0 | 0 | 0 | 0

## COST SHEET
Updated: Inventory Cost Sheet_2015-06-01 |  |  |  | 1.3
Item | Descr | Unit Cost (Perp Weighted Avg) | Last Price Paid | Last Ptwy | 30% unit | 30% last | ESTIMATE COST
10034018 | 1"x3/4" PVC ADAPTOR, PJxFIP-NO | 22.3505 | 27.51 |  | 29.0556 | 35.763 | 35.763
10100018 | 1" PVC ADAPTOR, PJxFIP-NO LEAD | 26.7383 | 27.51 |  | 34.7598 | 35.763 | 35.763
10114018 | 1-1/4" PVC ADAPTOR, PJxFIP-NO | 27.8365 | 24.3167 |  | 36.1875 | 31.6117 | 36.1875
10112018 | 1-1/2" PVC ADAPTOR, PJxFIP-NO | 50.2622 | 49.58 |  | 65.3409 | 64.454 | 65.3409
10200018 | 2" PVC ADAPTOR, PJxFIP-NO LEAD | 106.4776 | 101.8 |  | 138.4209 | 132.34 | 138.4209
10034019 | 1"x3/4" PVC ADAPTOR, PJxMIP-NO | 25.1882 | 28.97 |  | 32.7447 | 37.661 | 37.661
10100019 | 1" PVC ADAPTOR, PJxMIP-NO LEAD | 29.4521 | 31.02 |  | 38.2877 | 40.326 | 40.326
10114019 | 1-1/4" PVC ADAPTOR, PJxMIP-NO | 37.6152 | 47.4 |  | 48.8998 | 61.62 | 61.62
10112019 | 1-1/2" PVC ADAPTOR, PJxMIP-NO | 54.8624 | 55.13 |  | 71.3211 | 71.669 | 71.669
10200019 | 2" PVC ADAPTOR, PJxMIP-NO LEAD | 91.0396 | 88.5 |  | 118.3515 | 115.05 | 118.3515
10012020 | 1/2" PVC ADAPTOR FIP | 0.2818 | 0.26 |  | 0.36634 | 0.338 | 0.36634
10034020 | 3/4" PVC ADAPTOR FIP | 0.4246 | 0.37 |  | 0.55198 | 0.481 | 0.55198
10100020 | 1" PVC ADAPTOR FIP | 0.3985 | 0.36 |  | 0.51805 | 0.468 | 0.51805
10114020 | 1-1/4" PVC ADAPTOR FIP | 0.6437 | 0.76 |  | 0.83681 | 0.988 | 0.988
10112020 | 1-1/2" PVC ADAPTOR FIP | 0.6484 | 0.56 |  | 0.84292 | 0.728 | 0.84292
10200020 | 2" PVC ADAPTOR FIP | 1.7069 | 0.94 |  | 2.219 | 1.222 | 2.219
10212020 | 2-1/2" PVC ADAPTOR FIP | 1.9089 | 1.49 |  | 2.4816 | 1.937 | 2.4816
10300020 | 3" PVC ADAPTOR FIP | 4.2806 | 4.64 |  | 5.5648 | 6.032 | 6.032
10400020 | 4" PVC ADAPTOR FIP | 7.4224 | 5.24 |  | 9.6491 | 6.812 | 9.6491
10600020 | 6" PVC ADAPTOR FIP | 32 | 0 |  | 41.6 | 0 | 41.6
10012021 | 1/2" PVC ADAPTOR MIP | 0.333 | 0.22 |  | 0.4329 | 0.286 | 0.4329
10034021 | 3/4" PVC ADAPTOR MIP | 0.2915 | 0.24 |  | 0.37895 | 0.312 | 0.37895
10100021 | 1" PVC ADAPTOR MIP | 0.3644 | 0.42 |  | 0.47372 | 0.546 | 0.546
10114021 | 1-1/4" PVC ADAPTOR MIP | 0.5443 | 0.52 |  | 0.70759 | 0.676 | 0.70759
10112021 | 1-1/2" PVC ADAPTOR MIP | 0.5989 | 0.646 |  | 0.77857 | 0.8398 | 0.8398
10200021 | 2" PVC ADAPTOR MIP | 0.9684 | 0.9 |  | 1.2589 | 1.17 | 1.2589
10212021 | 2-1/2" PVC ADAPTOR MIP | 2.6651 | 2.68 |  | 3.4646 | 3.484 | 3.484
10300021 | 3" PVC ADAPTOR MIP | 3.6783 | 5.76 |  | 4.7818 | 7.488 | 7.488
10400021 | 4" PVC ADAPTOR MIP | 4.2813 | 5 |  | 5.5657 | 6.5 | 6.5
10034050 | 3/4" PVC BUSHING SL x SL | 0.3152 | 0.23 |  | 0.40976 | 0.299 | 0.40976
10100050 | 1" PVC BUSHING SL x SL | 0.5362 | 0.46 |  | 0.69706 | 0.598 | 0.69706
10114050 | 1-1/4" PVC BUSHING SL x SL | 0.477 | 1.67 |  | 0.6201 | 2.171 | 2.171
10112050 | 1-1/2" PVC BUSHING SL x SL | 0.7833 | 3.29 |  | 1.0183 | 4.277 | 4.277
10200050 | 2" PVC BUSHING SL x SL | 1.1556 | 0.88 |  | 1.5023 | 1.144 | 1.5023
10212050 | 2-1/2" PVC BUSHING SL x SL | 1.959 | 1.5763 |  | 2.5467 | 2.0492 | 2.5467
10300050 | 3" PVC BUSHING SL x SL | 2.1387 | 2.3267 |  | 2.7803 | 3.0247 | 3.0247
10400050 | 4" PVC BUSHING SL x SL | 5.9663 | 5.6 |  | 7.7562 | 7.28 | 7.7562
10600050 | 6" PVC BUSHING SL x SL | 21.8963 | 13.54 |  | 28.4652 | 17.602 | 28.4652
10012051 | 1/2" PVC BUSHING SL x TH | 0.3442 | 0.51 |  | 0.44746 | 0.663 | 0.663
10034051 | 3/4" PVC BUSHING SL x TH | 0.4055 | 0.51 |  | 0.52715 | 0.663 | 0.663
10100051 | 1" PVC BUSHING SL x TH | 0.5636 | 0.55 |  | 0.73268 | 0.715 | 0.73268
10114051 | 1-1/4" PVC BUSHING SL x TH | 0.8775 | 0.97 |  | 1.1407 | 1.261 | 1.261
10112051 | 1-1/2" PVC BUSHING SL x TH | 0.9342 | 0.97 |  | 1.2145 | 1.261 | 1.261
10200051 | 2" PVC BUSHING SL x TH | 1.7961 | 1.36 |  | 2.3349 | 1.768 | 2.3349
10212051 | 2-1/2" PVC BUSHING SL x TH | 1.9251 | 1.68 |  | 2.5026 | 2.184 | 2.5026
10300051 | 3" PVC BUSHING SL x TH | 2.2211 | 1.92 |  | 2.8874 | 2.496 | 2.8874
10400051 | 4" PVC BUSHING SL x TH | 5.3616 | 5.6 |  | 6.9701 | 7.28 | 7.28
10600051 | 6" PVC BUSHING SL x TH | 32.6797 | 0 |  | 42.4836 | 0 | 42.4836
10012060 | 1/2" PVC CAP SL | 0.2308 | 0.17 |  | 0.30004 | 0.221 | 0.30004
10034060 | 3/4" PVC CAP SL | 0.259 | 0.24 |  | 0.3367 | 0.312 | 0.3367
10100060 | 1" PVC CAP SL | 0.6068 | 0.38 |  | 0.78884 | 0.494 | 0.78884
10114060 | 1-1/4" PVC CAP SL | 0.5123 | 0.49 |  | 0.66599 | 0.637 | 0.66599
10112060 | 1-1/2" PVC CAP SL | 0.6492 | 1.19 |  | 0.84396 | 1.547 | 1.547
10200060 | 2" PVC CAP SL | 1.243 | 2.29 |  | 1.6159 | 2.977 | 2.977
10212060 | 2-1/2" PVC CAP SL | 2.2962 | 2.025 |  | 2.9851 | 2.6325 | 2.9851
10300060 | 3" PVC CAP SL | 2.4876 | 2.42 |  | 3.2339 | 3.146 | 3.2339
10400060 | 4" PVC CAP SL | 5.4645 | 5.08 |  | 7.1039 | 6.604 | 7.1039
10600060 | 6" PVC CAP SL | 13.2078 | 13.3533 |  | 17.1701 | 17.3593 | 17.3593
10800060 | 8" PVC CAP SL | 30.3641 | 0 |  | 39.4733 | 0 | 39.4733
10012070 | 1/2" PVC COUPLING, SL x SL | 0.1827 | 0.32 |  | 0.23751 | 0.416 | 0.416
10034070 | 3/4" PVC COUPLING, SL x SL | 0.2172 | 0.22 |  | 0.28236 | 0.286 | 0.286
10100070 | 1" PVC COUPLING, SL x SL | 0.3763 | 0.38 |  | 0.48919 | 0.494 | 0.494
10114070 | 1-1/4" PVC COUPLING, SL x SL | 0.5403 | 0.99 |  | 0.70239 | 1.287 | 1.287
10112070 | 1-1/2" PVC COUPLING, SL x SL | 0.5542 | 0.79 |  | 0.72046 | 1.027 | 1.027
10200070 | 2" PVC COUPLING, SL x SL | 0.8204 | 0.73 |  | 1.0665 | 0.949 | 1.0665
10212070 | 2-1/2" PVC COUPLING, SL x SL | 2.0675 | 1.69 |  | 2.6877 | 2.197 | 2.6877
10300070 | 3" PVC COUPLING, SL x SL | 2.8481 | 2.92 |  | 3.7025 | 3.796 | 3.796
10400070 | 4" PVC COUPLING, SL x SL | 4.1628 | 4.24 |  | 5.4116 | 5.512 | 5.512
10600070 | 6" CPVC OUPLING, SL x SL | 17.5278 | 19.66 |  | 22.7861 | 25.558 | 25.558
10800070 | 8" PVC COUPLING, SL x SL | 27.874 | 25.5 |  | 36.2362 | 33.15 | 36.2362
10012072 | 1/2" PVC FLOW CPLG, COMPRESSIO | 2.7961 | 2 |  | 3.6349 | 2.6 | 3.6349
10034072 | 3/4" PVC FLOW CPLG, COMPRESSIO | 3.8511 | 4.24 |  | 5.0064 | 5.512 | 5.512
10100072 | 1" PVC FLOW CPLG, COMPRESSION | 4.4877 | 3.5 |  | 5.834 | 4.55 | 5.834
10114072 | 1-1/4" PVC FLOW CPLG, COMPRESS | 5.069 | 6.77 |  | 6.5897 | 8.801 | 8.801
10112072 | 1-1/2" PVC FLOW CPLG, COMPRESS | 5.3985 | 6.99 |  | 7.0181 | 9.087 | 9.087
10200072 | 2" PVC FLOW CPLG, COMPRESSION | 8.843 | 8.36 |  | 11.4959 | 10.868 | 11.4959
10212072 | 2-1/2" PVC FLOW CPLG, COMPRESS | 15.08 | 15.79 |  | 19.604 | 20.527 | 20.527
10300072 | 3" PVC FLOW CPLG, COMPRESSION | 21.5733 | 20.59 |  | 28.0453 | 26.767 | 28.0453
10400072 | 4" PVC FLOW CPLG, COMPRESSION | 35.2427 | 0 |  | 45.8155 | 0 | 45.8155
10034073 | 3/4" PVC PACKJOINT COUPLING-NO | 21.0024 | 24.52 |  | 27.3031 | 31.876 | 31.876
10100073 | 1" PVC PACKJOINT COUPLING-NO L | 21.9634 | 0 |  | 28.5524 | 0 | 28.5524
10114073 | 1-1/4" PVC PACKJOINT COUPLING- | 41.3458 | 0 |  | 53.7495 | 0 | 53.7495
10112073 | 1-1/2" PVC PACKJOINT COUPLING- | 49.5239 | 0 |  | 64.3811 | 0 | 64.3811
10200073 | 2" PVC PACKJOINT COUPLING-NO L | 124.9361 | 133.71 |  | 162.4169 | 173.823 | 173.823
10012080 | 1/2" PVC CROSS, SL x SL | 1.6903 | 0 |  | 2.1974 | 0 | 2.1974
10034080 | 3/4" PVC CROSS, SL x SL | 1.5798 | 1.15 |  | 2.0537 | 1.495 | 2.0537
10100080 | 1" PVC CROSS, SL x SL | 1.8189 | 1.45 |  | 2.3646 | 1.885 | 2.3646
10114080 | 1-1/4" PVC CROSS, SL x SL | 2.7447 | 1.91 |  | 3.5681 | 2.483 | 3.5681
10112080 | 1-1/2" PVC CROSS, SL x SL | 3.9888 | 2.15 |  | 5.1854 | 2.795 | 5.1854
10200080 | 2" PVC CROSS, SL x SL | 3.7652 | 0 |  | 4.8948 | 0 | 4.8948
10212080 | 2-1/2" PVC CROSS, SL x SL | 5.0607 | 0 |  | 6.5789 | 0 | 6.5789
10300080 | 3" PVC CROSS, SL x SL | 0 | 0 |  | 0 | 0 | 0
10400080 | 4" PVC CROSS, SL x SL | 0 | 0 |  | 0 | 0 | 0
10012045 | 1/2" PVC ELBOW 45, SL x SL | 0.4751 | 0.382 |  | 0.61763 | 0.4966 | 0.61763
10034045 | 3/4" PVC ELBOW 45, SL x SL | 0.5675 | 0.5 |  | 0.73775 | 0.65 | 0.73775
10100045 | 1" PVC ELBOW 45, SL x SL | 0.6538 | 0.6355 |  | 0.84994 | 0.82615 | 0.84994
10114045 | 1-1/4" PVC ELBOW 45, SL x SL | 0.7451 | 0.883 |  | 0.96863 | 1.1479 | 1.1479
10112045 | 1-1/2" PVC ELBOW 45, SL x SL | 1.2479 | 1.79 |  | 1.6223 | 2.327 | 2.327
10200045 | 2" PVC ELBOW 45, SL x SL | 1.6417 | 1.42 |  | 2.1342 | 1.846 | 2.1342
10212045 | 2-1/2" PVC ELBOW 45, SL x SL | 4.1205 | 4.219 |  | 5.3567 | 5.4847 | 5.4847
10300045 | 3" PVC ELBOW 45, SL x SL | 6.2177 | 7.32 |  | 8.083 | 9.516 | 9.516
10400045 | 4" PVC ELBOW 45, SL x SL | 11.0829 | 0 |  | 14.4078 | 0 | 14.4078
10600045 | 6" PVC ELBOW 45, SL x SL | 32.8716 | 43.61 |  | 42.7331 | 56.693 | 56.693
10012090 | 1/2" PVC ELBOW 90, SL x SL | 0.2823 | 0.219 |  | 0.36699 | 0.2847 | 0.36699
10034090 | 3/4" PVC ELBOW 90, SL x SL | 0.2716 | 0.26 |  | 0.35308 | 0.338 | 0.35308
10100090 | 1" PVC ELBOW 90, SL x SL | 0.4455 | 0.44 |  | 0.57915 | 0.572 | 0.57915
10114090 | 1-1/4" PVC ELBOW 90, SL x SL | 1.023 | 2.79 |  | 1.3299 | 3.627 | 3.627
10112090 | 1-1/2" PVC ELBOW 90, SL x SL | 0.9251 | 1.19 |  | 1.2026 | 1.547 | 1.547
10200090 | 2" PVC ELBOW 90, SL x SL | 1.4495 | 1.29 |  | 1.8843 | 1.677 | 1.8843
10212090 | 2-1/2" PVC ELBOW 90, SL x SL | 4.3344 | 3.93 |  | 5.6347 | 5.109 | 5.6347
10300090 | 3" PVC ELBOW 90, SL x SL | 6.4119 | 5.16 |  | 8.3355 | 6.708 | 8.3355
10400090 | 4" PVC ELBOW 90, SL x SL | 9.0709 | 9.24 |  | 11.7922 | 12.012 | 12.012
10600090 | 6" PVC ELBOW 90, SL x SL | 25.6274 | 0 |  | 33.3156 | 0 | 33.3156
10100091 | 1"x3/4" PVC SL x SL RED ELBOW | 0.8198 | 0 |  | 1.0657 | 0 | 1.0657
10100092 | 1"x3/4" PVC SL x TH RED ELBOW | 0.6065 | 1.27 |  | 0.78845 | 1.651 | 1.651
10200102 | 2" PVC VAN STONE FLG SCH 80 | 14.9064 | 11.66 |  | 19.3783 | 15.158 | 19.3783
10400138 | 4" PVC PIPE, C900-165 | 2.8996 | 2.67 |  | 3.7695 | 3.471 | 3.7695
10600138 | 6" PVC PIPE, C900-165 | 3.8582 | 3.3 |  | 5.0157 | 4.29 | 5.0157
10800138 | 8" PVC PIPE, C900-165, DR25 | 6.2049 | 6.09 |  | 8.0664 | 7.917 | 8.0664
11000138 | 10" PVC PIPE, C900-165 | 7.9762 | 7.6 |  | 10.3691 | 9.88 | 10.3691
11200138 | 12" PVC PIPE, C900-165 | 10.9151 | 10.06 |  | 14.1896 | 13.078 | 14.1896
10400142 | 4" PVC PIPE, C900-235 | 2.7272 | 2.65 |  | 3.5454 | 3.445 | 3.5454
10600142 | 6" PVC PIPE, C900-235 | 4.2551 | 3.95 |  | 5.5316 | 5.135 | 5.5316
10800142 | 8" PVC PIPE, C900-235, DR18 | 7.3297 | 7.1 |  | 9.5286 | 9.23 | 9.5286
11000142 | 10" PVC PIPE, C900-235 | 10.7858 | 9.95 |  | 14.0215 | 12.935 | 14.0215
11200142 | 12" PVC PIPE, C900-235 | 17.7398 | 16.35 |  | 23.0617 | 21.255 | 23.0617
10400139 | 4" PVC PIPE, C900-305 | 4.3117 | 0 |  | 5.6052 | 0 | 5.6052
10600139 | 6" PVC PIPE, C900-305 | 0 | 0 |  | 0 | 0 | 0
10800139 | 8" PVC PIPE, C900-305, DR14 | 6.3669 | 5.75 |  | 8.277 | 7.475 | 8.277
11000139 | 10" PVC PIPE, C900-305 | 0 | 0 |  | 0 | 0 | 0
10034141 | 3/4" PVC PIPE, CL 200 | 0 | 0 |  | 0 | 0 | 0
10100141 | 1" PVC PIPE, CL 200 | 0 | 0 |  | 0 | 0 | 0
10114141 | 1-1/4" PVC PIPE, CL 200 | 0.3036 | 0 |  | 0.39468 | 0 | 0.39468
10112141 | 1-1/2" PVC PIPE, CL 200 | 0 | 0 |  | 0 | 0 | 0
10200141 | 2" PVC PIPE, CL 200 | 0.6962 | 0.65 |  | 0.90506 | 0.845 | 0.90506
10212141 | 2-1/2" PVC PIPE, CL 200 | 1.0781 | 1 |  | 1.4015 | 1.3 | 1.4015
10300141 | 3" PVC PIPE, CL 200 | 2.1687 | 2.01 |  | 2.8193 | 2.613 | 2.8193
10400141 | 4" PVC PIPE, CL 200 | 1.9508 | 2 |  | 2.536 | 2.6 | 2.6
10600141 | 6" PVC PIPE, CL 200 | 3.736 | 3.44 |  | 4.8568 | 4.472 | 4.8568
10800141 | 8" PVC PIPE, CL 200 | 0 | 0 |  | 0 | 0 | 0
11000141 | 10" PVC PIPE, CL 200 | 0 | 0 |  | 0 | 0 | 0
11200141 | 12" PVC PIPE, CL 200 | 15.9692 | 14.8 |  | 20.76 | 19.24 | 20.76
10034143 | 3/4" PVC PIPE, SCHEDULE 40 | 0.2859 | 0.478 |  | 0.37167 | 0.6214 | 0.6214
10100143 | 1" PVC PIPE, SCHEDULE 40 | 0.4196 | 0.35 |  | 0.54548 | 0.455 | 0.54548
10114143 | 1-1/4" PVC PIPE, SCHEDULE 40 | 0.5636 | 0.5 |  | 0.73268 | 0.65 | 0.73268
10112143 | 1-1/2" PVC PIPE, SCHEDULE 40 | 0.5658 | 0.507 |  | 0.73554 | 0.6591 | 0.73554
10200143 | 2" PVC PIPE, SCHEDULE 40 | 0.9482 | 0.85 |  | 1.2327 | 1.105 | 1.2327
10212143 | 2-1/2" PVC PIPE, SCHEDULE 40 | 1.4516 | 1.36 |  | 1.8871 | 1.768 | 1.8871
10300143 | 3" PVC PIPE, SCHEDULE 40 | 1.8793 | 1.71 |  | 2.4431 | 2.223 | 2.4431
10400143 | 4" PVC PIPE, SCHEDULE 40 | 2.9498 | 2.77 |  | 3.8347 | 3.601 | 3.8347
10100160 | 1" PVC PLUG | 0.7389 | 0 |  | 0.96057 | 0 | 0.96057
10114160 | 1-1/4" PVC PLUG | 1.104 | 1.026 |  | 1.4352 | 1.3338 | 1.4352
10112160 | 1-1/2" PVC PLUG | 1.2457 | 1.162 |  | 1.6194 | 1.5106 | 1.6194
10400160 | 4" PVC PLUG | 9.8905 | 4.96 |  | 12.8576 | 6.448 | 12.8576
10012190 | 1/2" PVC TEE, SL x SL | 0.3035 | 1.45 |  | 0.39455 | 1.885 | 1.885
10034190 | 3/4" PVC TEE, SL x SL | 0.3991 | 0.3125 |  | 0.51883 | 0.40625 | 0.51883
10100190 | 1" PVC TEE, SL x SL | 0.5801 | 0.64 |  | 0.75413 | 0.832 | 0.832
10114190 | 1-1/4" PVC TEE, SL x SL | 1.0314 | 1.27 |  | 1.3408 | 1.651 | 1.651
10112190 | 1-1/2" PVC TEE, SL x SL | 1.0052 | 1.6 |  | 1.3068 | 2.08 | 2.08
10200190 | 2" PVC TEE, SL x SL | 1.5763 | 1.45 |  | 2.0492 | 1.885 | 2.0492
10212190 | 2-1/2" PVC TEE, SL x SL | 6.141 | 4.57 |  | 7.9833 | 5.941 | 7.9833
10300190 | 3" PVC TEE, SL x SL | 7.0091 | 7.58 |  | 9.1118 | 9.854 | 9.854
10400190 | 4" PVC TEE, SL x SL | 12.7337 | 11.95 |  | 16.5538 | 15.535 | 16.5538
10600190 | 6" PVC TEE, SL x SL | 20.2427 | 0 |  | 26.3155 | 0 | 26.3155
10100191 | 1" PVC REDUCING TEE SLxSL | 0.6984 | 0 |  | 0.90792 | 0 | 0.90792
10114191 | 1-1/4" PVC REDUCING TEE SLxSL | 1.6194 | 0 |  | 2.1052 | 0 | 2.1052
10112191 | 1-1/2" PVC REDUCING TEE SLxSL | 1.6807 | 0 |  | 2.1849 | 0 | 2.1849
10200191 | 2" PVC REDUCING TEE SLxSL | 3.421 | 0 |  | 4.4473 | 0 | 4.4473
10212191 | 2-1/2" PVC REDUCING TEE SLxSL | 5.2125 | 0 |  | 6.7763 | 0 | 6.7763
10300191 | 3" PVC REDUCING TEE SLxSL | 11.6295 | 0 |  | 15.1184 | 0 | 15.1184
10400191 | 4" PVC REDUCING TEE SLxSL | 14.5487 | 12.06 |  | 18.9133 | 15.678 | 18.9133
10034192 | 3/4" PVC REDUCING TEE SLxTH | 0.5668 | 0 |  | 0.73684 | 0 | 0.73684
10100192 | 1" PVC REDUCING TEE SLxTH | 0.8941 | 0.8 |  | 1.1623 | 1.04 | 1.1623
10114192 | 1-1/4" PVC REDUCING TEE SLxTH | 2.1356 | 0 |  | 2.7763 | 0 | 2.7763
10112192 | 1-1/2" PVC REDUCING TEE SLxTH | 2.0113 | 2.264 |  | 2.6147 | 2.9432 | 2.9432
10200192 | 2" PVC REDUCING TEE SLxTH | 2.6012 | 0 |  | 3.3816 | 0 | 3.3816
10212192 | 2-1/2" PVC REDUCING TEE SLxTH | 4.3223 | 5.35 |  | 5.619 | 6.955 | 6.955
10300192 | 3" PVC REDUCING TEE SLxTH | 8.2895 | 0 |  | 10.7764 | 0 | 10.7764
10012194 | 1/2" PVC TEE SLxTH | 0.7288 | 0 |  | 0.94744 | 0 | 0.94744
10034194 | 3/4" PVC TEE SLxTH | 1.1336 | 0 |  | 1.4737 | 0 | 1.4737
10100194 | 1" PVC TEE SLxTH | 0.916 | 0.976 |  | 1.1908 | 1.2688 | 1.2688
10114194 | 1-1/4" PVC TEE SLxTH | 0.9337 | 0 |  | 1.2138 | 0 | 1.2138
10112194 | 1-1/2" PVC TEE SLxTH | 1.6877 | 2.128 |  | 2.194 | 2.7664 | 2.7664
10200194 | 2" PVC TEE SLxTH | 4.3421 | 0 |  | 5.6447 | 0 | 5.6447
10212194 | 2-1/2" PVC TEE SLxTH | 5.2631 | 0 |  | 6.842 | 0 | 6.842
10300194 | 3" PVC TEE SLxTH | 10.4655 | 0 |  | 13.6052 | 0 | 13.6052
10100100 | 1" PVC UNION | 3.3176 | 3.12 |  | 4.3129 | 4.056 | 4.3129
10200100 | 2" PVC UNION | 11.0575 | 10.25 |  | 14.3747 | 13.325 | 14.3747
10100220 | 1" PVC SCH 80 FIP ADAPTOR | 3.4859 | 2.83 |  | 4.5317 | 3.679 | 4.5317
10200220 | 2" PVC SCH 80 FIP ADAPTOR | 10.4231 | 9.55 |  | 13.55 | 12.415 | 13.55
10212220 | 2-1/2" PVC SCH 80 FIP ADAPTOR | 16.6676 | 15.47 |  | 21.6679 | 20.111 | 21.6679
10200251 | 2" PVC SCH 80 BUSHING SL x TH | 6.213 | 5.19 |  | 8.0769 | 6.747 | 8.0769
10100270 | 1" PVC SCH 80 CPLG, SLxSL | 1.9363 | 2.88 |  | 2.5172 | 3.744 | 3.744
10112270 | 1-1/2" PVC SCH 80 CPLG, SLxSL | 2.3077 | 0 |  | 3 | 0 | 3
10200270 | 2" PVC SCH 80 CPLG, SLxSL | 4.0178 | 4.43 |  | 5.2231 | 5.759 | 5.759
10300270 | 3" PVC SCH 80 CPLG, SLxSL | 13.2616 | 15.17 |  | 17.2401 | 19.721 | 19.721
10200290 | 2" PVC SCH 80 ELBOW 90, SLxSL | 4.1772 | 3.14 |  | 5.4304 | 4.082 | 5.4304
10200340 | 2" PVC SCH 80 PIPE | 1.8203 | 2.424 |  | 2.3664 | 3.1512 | 3.1512
10200390 | 2" PVC SCH 80 TEE, SLxSL | 14.6432 | 20.1033 |  | 19.0362 | 26.1343 | 26.1343
10100400 | 1" PVC SCH 80 UNION, SLxSL | 6.5856 | 5.12 |  | 8.5613 | 6.656 | 8.5613
10200400 | 2" PVC SCH 80 UNION, SLxSL | 16.4483 | 13.71 |  | 21.3828 | 17.823 | 21.3828
20014160 | 1/4" GALV BELL REDUCER | 0.6275 | 0 |  | 0.81575 | 0 | 0.81575
20038160 | 3/8" GALV BELL REDUCER | 1.4128 | 1.34 |  | 1.8366 | 1.742 | 1.8366
20012160 | 1/2" GALV BELL REDUCER | 0.9205 | 1.1 |  | 1.1966 | 1.43 | 1.43
20034160 | 3/4" GALV BELL REDUCER | 1.9601 | 1.2 |  | 2.5481 | 1.56 | 2.5481
20100160 | 1" GALV BELL REDUCER | 2.0254 | 2.09 |  | 2.633 | 2.717 | 2.717
20114160 | 1-1/4" GALV BELL REDUCER | 2.9653 | 2.95 |  | 3.8549 | 3.835 | 3.8549
20112160 | 1-1/2" GALV BELL REDUCER | 3.6964 | 5.99 |  | 4.8053 | 7.787 | 7.787
20200160 | 2" GALV BELL REDUCER | 5.2438 | 5.15 |  | 6.8169 | 6.695 | 6.8169
20212160 | 2-1/2" GALV BELL REDUCER | 15.79 | 15.99 |  | 20.527 | 20.787 | 20.787
20300160 | 3" GALV BELL REDUCER | 22.789 | 21.17 |  | 29.6257 | 27.521 | 29.6257
20400160 | 4" GALV BELL REDUCER | 48.8179 | 66.71 |  | 63.4633 | 86.723 | 86.723
20014050 | 1/4" GALV BUSHING | 1.443 | 1.33 |  | 1.8759 | 1.729 | 1.8759
20038050 | 3/8" GALV BUSHING | 1.2336 | 1.15 |  | 1.6037 | 1.495 | 1.6037
20012050 | 1/2" GALV BUSHING | 1.6094 | 1.98 |  | 2.0922 | 2.574 | 2.574
20034050 | 3/4" GALV BUSHING | 1.9379 | 2.3 |  | 2.5193 | 2.99 | 2.99
20100050 | 1" GALV BUSHING | 2.031 | 1.99 |  | 2.6403 | 2.587 | 2.6403
20114050 | 1-1/4" GALV BUSHING | 2.7251 | 2.53 |  | 3.5426 | 3.289 | 3.5426
20112050 | 1-1/2" GALV BUSHING | 3.2757 | 2.65 |  | 4.2584 | 3.445 | 4.2584
20200050 | 2" GALV BUSHING | 4.3424 | 3.45 |  | 5.6451 | 4.485 | 5.6451
20212050 | 2-1/2" GALV BUSHING | 7.0995 | 6.77 |  | 9.2294 | 8.801 | 9.2294
20300050 | 3" GALV BUSHING | 8.6264 | 7.79 |  | 11.2143 | 10.127 | 11.2143
20400050 | 4" GALV BUSHING | 18.8985 | 18.51 |  | 24.568 | 24.063 | 24.568
20600050 | 6" GALV BUSHING | 45.5462 | 0 |  | 59.2101 | 0 | 59.2101
20018060 | 1/8" GALV CAP | 0.7389 | 0 |  | 0.96057 | 0 | 0.96057
20014060 | 1/4" GALV CAP | 1.1214 | 1.03 |  | 1.4578 | 1.339 | 1.4578
20038060 | 3/8" GALV CAP | 0.9919 | 0 |  | 1.2895 | 0 | 1.2895
20012060 | 1/2" GALV CAP | 1.1327 | 0.88 |  | 1.4725 | 1.144 | 1.4725
20034060 | 3/4" GALV CAP | 1.1914 | 1.24 |  | 1.5488 | 1.612 | 1.612
20100060 | 1" GALV CAP | 1.2956 | 1.4 |  | 1.6843 | 1.82 | 1.82
20114060 | 1-1/4" GALV CAP | 1.8856 | 2.03 |  | 2.4513 | 2.639 | 2.639
20112060 | 1-1/2" GALV CAP | 1.7713 | 0 |  | 2.3027 | 0 | 2.3027
20200060 | 2" GALV CAP | 3.5152 | 3.6 |  | 4.5698 | 4.68 | 4.68
20212060 | 2-1/2" GALV CAP | 8.6507 | 12.09 |  | 11.2459 | 15.717 | 15.717
20300060 | 3" GALV CAP | 10.1214 | 0 |  | 13.1578 | 0 | 13.1578
20400060 | 4" GALV CAP | 19.2509 | 0 |  | 25.0262 | 0 | 25.0262
20018070 | 1/8" GALV COUPLING | 0.8299 | 0 |  | 1.0789 | 0 | 1.0789
20014070 | 1/4" GALV COUPLING | 1.2612 | 1.24 |  | 1.6396 | 1.612 | 1.6396
20038070 | 3/8" GALV COUPLING | 1.4139 | 1.48 |  | 1.8381 | 1.924 | 1.924
20012070 | 1/2" GALV COUPLING | 1.191 | 1.2 |  | 1.5483 | 1.56 | 1.56
20034070 | 3/4" GALV COUPLING | 1.7591 | 1.23 |  | 2.2868 | 1.599 | 2.2868
20100070 | 1" GALV COUPLING | 2.0516 | 1.87 |  | 2.6671 | 2.431 | 2.6671
20114070 | 1-1/4" GALV COUPLING | 2.7196 | 2.92 |  | 3.5355 | 3.796 | 3.796
20112070 | 1-1/2" GALV COUPLING | 2.5756 | 5.99 |  | 3.3483 | 7.787 | 7.787
20200070 | 2" GALV COUPLING | 5.0769 | 4.95 |  | 6.6 | 6.435 | 6.6
20212070 | 2-1/2" GALV COUPLING | 9.9593 | 13.93 |  | 12.9471 | 18.109 | 18.109
20300070 | 3" GALV COUPLING | 12.7125 | 0 |  | 16.5263 | 0 | 16.5263
20400070 | 4" GALV COUPLING | 16.1942 | 0 |  | 21.0525 | 0 | 21.0525
20600070 | 6" GALV COUPLING | 25.0504 | 0 |  | 32.5655 | 0 | 32.5655
20012071 | 1/2" GALV TELSCO COUPLING | 18.7108 | 23.22 |  | 24.324 | 30.186 | 30.186
20034071 | 3/4" GALV TELSCO COUPLING | 7.6923 | 0 |  | 10 | 0 | 10
20100071 | 1" GALV TELSCO COUPLING | 12.6499 | 19.34 |  | 16.4449 | 25.142 | 25.142
20114071 | 1-1/4" GALV TELSCO COUPLING | 31.407 | 35.14 |  | 40.8291 | 45.682 | 45.682
20112071 | 1-1/2" GALV TELSCO COUPLING | 32.4137 | 36.45 |  | 42.1378 | 47.385 | 47.385
20200071 | 2" GALV TELSCO COUPLING | 22.3815 | 46.72 |  | 29.0959 | 60.736 | 60.736
20018080 | 1/8" GALV CROSS | 3.4008 | 0 |  | 4.421 | 0 | 4.421
20014080 | 1/4" GALV CROSS | 4.666 | 0 |  | 6.0658 | 0 | 6.0658
20038080 | 3/8" GALV CROSS | 3.4008 | 0 |  | 4.421 | 0 | 4.421
20012080 | 1/2" GALV CROSS | 3.5931 | 0 |  | 4.671 | 0 | 4.671
20034080 | 3/4" GALV CROSS | 5.6565 | 5.17 |  | 7.3535 | 6.721 | 7.3535
20100080 | 1" GALV CROSS | 6.7004 | 7.1275 |  | 8.7105 | 9.2658 | 9.2658
20114080 | 1-1/4" GALV CROSS | 8.0972 | 0 |  | 10.5264 | 0 | 10.5264
20112080 | 1-1/2" GALV CROSS | 10.6983 | 0 |  | 13.9078 | 0 | 13.9078
20200080 | 2" GALV CROSS | 35.9295 | 29.9 |  | 46.7083 | 38.87 | 46.7083
20212080 | 2-1/2" GALV CROSS | 0 | 0 |  | 0 | 0 | 0
20300080 | 3" GALV CROSS | 0 | 0 |  | 0 | 0 | 0
20400080 | 4" GALV CROSS | 0 | 0 |  | 0 | 0 | 0
20018045 | 1/8" GALV 45 ELBOW | 0.7692 | 0 |  | 0.99996 | 0 | 0.99996
20014045 | 1/4" GALV 45 ELBOW | 1.2571 | 1.48 |  | 1.6342 | 1.924 | 1.924
20038045 | 3/8" GALV 45 ELBOW | 1.0121 | 0 |  | 1.3157 | 0 | 1.3157
20012045 | 1/2" GALV 45 ELBOW | 1.2348 | 0 |  | 1.6052 | 0 | 1.6052
20034045 | 3/4" GALV 45 ELBOW | 1.8894 | 1.84 |  | 2.4562 | 2.392 | 2.4562
20100045 | 1" GALV 45 ELBOW | 2.1198 | 1.95 |  | 2.7557 | 2.535 | 2.7557
20114045 | 1-1/4" GALV 45 ELBOW | 2.2469 | 0 |  | 2.921 | 0 | 2.921
20112045 | 1-1/2" GALV 45 ELBOW | 3.8955 | 4.8 |  | 5.0642 | 6.24 | 6.24
20200045 | 2" GALV 45 ELBOW | 6.5576 | 6.83 |  | 8.5249 | 8.879 | 8.879
20212045 | 2-1/2" GALV 45 ELBOW | 16.594 | 24.95 |  | 21.5722 | 32.435 | 32.435
20300045 | 3" GALV 45 ELBOW | 16.7307 | 0 |  | 21.7499 | 0 | 21.7499
20400045 | 4" GALV 45 ELBOW | 45.7967 | 54.87 |  | 59.5357 | 71.331 | 71.331
20018090 | 1/8" GALV 90 ELBOW | 0.4757 | 0 |  | 0.61841 | 0 | 0.61841
20014090 | 1/4" GALV 90 ELBOW | 0.1113 | 0 |  | 0.14469 | 0 | 0.14469
20038090 | 3/8" GALV 90 ELBOW | 0.961 | 1.1 |  | 1.2493 | 1.43 | 1.43
20012090 | 1/2" GALV 90 ELBOW | 0.4592 | 0.84 |  | 0.59696 | 1.092 | 1.092
20034090 | 3/4" GALV 90 ELBOW | 1.3013 | 1.27 |  | 1.6917 | 1.651 | 1.6917
20100090 | 1" GALV 90 ELBOW | 2.2671 | 1.79 |  | 2.9472 | 2.327 | 2.9472
20114090 | 1-1/4" GALV 90 ELBOW | 3.6417 | 2.53 |  | 4.7342 | 3.289 | 4.7342
20112090 | 1-1/2" GALV 90 ELBOW | 5.2287 | 7.49 |  | 6.7973 | 9.737 | 9.737
20200090 | 2" GALV 90 ELBOW | 7.0532 | 6.93 |  | 9.1692 | 9.009 | 9.1692
20212090 | 2-1/2" GALV 90 ELBOW | 22.2265 | 17.27 |  | 28.8945 | 22.451 | 28.8945
20300090 | 3" GALV 90 ELBOW | 32.17 | 26.21 |  | 41.821 | 34.073 | 41.821
20400090 | 4" GALV 90 ELBOW | 48.955 | 45.37 |  | 63.6415 | 58.981 | 63.6415
20600090 | 6" GALV 90 ELBOW | 1.2651 | 0 |  | 1.6446 | 0 | 1.6446
20012180 | 1/2" GALV 180 ELBOW | 3.9979 | 0 |  | 5.1973 | 0 | 5.1973
20034180 | 3/4" GALV 180 ELBOW | 13.2924 | 15.63 |  | 17.2801 | 20.319 | 20.319
20100180 | 1" GALV 180 ELBOW | 19.4536 | 22.91 |  | 25.2897 | 29.783 | 29.783
20112180 | 1-1/2" GALV 180 ELBOW | 20.0403 | 0 |  | 26.0524 | 0 | 26.0524
20200180 | 2" GALV 180 ELBOW | 67.6791 | 63.5 |  | 87.9828 | 82.55 | 87.9828
20014091 | 1/4" GALV RED 90 ELBOW | 0 | 0 |  | 0 | 0 | 0
20038091 | 3/8" GALV RED 90 ELBOW | 0.8805 | 0 |  | 1.1446 | 0 | 1.1446
20012091 | 1/2" GALV RED 90 ELBOW | 1.17 | 0 |  | 1.521 | 0 | 1.521
20034091 | 3/4" GALV RED 90 ELBOW | 1.4373 | 0 |  | 1.8685 | 0 | 1.8685
20100091 | 1" GALV RED 90 ELBOW | 2.3917 | 2.03 |  | 3.1092 | 2.639 | 3.1092
20114091 | 1-1/4" GALV RED 90 ELBOW | 5.4396 | 3.66 |  | 7.0715 | 4.758 | 7.0715
20112091 | 1-1/2" GALV RED 90 ELBOW | 4.0789 | 0 |  | 5.3026 | 0 | 5.3026
20200091 | 2" GALV RED 90 ELBOW | 10.1214 | 0 |  | 13.1578 | 0 | 13.1578
20212091 | 2-1/2" GALV RED 90 ELBOW | 19.5647 | 0 |  | 25.4341 | 0 | 25.4341
20400091 | 4" GALV RED 90 ELBOW | 0 | 0 |  | 0 | 0 | 0
20018095 | 1/8" GALV STREET 90 ELBOW | 1.5992 | 0 |  | 2.079 | 0 | 2.079
20014095 | 1/4" GALV STREET 90 ELBOW | 1.482 | 1.51 |  | 1.9266 | 1.963 | 1.963
20038095 | 3/8" GALV STREET 90 ELBOW | 1.5658 | 1.51 |  | 2.0355 | 1.963 | 2.0355
20012095 | 1/2" GALV STREET 90 ELBOW | 1.7512 | 0.97 |  | 2.2766 | 1.261 | 2.2766
20034095 | 3/4" GALV STREET 90 ELBOW | 1.8812 | 1.62 |  | 2.4456 | 2.106 | 2.4456
20100095 | 1" GALV STREET 90 ELBOW | 2.4662 | 2.37 |  | 3.2061 | 3.081 | 3.2061
20114095 | 1-1/4" STREET GALV 90 ELBOW | 3.5708 | 3.71 |  | 4.642 | 4.823 | 4.823
20112095 | 1-1/2" STREET GALV 90 ELBOW | 4.1758 | 3.95 |  | 5.4285 | 5.135 | 5.4285
20200095 | 2" GALV STREET 90 ELBOW | 8.9458 | 7.92 |  | 11.6295 | 10.296 | 11.6295
20212095 | 2-1/2" GALV STREET 90 ELBOW | 13.9676 | 0 |  | 18.1579 | 0 | 18.1579
20300095 | 3" GALV STREET 90 ELBOW | 27.8338 | 0 |  | 36.1839 | 0 | 36.1839
20400095 | 4" GALV STREET 90 ELBOW | 63 | 57.64 |  | 81.9 | 74.932 | 81.9
20018120 | 1/8 x CL GALV NIPPLE | 0.3846 | 0 |  | 0.49998 | 0 | 0.49998
20018121 | 1/8 x 1 1/2 GALV NIPPLE | 0.5263 | 0 |  | 0.68419 | 0 | 0.68419
20018122 | 1/8 x 2 GALV NIPPLE | 0.4555 | 0 |  | 0.59215 | 0 | 0.59215
20018123 | 1/8 x 2 1/2 GALV NIPPLE | 0.3442 | 0 |  | 0.44746 | 0 | 0.44746
20018124 | 1/8 x 3 GALV NIPPLE | 0.6478 | 0 |  | 0.84214 | 0 | 0.84214
20018125 | 1/8 x 3 1/2 GALV NIPPLE | 0.6579 | 0 |  | 0.85527 | 0 | 0.85527
20018126 | 1/8 x 4 GALV NIPPLE | 0.3543 | 0 |  | 0.46059 | 0 | 0.46059
20018127 | 1/8 x 4 1/2 GALV NIPPLE | 0.4049 | 0 |  | 0.52637 | 0 | 0.52637
20018128 | 1/8 x 5 GALV NIPPLE | 0.6579 | 0 |  | 0.85527 | 0 | 0.85527
20018129 | 1/8 x 5 1/2 GALV NIPPLE | 1.0121 | 0 |  | 1.3157 | 0 | 1.3157
20018130 | 1/8 x 6 GALV NIPPLE | 1.1842 | 0 |  | 1.5395 | 0 | 1.5395
20018132 | 1/8 x 8 GALV NIPPLE | 0 | 0 |  | 0 | 0 | 0
20014120 | 1/4 x CL GALV NIPPLE | 0.6067 | 0.48 |  | 0.78871 | 0.624 | 0.78871
20014121 | 1/4 x 1 1/2 GALV NIPPLE | 0.9176 | 0.56 |  | 1.1929 | 0.728 | 1.1929
20014122 | 1/4 x 2 GALV NIPPLE | 0.7218 | 0.56 |  | 0.93834 | 0.728 | 0.93834
20014124 | 1/4 x 3 GALV NIPPLE | 0.8866 | 0.72 |  | 1.1526 | 0.936 | 1.1526
20014126 | 1/4 x 4 GALV NIPPLE | 0.954 | 0.88 |  | 1.2402 | 1.144 | 1.2402
20014128 | 1/4 x 5 GALV NIPPLE | 1.3171 | 1.19 |  | 1.7122 | 1.547 | 1.7122
20014130 | 1/4 x 6 GALV NIPPLE | 1.4865 | 1.33 |  | 1.9325 | 1.729 | 1.9325
20038122 | 3/8 x 2 GALV NIPPLE | 0.7462 | 0.6 |  | 0.97006 | 0.78 | 0.97006
20038123 | 3/8 x 2 1/2 GALV NIPPLE | 0.5422 | 0.8 |  | 0.70486 | 1.04 | 1.04
20038124 | 3/8 x 3 GALV NIPPLE | 0.862 | 0.8 |  | 1.1206 | 1.04 | 1.1206
20038125 | 3/8 x 3 1/2 GALV NIPPLE | 0.9503 | 0.95 |  | 1.2354 | 1.235 | 1.2354
20038126 | 3/8 x 4 GALV NIPPLE | 0.8623 | 0.95 |  | 1.121 | 1.235 | 1.235
20038127 | 3/8 x 4 1/2 GALV NIPPLE | 1.4574 | 0 |  | 1.8946 | 0 | 1.8946
20038128 | 3/8 x 5 GALV NIPPLE | 0.172 | 0 |  | 0.2236 | 0 | 0.2236
20038129 | 3/8 x 5 1/2 GALV NIPPLE | 1.7004 | 0 |  | 2.2105 | 0 | 2.2105
20038130 | 3/8 x 6 GALV NIPPLE | 1.2651 | 0 |  | 1.6446 | 0 | 1.6446
20012120 | 1/2" x CL GALV NIPPLE | 0.649 | 0.64 |  | 0.8437 | 0.832 | 0.8437
20012121 | 1/2 x 1 1/2 GALV NIPPLE | 0.7057 | 0.68 |  | 0.91741 | 0.884 | 0.91741
20012122 | 1/2 x 2 GALV NIPPLE | 0.7596 | 0.96 |  | 0.98748 | 1.248 | 1.248
20012123 | 1/2 x 2 1/2 GALV NIPPLE | 0.8472 | 1.26 |  | 1.1014 | 1.638 | 1.638
20012124 | 1/2 x 3 GALV NIPPLE | 0.7338 | 0.84 |  | 0.95394 | 1.092 | 1.092
20012125 | 1/2 x 3 1/2 GALV NIPPLE | 0.8108 | 0.98 |  | 1.054 | 1.274 | 1.274
20012126 | 1/2 x 4 GALV NIPPLE | 0.7821 | 1 |  | 1.0167 | 1.3 | 1.3
20012127 | 1/2 x 4 1/2 GALV NIPPLE | 1.0787 | 1.24 |  | 1.4023 | 1.612 | 1.612
20012128 | 1/2 x 5 GALV NIPPLE | 0.8703 | 1.16 |  | 1.1314 | 1.508 | 1.508
20012129 | 1/2 x 5 1/2 GALV NIPPLE | 0.9742 | 1.4 |  | 1.2665 | 1.82 | 1.82
20012130 | 1/2 x 6 GALV NIPPLE | 1.2786 | 1.32 |  | 1.6622 | 1.716 | 1.716
20034120 | 3/4 x CL GALV NIPPLE | 0.8856 | 0.83 |  | 1.1513 | 1.079 | 1.1513
20034121 | 3/4 x 1 1/2 GALV NIPPLE | 0.9996 | 0.9 |  | 1.2995 | 1.17 | 1.2995
20034122 | 3/4 x 2 GALV NIPPLE | 0.8705 | 0.91 |  | 1.1317 | 1.183 | 1.183
20034123 | 3/4 x 2 1/2 GALV NIPPLE | 0.9078 | 0.95 |  | 1.1801 | 1.235 | 1.235
20034124 | 3/4 x 3 GALV NIPPLE | 0.8606 | 0.98 |  | 1.1188 | 1.274 | 1.274
20034125 | 3/4 x 3 1/2 GALV NIPPLE | 1.2116 | 1.28 |  | 1.5751 | 1.664 | 1.664
20034126 | 3/4 x 4 GALV NIPPLE | 1.229 | 1.28 |  | 1.5977 | 1.664 | 1.664
20034127 | 3/4 x 4 1/2 GALV NIPPLE | 1.3777 | 1.52 |  | 1.791 | 1.976 | 1.976
20034128 | 3/4 x 5 GALV NIPPLE | 1.225 | 1.52 |  | 1.5925 | 1.976 | 1.976
20034129 | 3/4 x 5 1/2 GALV NIPPLE | 1.6247 | 1.82 |  | 2.1121 | 2.366 | 2.366
20034130 | 3/4 x 6 GALV NIPPLE | 1.6799 | 1.82 |  | 2.1839 | 2.366 | 2.366
20034132 | 3/4 x 8 GALV NIPPLE | 2.8855 | 2.6 |  | 3.7511 | 3.38 | 3.7511
20034133 | 3/4 x 10 GALV NIPPLE | 3.2985 | 2.73 |  | 4.2881 | 3.549 | 4.2881
20034134 | 3/4 x 12 GALV NIPPLE | 4.3694 | 3.92 |  | 5.6802 | 5.096 | 5.6802
20034135 | 3/4 x 18 GALV NIPPLE | 6.2412 | 6.39 |  | 8.1136 | 8.307 | 8.307
20100120 | 1 x CL GALV NIPPLE | 1.2013 | 1.12 |  | 1.5617 | 1.456 | 1.5617
20100122 | 1 x 2 GALV NIPPLE | 1.2724 | 1.32 |  | 1.6541 | 1.716 | 1.716
20100123 | 1 x 2 1/2 GALV NIPPLE | 1.2773 | 1.43 |  | 1.6605 | 1.859 | 1.859
20100124 | 1 x 3 GALV NIPPLE | 1.0278 | 0.97 |  | 1.3361 | 1.261 | 1.3361
20100125 | 1 x 3 1/2 GALV NIPPLE | 1.2571 | 1.08 |  | 1.6342 | 1.404 | 1.6342
20100126 | 1 x 4 GALV NIPPLE | 1.361 | 1.79 |  | 1.7693 | 2.327 | 2.327
20100127 | 1 x 4 1/2 GALV NIPPLE | 1.5095 | 1.32 |  | 1.9624 | 1.716 | 1.9624
20100128 | 1 x 5 GALV NIPPLE | 1.6297 | 2.11 |  | 2.1186 | 2.743 | 2.743
20100129 | 1 x 5 1/2 GALV NIPPLE | 2.0006 | 2.39 |  | 2.6008 | 3.107 | 3.107
20100130 | 1 x 6 GALV NIPPLE | 2.0798 | 2.11 |  | 2.7037 | 2.743 | 2.743
20100132 | 1 x 8 GALV NIPPLE | 3.1955 | 3.99 |  | 4.1542 | 5.187 | 5.187
20100133 | 1 x 10 GALV NIPPLE | 3.4941 | 2.85 |  | 4.5423 | 3.705 | 4.5423
20100134 | 1 x 12 GALV NIPPLE | 5.0369 | 3.69 |  | 6.548 | 4.797 | 6.548
20100135 | 1 x 18 GALV NIPPLE | 7.5587 | 8.24 |  | 9.8263 | 10.712 | 10.712
20114120 | 1 1/4 x CL GALV NIPPLE | 1.2004 | 0.95 |  | 1.5605 | 1.235 | 1.5605
20114122 | 1 1/4 x 2 GALV NIPPLE | 1.2796 | 1.01 |  | 1.6635 | 1.313 | 1.6635
20114123 | 1 1/4 x 2 1/2 GALV NIPPLE | 1.568 | 1.78 |  | 2.0384 | 2.314 | 2.314
20114124 | 1 1/4 x 3 GALV NIPPLE | 1.3957 | 1.77 |  | 1.8144 | 2.301 | 2.301
20114125 | 1 1/4 x 3 1/2 GALV NIPPLE | 1.8088 | 2.11 |  | 2.3514 | 2.743 | 2.743
20114126 | 1 1/4 x 4 GALV NIPPLE | 1.8916 | 2.43 |  | 2.4591 | 3.159 | 3.159
20114127 | 1 1/4 x 4 1/2 GALV NIPPLE | 2.0078 | 2.6 |  | 2.6101 | 3.38 | 3.38
20114128 | 1 1/4 x 5 GALV NIPPLE | 2.5485 | 2.6 |  | 3.3131 | 3.38 | 3.38
20114129 | 1 1/4 x 5 1/2 GALV NIPPLE | 1.6093 | 0 |  | 2.0921 | 0 | 2.0921
20114130 | 1 1/4 x 6 GALV NIPPLE | 2.4999 | 3.03 |  | 3.2499 | 3.939 | 3.939
20114132 | 1 1/4 x 8 GALV NIPPLE | 4.2559 | 4.9 |  | 5.5327 | 6.37 | 6.37
20114133 | 1 1/4 x 10 GALV NIPPLE | 4.9411 | 5.83 |  | 6.4234 | 7.579 | 7.579
20114134 | 1 1/4 x 12 GALV NIPPLE | 6.2875 | 6.97 |  | 8.1738 | 9.061 | 9.061
20114135 | 1 1/4 x 18 GALV NIPPLE | 6.2347 | 0 |  | 8.1051 | 0 | 8.1051
20112120 | 1 1/2 x CL GALV NIPPLE | 1.428 | 1.65 |  | 1.8564 | 2.145 | 2.145
20112122 | 1 1/2 x 2 GALV NIPPLE | 1.3697 | 1.89 |  | 1.7806 | 2.457 | 2.457
20112123 | 1 1/2 x 2 1/2 GALV NIPPLE | 1.4984 | 1.52 |  | 1.9479 | 1.976 | 1.976
20112124 | 1 1/2 x 3 GALV NIPPLE | 1.611 | 2.11 |  | 2.0943 | 2.743 | 2.743
20112125 | 1 1/2 x 3 1/2 GALV NIPPLE | 2.8673 | 3.08 |  | 3.7275 | 4.004 | 4.004
20112126 | 1 1/2 x 4 GALV NIPPLE | 1.7802 | 2.67 |  | 2.3143 | 3.471 | 3.471
20112127 | 1 1/2 x 4 1/2 GALV NIPPLE | 2.5685 | 3.37 |  | 3.339 | 4.381 | 4.381
20112128 | 1 1/2 x 5 GALV NIPPLE | 3.1261 | 3.37 |  | 4.0639 | 4.381 | 4.381
20112129 | 1 1/2 x 5 1/2 GALV NIPPLE | 2.6214 | 0 |  | 3.4078 | 0 | 3.4078
20112130 | 1 1/2 x 6 GALV NIPPLE | 3.5177 | 4.59 |  | 4.573 | 5.967 | 5.967
20112132 | 1 1/2 x 8 GALV NIPPLE | 3.8801 | 4.1283 |  | 5.0441 | 5.3668 | 5.3668
20112133 | 1 1/2 x 10 GALV NIPPLE | 4.6858 | 4.8117 |  | 6.0915 | 6.2552 | 6.2552
20112134 | 1 1/2 x 12 GALV NIPPLE | 6.9315 | 7.48 |  | 9.0109 | 9.724 | 9.724
20200120 | 2 x CL GALV NIPPLE | 2.6823 | 1.97 |  | 3.487 | 2.561 | 3.487
20200123 | 2 x 2 1/2 GALV NIPPLE | 2.5189 | 2.02 |  | 3.2746 | 2.626 | 3.2746
20200124 | 2 x 3 GALV NIPPLE | 2.5411 | 2.79 |  | 3.3034 | 3.627 | 3.627
20200125 | 2 x 3 1/2 GALV NIPPLE | 3.2511 | 3.39 |  | 4.2264 | 4.407 | 4.407
20200126 | 2 x 4 GALV NIPPLE | 3.3688 | 3.4 |  | 4.3794 | 4.42 | 4.42
20200127 | 2 x 4 1/2 GALV NIPPLE | 3.959 | 3.88 |  | 5.1467 | 5.044 | 5.1467
20200128 | 2 x 5 GALV NIPPLE | 4.1076 | 4.32 |  | 5.3399 | 5.616 | 5.616
20200129 | 2 x 5 1/2 GALV NIPPLE | 4.5653 | 3.63 |  | 5.9349 | 4.719 | 5.9349
20200130 | 2 x 6 GALV NIPPLE | 4.2518 | 3.75 |  | 5.5273 | 4.875 | 5.5273
20200132 | 2 x 8 GALV NIPPLE | 7.3694 | 5.83 |  | 9.5802 | 7.579 | 9.5802
20200133 | 2 x 10 GALV NIPPLE | 7.5904 | 6.59 |  | 9.8675 | 8.567 | 9.8675
20200134 | 2 x 12 GALV NIPPLE | 12.6145 | 14.95 |  | 16.3988 | 19.435 | 19.435
20212120 | 2 1/2 x CL GALV NIPPLE | 6.1317 | 8.64 |  | 7.9712 | 11.232 | 11.232
20212123 | 2 1/2 x 2 1/2 GALV NIPPLE | 5.5835 | 11.08 |  | 7.2586 | 14.404 | 14.404
20212124 | 2 1/2 x 3 GALV NIPPLE | 7.2563 | 5.52 |  | 9.4332 | 7.176 | 9.4332
20212125 | 2 1/2 x 3 1/2 GALV NIPPLE | 9.5022 | 6.42 |  | 12.3529 | 8.346 | 12.3529
20212126 | 2 1/2 x 4 GALV NIPPLE | 7.0923 | 6.52 |  | 9.22 | 8.476 | 9.22
20212127 | 2 1/2 x 4 1/2 GALV NIPPLE | 7.4225 | 7.15 |  | 9.6493 | 9.295 | 9.6493
20212128 | 2 1/2 x 5 GALV NIPPLE | 7.7645 | 7.27 |  | 10.0938 | 9.451 | 10.0938
20212130 | 2 1/2 x 6 GALV NIPPLE | 10.4181 | 10.89 |  | 13.5435 | 14.157 | 14.157
20212132 | 2 1/2 x 8 GALV NIPPLE | 11.175 | 10.31 |  | 14.5275 | 13.403 | 14.5275
20212133 | 2 1/2 x 10 GALV NIPPLE | 12.735 | 11.75 |  | 16.5555 | 15.275 | 16.5555
20212134 | 2 1/2 x 12 GALV NIPPLE | 17.617 | 17.88 |  | 22.9021 | 23.244 | 23.244
20300120 | 3 x CL GALV NIPPLE | 8.5506 | 9.08 |  | 11.1158 | 11.804 | 11.804
20300124 | 3 x 3 GALV NIPPLE | 11.0868 | 14.05 |  | 14.4128 | 18.265 | 18.265
20300125 | 3 x 3 1/2 GALV NIPPLE | 9.273 | 14.35 |  | 12.0549 | 18.655 | 18.655
20300126 | 3 x 4 GALV NIPPLE | 13.9925 | 14.74 |  | 18.1902 | 19.162 | 19.162
20300127 | 3 x 4 1/2 GALV NIPPLE | 16.24 | 15.05 |  | 21.112 | 19.565 | 21.112
20300128 | 3 x 5 GALV NIPPLE | 14.7138 | 15.19 |  | 19.1279 | 19.747 | 19.747
20300129 | 3 x 5 1/2 GALV NIPPLE | 16.5634 | 15.35 |  | 21.5324 | 19.955 | 21.5324
20300130 | 3 x 6 GALV NIPPLE | 16.0178 | 15.75 |  | 20.8231 | 20.475 | 20.8231
20300132 | 3 x 8 GALV NIPPLE | 14.1193 | 0 |  | 18.3551 | 0 | 18.3551
20300134 | 3 x 12 GALV NIPPLE | 17.7098 | 23.11 |  | 23.0227 | 30.043 | 30.043
20300136 | 3 x 24 GALV NIPPLE | 14.935 | 0 |  | 19.4155 | 0 | 19.4155
20400120 | 4 x CL GALV NIPPLE | 9.4373 | 11.68 |  | 12.2685 | 15.184 | 15.184
20400126 | 4 x 4 GALV NIPPLE | 10.425 | 0 |  | 13.5525 | 0 | 13.5525
20400127 | 4 x 4 1/2 GALV NIPPLE | 0 | 0 |  | 0 | 0 | 0
20400128 | 4 x 5 GALV NIPPLE | 19.165 | 17.76 |  | 24.9145 | 23.088 | 24.9145
20400129 | 4 x 5 1/2 GALV NIPPLE | 0 | 0 |  | 0 | 0 | 0
20400130 | 4 x 6 GALV NIPPLE | 21.18 | 19.63 |  | 27.534 | 25.519 | 27.534
20400134 | 4 x 12 GALV NIPPLE | 36.432 | 21.73 |  | 47.3616 | 28.249 | 47.3616
20012140 | 1/2" GALVANIZED PIPE | 0.8643 | 0.7973 |  | 1.1236 | 1.0365 | 1.1236
20034140 | 3/4" GALVANIZED PIPE | 1.0002 | 0.9605 |  | 1.3003 | 1.2487 | 1.3003
20100140 | 1" GALVANIZED PIPE | 1.4243 | 1.32 |  | 1.8516 | 1.716 | 1.8516
20114140 | 1-1/4" GALVANIZED PIPE | 1.9281 | 1.77 |  | 2.5065 | 2.301 | 2.5065
20112140 | 1-1/2" GALVANIZED PIPE | 2.5664 | 2.15 |  | 3.3363 | 2.795 | 3.3363
20200140 | 2" GALVANIZED PIPE | 3.2073 | 2.95 |  | 4.1695 | 3.835 | 4.1695
20212140 | 2-1/2" GALVANIZED PIPE | 5.5568 | 3.6229 |  | 7.2238 | 4.7098 | 7.2238
20300140 | 3" GALVANIZED PIPE | 7.4767 | 6.95 |  | 9.7197 | 9.035 | 9.7197
20400140 | 4" GALVANIZED PIPE | 10.0696 | 8.25 |  | 13.0905 | 10.725 | 13.0905
20600140 | 6" GALVANIZED PIPE | 19.7563 | 18.5 |  | 25.6832 | 24.05 | 25.6832
20800140 | 8" GALVANIZED PIPE | 26.69 | 0 |  | 34.697 | 0 | 34.697
20018150 | 1/8" GALV PLUG | 0.8705 | 0 |  | 1.1317 | 0 | 1.1317
20014150 | 1/4" GALV PLUG | 0.6603 | 0.25 |  | 0.85839 | 0.325 | 0.85839
20038150 | 3/8" GALV PLUG | 0.8705 | 0 |  | 1.1317 | 0 | 1.1317
20012150 | 1/2" GALV PLUG | 1.0485 | 1.14 |  | 1.3631 | 1.482 | 1.482
20034150 | 3/4" GALV PLUG | 1.1687 | 1.16 |  | 1.5193 | 1.508 | 1.5193
20100150 | 1" GALV PLUG | 1.4464 | 1.42 |  | 1.8803 | 1.846 | 1.8803
20114150 | 1-1/4" GALV PLUG | 1.8065 | 2.06 |  | 2.3485 | 2.678 | 2.678
20112150 | 1-1/2" GALV PLUG | 2.3768 | 2.336 |  | 3.0898 | 3.0368 | 3.0898
20200150 | 2" GALV PLUG | 4.0814 | 4.78 |  | 5.3058 | 6.214 | 6.214
20212150 | 2-1/2" GALV PLUG | 5.6369 | 5.96 |  | 7.328 | 7.748 | 7.748
20300150 | 3" GALV PLUG | 7.5404 | 0 |  | 9.8025 | 0 | 9.8025
20400150 | 4" GALV PLUG | 16.1638 | 0 |  | 21.0129 | 0 | 21.0129
20600150 | 6" GALV PLUG | 56.3405 | 61.52 |  | 73.2426 | 79.976 | 79.976
20018190 | 1/8" GALV TEE | 0.7085 | 0 |  | 0.92105 | 0 | 0.92105
20014190 | 1/4" GALV TEE | 1.446 | 2.36 |  | 1.8798 | 3.068 | 3.068
20038190 | 3/8" GALV TEE | 0.9086 | 1.43 |  | 1.1812 | 1.859 | 1.859
20012190 | 1/2" GALV TEE | 0.9635 | 1.55 |  | 1.2526 | 2.015 | 2.015
20034190 | 3/4" GALV TEE | 1.9357 | 1.8 |  | 2.5164 | 2.34 | 2.5164
20100190 | 1" GALV TEE | 2.9624 | 2.81 |  | 3.8511 | 3.653 | 3.8511
20114190 | 1-1/4" GALV TEE | 4.8087 | 4.79 |  | 6.2513 | 6.227 | 6.2513
20112190 | 1-1/2" GALV TEE | 5.5252 | 6.91 |  | 7.1828 | 8.983 | 8.983
20200190 | 2" GALV TEE | 9.408 | 7.67 |  | 12.2304 | 9.971 | 12.2304
20212190 | 2-1/2" GALV TEE | 21.8653 | 19.85 |  | 28.4249 | 25.805 | 28.4249
20300190 | 3" GALV TEE | 24.7802 | 30.56 |  | 32.2143 | 39.728 | 39.728
20400190 | 4" GALV TEE | 76.9966 | 68.5 |  | 100.0956 | 89.05 | 100.0956
20600190 | 6" GALV TEE | 213.95 | 197.19 |  | 278.135 | 256.347 | 278.135
20012195 | 1/2" GALV BULL HEAD TEE | 3.0567 | 0 |  | 3.9737 | 0 | 3.9737
20034195 | 3/4" GALV BULL HEAD TEE | 4.3766 | 4 |  | 5.6896 | 5.2 | 5.6896
20100195 | 1" GALV BULL HEAD TEE | 6.4237 | 6.37 |  | 8.3508 | 8.281 | 8.3508
20012191 | 1/2" GALV REDUCING TEE | 2.6645 | 2.47 |  | 3.4638 | 3.211 | 3.4638
20034191 | 3/4" GALV REDUCING TEE | 3.006 | 0 |  | 3.9078 | 0 | 3.9078
20100191 | 1" GALV REDUCING TEE | 3.2593 | 3.32 |  | 4.2371 | 4.316 | 4.316
20114191 | 1-1/4" GALV REDUCING TEE | 5.8219 | 5.12 |  | 7.5685 | 6.656 | 7.5685
20112191 | 1-1/2" GALV REDUCING TEE | 3.2287 | 0 |  | 4.1973 | 0 | 4.1973
20200191 | 2" GALV REDUCING TEE | 9.2309 | 8.03 |  | 12.0002 | 10.439 | 12.0002
20212191 | 2-1/2" GALV REDUCING TEE | 16.093 | 0 |  | 20.9209 | 0 | 20.9209
20300191 | 3" GALV REDUCING TEE | 21.63 | 0 |  | 28.119 | 0 | 28.119
20400191 | 4" GALV REDUCING TEE | 39.3115 | 0 |  | 51.105 | 0 | 51.105
20018200 | 1/8" GALV UNION | 4.4534 | 0 |  | 5.7894 | 0 | 5.7894
20014200 | 1/4" GALV UNION | 3.0196 | 4.95 |  | 3.9255 | 6.435 | 6.435
20038200 | 3/8" GALV UNION | 3.1211 | 3.3 |  | 4.0574 | 4.29 | 4.29
20012200 | 1/2" GALV UNION | 2.1956 | 3.9 |  | 2.8543 | 5.07 | 5.07
20034200 | 3/4" GALV UNION | 3.6639 | 0 |  | 4.7631 | 0 | 4.7631
20100200 | 1" GALV UNION | 5.797 | 5.27 |  | 7.5361 | 6.851 | 7.5361
20114200 | 1-1/4" GALV UNION | 7.9374 | 6.67 |  | 10.3186 | 8.671 | 10.3186
20112200 | 1-1/2" GALV UNION | 9.7638 | 9.25 |  | 12.6929 | 12.025 | 12.6929
20200200 | 2" GALV UNION | 14.2117 | 15.17 |  | 18.4752 | 19.721 | 19.721
20212200 | 2-1/2" GALV UNION | 19.3317 | 34.03 |  | 25.1312 | 44.239 | 44.239
20300200 | 3" GALV UNION | 36.5079 | 51.8 |  | 47.4603 | 67.34 | 67.34
20400200 | 4" GALV UNION | 123.3365 | 114.86 |  | 160.3375 | 149.318 | 160.3375
30300024 | 3" FLG x MJ ADAPTOR | 73.9671 | 0 |  | 96.1572 | 0 | 96.1572
30400024 | 4" FLG x MJ ADAPTOR | 45.715 | 43.31 |  | 59.4295 | 56.303 | 59.4295
30600024 | 6" FLG x MJ ADAPTOR | 56.11 | 52 |  | 72.943 | 67.6 | 72.943
30800024 | 8" FLG x MJ ADAPTOR | 80.06 | 74.2 |  | 104.078 | 96.46 | 104.078
31000024 | 10" FLG x MJ ADAPTOR | 126.99 | 117.04 |  | 165.087 | 152.152 | 165.087
31200024 | 12" FLG x MJ ADAPTOR | 184.93 | 171.39 |  | 240.409 | 222.807 | 240.409
30300063 | 3" CAP, MJ SOLID CAP | 0 | 0 |  | 0 | 0 | 0
30400063 | 4" MJ SOLID CAP | 19.9383 | 15.29 |  | 25.9198 | 19.877 | 25.9198
30600063 | 6" MJ SOLID CAP | 33.04 | 25.85 |  | 42.952 | 33.605 | 42.952
30800063 | 8" MJ SOLID CAP | 41.1504 | 43.52 |  | 53.4955 | 56.576 | 56.576
31000063 | 10" MJ SOLID CAP | 50.02 | 46.1 |  | 65.026 | 59.93 | 65.026
31200063 | 12" MJ SOLID CAP | 75.0336 | 66.66 |  | 97.5437 | 86.658 | 97.5437
30301192 | 3" MJ LONG BARREL | 0 | 0 |  | 0 | 0 | 0
30401192 | 4" MJ LONG BARREL | 37.35 | 34.84 |  | 48.555 | 45.292 | 48.555
30601192 | 6" MJ LONG BARREL | 60.6585 | 54.1 |  | 78.856 | 70.33 | 78.856
30801192 | 8" MJ LONG BARREL | 103.09 | 95.54 |  | 134.017 | 124.202 | 134.017
31001192 | 10" MJ LONG BARREL | 115.5052 | 0 |  | 150.1568 | 0 | 150.1568
31201192 | 12" MJ LONG BARREL | 136.7 | 125.99 |  | 177.71 | 163.787 | 177.71
30200078 | 2" AND 2-1/2" HYMAX COUPLINGS | 106.2925 | 98.51 |  | 138.1803 | 128.063 | 138.1803
30300078 | 3" HYMAX COUPLING | 131.772 | 126.6 |  | 171.3036 | 164.58 | 171.3036
30400078 | 4" HYMAX COUPLING | 182.8922 | 169.85 |  | 237.7599 | 220.805 | 237.7599
30600078 | 6" HYMAX COUPLING | 241.9968 | 223.61 |  | 314.5958 | 290.693 | 314.5958
30800078 | 8" HYMAX COUPLING | 263.385 | 242.75 |  | 342.4005 | 315.575 | 342.4005
31000078 | 10" HYMAX COUPLING | 281.8906 | 0 |  | 366.4578 | 0 | 366.4578
30200075 | 2" CPLG, UNIVRSAL SB or ROMAC | 37.2367 | 34.51 |  | 48.4077 | 44.863 | 48.4077
30212075 | 2-1/2" CPLG, UNIVRSAL SB or RO | 46.6482 | 34.51 |  | 60.6427 | 44.863 | 60.6427
30300075 | 3" CPLG, UNIVRSAL SB or ROMAC | 57.1359 | 56.6 |  | 74.2767 | 73.58 | 74.2767
30400075 | 4" CPLG, UNIVRSAL SB or ROMAC | 72.1581 | 61.53 |  | 93.8055 | 79.989 | 93.8055
30600075 | 6" CPLG, UNIVRSAL SB or ROMAC | 79.6958 | 0 |  | 103.6045 | 0 | 103.6045
30800075 | 8" CPLG, UNIVRSAL SB or ROMAC | 96.1633 | 0 |  | 125.0123 | 0 | 125.0123
31000075 | 10" CPLG, UNIVRSAL SB or ROMAC | 116.8109 | 0 |  | 151.8542 | 0 | 151.8542
31200075 | 12" CPLG, UNIVRSAL SB or ROMAC | 51.7709 | 0 |  | 67.3022 | 0 | 67.3022
30600081 | 6" CROSS, FLANGE CROSS | 245.8484 | 0 |  | 319.6029 | 0 | 319.6029
30800081 | 8" CROSS, FLANGE CROSS | 0 | 0 |  | 0 | 0 | 0
30400094 | 4" ELBOW, FLANGE 90 ELBOW DI | 51.194 | 0 |  | 66.5522 | 0 | 66.5522
30600094 | 6" ELBOW, FLANGE 90 ELBOW DI | 120.895 | 117.64 |  | 157.1635 | 152.932 | 157.1635
30800094 | 8" ELBOW, FLANGE 90 ELBOW DI | 174.9886 | 0 |  | 227.4852 | 0 | 227.4852
30600011 | 6" MJ 11-1/4 ELBOW | 43.21 | 40.05 |  | 56.173 | 52.065 | 56.173
30800011 | 8" MJ 11-1/4 ELBOW | 73.37 | 68 |  | 95.381 | 88.4 | 95.381
31000011 | 10" MJ 11-1/4 ELBOW | 116.3959 | 0 |  | 151.3147 | 0 | 151.3147
31200011 | 12" MJ 11-1/4 ELBOW | 0 | 0 |  | 0 | 0 | 0
30400022 | 4" MJ 22 1/2 ELBOW | 31.2611 | 26.13 |  | 40.6394 | 33.969 | 40.6394
30600022 | 6" MJ 22 1/2 ELBOW | 56.644 | 51.68 |  | 73.6372 | 67.184 | 73.6372
30800022 | 8" MJ 22 1/2 ELBOW | 78.732 | 72.52 |  | 102.3516 | 94.276 | 102.3516
31000022 | 10" MJ 22 1/2 ELBOW | 56.3862 | 0 |  | 73.3021 | 0 | 73.3021
31200022 | 12" MJ 22 1/2 ELBOW | 128.0355 | 0 |  | 166.4462 | 0 | 166.4462
30300045 | 3" MJ 45 ELBOW | 55.5563 | 0 |  | 72.2232 | 0 | 72.2232
30400045 | 4" MJ 45 ELBOW | 44.0924 | 38.68 |  | 57.3201 | 50.284 | 57.3201
30600045 | 6" MJ 45 ELBOW | 56.6381 | 54.18 |  | 73.6295 | 70.434 | 73.6295
30800045 | 8" MJ 45 ELBOW | 83.166 | 76.43 |  | 108.1158 | 99.359 | 108.1158
31000045 | 10" MJ 45 ELBOW | 103.35 | 95.78 |  | 134.355 | 124.514 | 134.355
31200045 | 12" MJ 45 ELBOW | 0 | 0 |  | 0 | 0 | 0
30300095 | 3" MJ 90 ELBOW | 38.1981 | 0 |  | 49.6575 | 0 | 49.6575
30400095 | 4" MJ 90 ELBOW | 47.1593 | 43.86 |  | 61.3071 | 57.018 | 61.3071
30600095 | 6" MJ 90 ELBOW | 60.7893 | 57.5 |  | 79.0261 | 74.75 | 79.0261
30800095 | 8" MJ 90 ELBOW | 102.03 | 94.56 |  | 132.639 | 122.928 | 132.639
31000095 | 10" MJ 90 ELBOW | 137.08 | 126.34 |  | 178.204 | 164.242 | 178.204
31200095 | 12" MJ 90 ELBOW | 264.8159 | 0 |  | 344.2607 | 0 | 344.2607
30400097 | 4" MJ x FLG 90 ELBOW | 53.8483 | 46.31 |  | 70.0028 | 60.203 | 70.0028
30600097 | 6" MJ x FLG 90 ELBOW | 80.58 | 74.68 |  | 104.754 | 97.084 | 104.754
30800097 | 8" MJ x FLG 90 ELBOW | 151.1325 | 0 |  | 196.4723 | 0 | 196.4723
30300030 | 3" FLG BOLT & GSKT KIT | 0 | 0 |  | 0 | 0 | 0
30400030 | 4" FLG BOLT & GSKT KIT | 6.2337 | 5.75 |  | 8.1038 | 7.475 | 8.1038
30600030 | 6" FLG BOLT & GSKT KIT | 13.23 | 12.26 |  | 17.199 | 15.938 | 17.199
30800030 | 8" FLG BOLT & GSKT KIT | 0 | 0 |  | 0 | 0 | 0
31000030 | 10" FLG BOLT & GSKT KIT | 17.0775 | 15.74 |  | 22.2008 | 20.462 | 22.2008
31200030 | 12" FLG BOLT & GSKT KIT | 23.6625 | 21.93 |  | 30.7613 | 28.509 | 30.7613
30400103 | 4" BLIND FLANGE | 43.6284 | 38.02 |  | 56.7169 | 49.426 | 56.7169
30600103 | 6" BLIND FLANGE | 46.9126 | 0 |  | 60.9864 | 0 | 60.9864
30800103 | 8" BLIND FLANGE | 71.139 | 72.95 |  | 92.4807 | 94.835 | 94.835
31000103 | 10" BLIND FLANGE | 68.8254 | 0 |  | 89.473 | 0 | 89.473
31200103 | 12" BLIND FLANGE | 231.08 | 214.16 |  | 300.404 | 278.408 | 300.404
30200105 | 2" COMPANION FLANGE | 13.555 | 14.67 |  | 17.6215 | 19.071 | 19.071
30212105 | 2-1/2" COMPANION FLANGE | 24.05 | 26.35 |  | 31.265 | 34.255 | 34.255
30300105 | 3" COMPANION FLANGE | 28.9029 | 23.13 |  | 37.5738 | 30.069 | 37.5738
30400105 | 4" COMPANION FLANGE | 50.0007 | 52.815 |  | 65.0009 | 68.6595 | 68.6595
30600105 | 6" COMPANION FLANGE | 52.0782 | 49 |  | 67.7017 | 63.7 | 67.7017
30800105 | 8" COMPANION FLANGE | 0 | 0 |  | 0 | 0 | 0
30300107 | 3" FLG TAPPED 2*2-1/2" | 43.305 | 39.95 |  | 56.2965 | 51.935 | 56.2965
30400107 | 4" FLG TAPPED 2*2-1/2*3" | 39.4228 | 0 |  | 51.2496 | 0 | 51.2496
30600107 | 6" FLG TAPPED 2*2-1/2*3*4" | 106.5511 | 75.41 |  | 138.5164 | 98.033 | 138.5164
30800107 | 8" FLG TAPPED 2*2-1/2*3*4*6" | 50.6069 | 0 |  | 65.789 | 0 | 65.789
31000107 | 10" FLG TAPPED 2*2-1/2*3*4*6*8 | 230.4155 | 275.85 |  | 299.5402 | 358.605 | 358.605
30400106 | 4" UNI, KWIK or FIELD FLANGE | 56.4333 | 61.9 |  | 73.3633 | 80.47 | 80.47
30600106 | 6" UNI, KWIK or FIELD FLANGE | 57.07 | 52.89 |  | 74.191 | 68.757 | 74.191
30800106 | 8" UNI, KWIK or FIELD FLANGE | 0 | 0 |  | 0 | 0 | 0
30200122 | 2" FLANGE GASKET | 0.6137 | 0.84 |  | 0.79781 | 1.092 | 1.092
30212122 | 2-1/2" FLANGE GASKET | 0.4686 | 1.74 |  | 0.60918 | 2.262 | 2.262
30300122 | 3" FLANGE GASKET | 1.3185 | 1.7 |  | 1.7141 | 2.21 | 2.21
30400122 | 4" FLANGE GASKET | 1.2621 | 1.18 |  | 1.6407 | 1.534 | 1.6407
30600122 | 6" FLANGE GASKET | 2.5541 | 4.4 |  | 3.3203 | 5.72 | 5.72
30800122 | 8" FLANGE GASKET | 2.8811 | 2.72 |  | 3.7454 | 3.536 | 3.7454
31000122 | 10" FLANGE GASKET | 3.8612 | 4.25 |  | 5.0196 | 5.525 | 5.525
31200122 | 12" FLANGE GASKET | 5.125 | 4.75 |  | 6.6625 | 6.175 | 6.6625
30300111 | 3" MJ x PVC TRANS GASKET | 5.3605 | 4.945 |  | 6.9687 | 6.4285 | 6.9687
30400111 | 4" MJ x PVC TRANS GASKET | 5.6686 | 4.17 |  | 7.3692 | 5.421 | 7.3692
30600111 | 6" MJ x PVC TRANS GASKET | 7.9454 | 7.305 |  | 10.329 | 9.4965 | 10.329
30800111 | 8" MJ x PVC TRANS GASKET | 5.3994 | 10.125 |  | 7.0192 | 13.1625 | 13.1625
31000111 | 10" MJ x PVC TRANS GASKET | 6.083 | 0 |  | 7.9079 | 0 | 7.9079
31200111 | 12" MJ x PVC TRANS GASKET | 5.9514 | 0 |  | 7.7368 | 0 | 7.7368
30300028 | 3" MEGALUG PK/KIT (DI) | 30.8703 | 0 |  | 40.1314 | 0 | 40.1314
30400028 | 4" MEGALUG PK/KIT (DI) | 33.265 | 30.83 |  | 43.2445 | 40.079 | 43.2445
30600028 | 6" MEGALUG PK/KIT (DI) | 44.5482 | 39 |  | 57.9127 | 50.7 | 57.9127
30800028 | 8" MEGALUG PK/KIT (DI) | 56.2426 | 54.04 |  | 73.1154 | 70.252 | 73.1154
31000028 | 10" MEGALUG PK/KIT (DI) | 71.61 | 67.3 |  | 93.093 | 87.49 | 93.093
31200028 | 12" MEGALUG PK/KIT (DI) | 109.96 | 101.91 |  | 142.948 | 132.483 | 142.948
30300029 | 3" MEGALUG PK/KIT (PVC) | 29.1863 | 27.4 |  | 37.9422 | 35.62 | 37.9422
30400029 | 4" MEGALUG PK/KIT (PVC) | 42.5921 | 39.85 |  | 55.3697 | 51.805 | 55.3697
30600029 | 6" MEGALUG PK/KIT (PVC) | 51.6578 | 50.51 |  | 67.1551 | 65.663 | 67.1551
30800029 | 8" MEGALUG PK/KIT (PVC) | 66.7451 | 61.43 |  | 86.7686 | 79.859 | 86.7686
31000029 | 10" MEGALUG PK/KIT (PVC) | 100.8538 | 94.51 |  | 131.1099 | 122.863 | 131.1099
31200029 | 12" MEGALUG PK/KIT (PVC) | 109.8039 | 100.66 |  | 142.7451 | 130.858 | 142.7451
30300027 | 3" MJ GLAND PACK KIT | 16.891 | 10.5 |  | 21.9583 | 13.65 | 21.9583
30400027 | 4" MJ GLAND PACK KIT | 19.3156 | 51.6 |  | 25.1103 | 67.08 | 67.08
30600027 | 6" MJ GLAND PACK KIT | 19.2192 | 23.77 |  | 24.985 | 30.901 | 30.901
30800027 | 8" MJ GLAND PACK KIT | 21.6803 | 20.12 |  | 28.1844 | 26.156 | 28.1844
31000027 | 10" MJ GLAND PACK KIT | 27.4356 | 26.69 |  | 35.6663 | 34.697 | 35.6663
31200027 | 12" MJ GLAND PACK KIT | 58.8067 | 27.78 |  | 76.4487 | 36.114 | 76.4487
30300151 | 3" MJ PLUG (Tapped or not) | 29.6919 | 0 |  | 38.5995 | 0 | 38.5995
30400151 | 4" MJ PLUG (Tapped or not) | 31.7129 | 32.68 |  | 41.2268 | 42.484 | 42.484
30600151 | 6" MJ PLUG (Tapped or not) | 52.7942 | 52.33 |  | 68.6325 | 68.029 | 68.6325
30800151 | 8" MJ PLUG (Tapped or not) | 58.6342 | 53.6 |  | 76.2245 | 69.68 | 76.2245
31000151 | 10" MJ PLUG (Tapped or not) | 62.5082 | 94.5 |  | 81.2607 | 122.85 | 122.85
31200151 | 12" MJ PLUG (Tapped or not) | 93.315 | 93 |  | 121.3095 | 120.9 | 121.3095
30400165 | 4 x 3 FLG REDUCER | 0 | 0 |  | 0 | 0 | 0
30602165 | 6 x 2 FLG REDUCER | 0 | 0 |  | 0 | 0 | 0
30600165 | 6 x 4 FLG REDUCER | 70.6978 | 0 |  | 91.9071 | 0 | 91.9071
30814165 | 8 x 4 FLG REDUCER | 0 | 0 |  | 0 | 0 | 0
30800165 | 8 x 6 FLG REDUCER | 77.2 | 71.15 |  | 100.36 | 92.495 | 100.36
31008165 | 10 x 8 FLG REDUCER | 115.1409 | 0 |  | 149.6832 | 0 | 149.6832
31200165 | 12 x 10 FLG REDUCER | 315.8377 | 0 |  | 410.589 | 0 | 410.589
30400163 | 4" MJ REDUCER | 0 | 0 |  | 0 | 0 | 0
30604163 | 6" MJ REDUCER | 0 | 0 |  | 0 | 0 | 0
30806163 | 8" MJ REDUCER | 53.19 | 49.02 |  | 69.147 | 63.726 | 69.147
31000163 | 10" MJ REDUCER | 91.0114 | 0 |  | 118.3148 | 0 | 118.3148
31200163 | 12" MJ REDUCER | 0 | 0 |  | 0 | 0 | 0
30403164 | 4 x 3 MJ x FLG REDUCER | 138.11 | 128 |  | 179.543 | 166.4 | 179.543
30604164 | 6 x 4 MJ x FLG REDUCER | 104.39 | 96.3 |  | 135.707 | 125.19 | 135.707
30806164 | 8 x 6 MJ x FLG REDUCER | 156.47 | 144.21 |  | 203.411 | 187.473 | 203.411
31008164 | 10 x 8 MJ x FLG REDUCER | 0 | 0 |  | 0 | 0 | 0
31200164 | 12 x 10 MJ x FLG REDUCER | 0 | 0 |  | 0 | 0 | 0
30404167 | 4 x 3 MJxPE Lg End Bell RED | 0 | 0 |  | 0 | 0 | 0
30604167 | 6 x 4 MJxPE Lg End Bell RED | 42.279 | 46.42 |  | 54.9627 | 60.346 | 60.346
30806167 | 8 x 6 MJxPE Lg End Bell RED | 54.7934 | 52 |  | 71.2314 | 67.6 | 71.2314
31008167 | 10 x 8 MJxPE Lg End Bell RED | 96.02 | 88.5 |  | 124.826 | 115.05 | 124.826
31208167 | 12 x 8 MJxPE Lg End Bell RED | 117.39 | 108.29 |  | 152.607 | 140.777 | 152.607
31210167 | 12 x 10 MJxPE Lg End Bell RED | 0 | 0 |  | 0 | 0 | 0
30403168 | 4 x 3 MJxPE Sml End Bell RED | 61.775 | 57.25 |  | 80.3075 | 74.425 | 80.3075
30604168 | 6 x 4 MJxPE Sml End Bell RED | 41.8532 | 38.61 |  | 54.4092 | 50.193 | 54.4092
30806168 | 8 x 6 MJxPE Sml End Bell RED | 63.98 | 58.91 |  | 83.174 | 76.583 | 83.174
31008168 | 10 x 8 MJxPE Sml End Bell RED | 0 | 0 |  | 0 | 0 | 0
31208168 | 12 x 8 MJxPE Sml End Bell RED | 100.84 | 91.99 |  | 131.092 | 119.587 | 131.092
31210168 | 12 x 10 MJxPE Sml End Bell RED | 0 | 0 |  | 0 | 0 | 0
30400141 | 4" DUCTILE IRON PIPE | 20.4615 | 20.03 |  | 26.6 | 26.039 | 26.6
30600141 | 6" DUCTILE IRON PIPE | 20.4052 | 18.94 |  | 26.5268 | 24.622 | 26.5268
30800141 | 8" DUCTILE IRON PIPE | 26.1408 | 24.55 |  | 33.983 | 31.915 | 33.983
31000141 | 10" DUCTILE IRON PIPE | 0 | 0 |  | 0 | 0 | 0
31200141 | 12" DUCTILE IRON PIPE | 24.4228 | 0 |  | 31.7496 | 0 | 31.7496
30200073 | 2" COLLAR LK CLAMP Glue Jt | 83.6047 | 88.25 |  | 108.6861 | 114.725 | 114.725
30212073 | 2-1/2" COLLAR LK CLAMP Glue Jt | 51.194 | 0 |  | 66.5522 | 0 | 66.5522
30300073 | 3" COLLAR LK CLAMP Glue Jt | 80.637 | 0 |  | 104.8281 | 0 | 104.8281
30400071 | 4" COLLAR LK CLAMP Glue Jt | 89.0936 | 84.78 |  | 115.8217 | 110.214 | 115.8217
30600071 | 6" COLLAR LK CLAMP Glue Jt | 112.1267 | 104.65 |  | 145.7647 | 136.045 | 145.7647
30800071 | 8" COLLAR LK CLAMP Glue Jt | 0 | 0 |  | 0 | 0 | 0
30400072 | 4" BELL JT LK CLAMP Slip Jt | 72.0133 | 100.7 |  | 93.6173 | 130.91 | 130.91
30600072 | 6" BELL JT LK CLAMP Slip Jt | 114.1623 | 125.04 |  | 148.411 | 162.552 | 162.552
30800072 | 8" BELL JT LK CLAMP Slip Jt | 138.7029 | 172.97 |  | 180.3138 | 224.861 | 224.861
31000072 | 10" BELL JT LK CLAMP Slip Jt | 101.2138 | 0 |  | 131.5779 | 0 | 131.5779
30012170 | 1/2 x 6 REP CLAMP, Style SC | 48.6657 | 62.93 |  | 63.2654 | 81.809 | 81.809
30034170 | 3/4 x 6 REP CLAMP, Style SC | 16.0822 | 13.07 |  | 20.9069 | 16.991 | 20.9069
30100170 | 1 x 6 REP CLAMP, Style SC | 15.1049 | 13.94 |  | 19.6364 | 18.122 | 19.6364
30114170 | 1-1/4 x 6 REP CLAMP, Style SC | 14.8238 | 14.67 |  | 19.2709 | 19.071 | 19.2709
30112170 | 1-1/2 x 6 REP CLAMP, Style SC | 16.2992 | 15.94 |  | 21.189 | 20.722 | 21.189
30200170 | 2 x 6 REP CLAMP, Style SC | 18.0014 | 16.72 |  | 23.4018 | 21.736 | 23.4018
30212170 | 2-1/2 x 6 REP CLAMP, Style SC | 39.6859 | 0 |  | 51.5917 | 0 | 51.5917
30300170 | 3 x 8 REP BAND, Style CL1 | 78.8717 | 84.19 |  | 102.5332 | 109.447 | 109.447
30200171 | 2 x 7-1/2 REP BAND, Style CL1 | 44.1292 | 0 |  | 57.368 | 0 | 57.368
30212171 | 2-1/2 x 7-1/2 REP BAND, CL1 | 44.1089 | 0 |  | 57.3416 | 0 | 57.3416
30300171 | 3 x 7-1/2 REP BAND, Style CL1 | 45.5462 | 0 |  | 59.2101 | 0 | 59.2101
30400171 | 4 x 7-1/2 REP BAND, Style CL1 | 89.881 | 51.38 |  | 116.8453 | 66.794 | 116.8453
30600171 | 6 x 7-1/2 REP BAND, Style CL1 | 35.5867 | 0 |  | 46.2627 | 0 | 46.2627
30200172 | 2 x 12 REP BAND, Style CL1 | 72.5142 | 65.46 |  | 94.2685 | 85.098 | 94.2685
30300172 | 3 x 12 REP BAND, Style CL1 | 70.1412 | 0 |  | 91.1836 | 0 | 91.1836
30400172 | 4 x 10 REP BAND, Style CL2 | 92.2703 | 108.5 |  | 119.9514 | 141.05 | 141.05
30600172 | 6 x 10 REP BAND, Style CL2 | 71.0318 | 0 |  | 92.3413 | 0 | 92.3413
30800172 | 8 x 10 REP BAND, Style CL2 | 125.8796 | 0 |  | 163.6435 | 0 | 163.6435
31000172 | 10 x 10 REP BAND, Style CL2 | 124.24 | 0 |  | 161.512 | 0 | 161.512
31200172 | 12 x 10 REP BAND, Style CL2 | 177.1242 | 0 |  | 230.2615 | 0 | 230.2615
30212173 | 2 1/2 x 15 REP BAND, Style CL1 | 85.6472 | 0 |  | 111.3414 | 0 | 111.3414
30300173 | 3 x 15 REP BAND, Style CL1 | 76.95 | 0 |  | 100.035 | 0 | 100.035
30400173 | 4 x 15 REP BAND, Style CL1or2 | 129.9186 | 118 |  | 168.8942 | 153.4 | 168.8942
30600173 | 6 x 15 REP BAND, Style CL1or2 | 156.8842 | 130.39 |  | 203.9495 | 169.507 | 203.9495
30800173 | 8 x 15 REP BAND, Style CL1or2 | 111.4161 | 0 |  | 144.8409 | 0 | 144.8409
31000173 | 10 x 15 REP BAND, Style CL1or2 | 187.2456 | 0 |  | 243.4193 | 0 | 243.4193
31200173 | 12 x 15 REP BAND, Style CL1or2 | 276.3138 | 0 |  | 359.2079 | 0 | 359.2079
30400174 | 4 x 20 REP BAND, Style CL1or2 | 165.5596 | 168 |  | 215.2275 | 218.4 | 218.4
30600174 | 6 x 20 REP BAND, Style CL1or2 | 150.8895 | 0 |  | 196.1564 | 0 | 196.1564
30800174 | 8 x 20 REP BAND, Style CL1or2 | 212.549 | 0 |  | 276.3137 | 0 | 276.3137
30400175 | 4 x 25 REP BAND, Style CL1or2 | 185 | 0 |  | 240.5 | 0 | 240.5
30600175 | 6 x 25 REP BAND, Style CL1or2 | 233.47 | 0 |  | 303.511 | 0 | 303.511
30800175 | 8 x 25 REP BAND, Style CL1or2 | 303.6414 | 0 |  | 394.7338 | 0 | 394.7338
30200181 | 2 x 1 TAPPING SADDLE | 30.923 | 26.6 |  | 40.1999 | 34.58 | 40.1999
30212181 | 2 1/2 x 1 TAPPING SADDLE | 35.7027 | 35.3 |  | 46.4135 | 45.89 | 46.4135
30300181 | 3 x 1 TAPPING SADDLE | 33.6643 | 28.83 |  | 43.7636 | 37.479 | 43.7636
30400181 | 4 x 1 TAPPING SADDLE | 40.3422 | 31.85 |  | 52.4449 | 41.405 | 52.4449
30600181 | 6 x 1 TAPPING SADDLE | 44.8434 | 42.57 |  | 58.2964 | 55.341 | 58.2964
30800181 | 8 x 1 TAPPING SADDLE | 53.6161 | 49.7 |  | 69.7009 | 64.61 | 69.7009
31000181 | 10 x 1 TAPPING SADDLE | 41.0928 | 51 |  | 53.4206 | 66.3 | 66.3
31200181 | 12 x 1 TAPPING SADDLE | 61 | 56.49 |  | 79.3 | 73.437 | 79.3
30300183 | 3 x 2 TAPPING SADDLE | 68.8351 | 71.85 |  | 89.4856 | 93.405 | 93.405
30400183 | 4 x 2 TAPPING SADDLE | 74.8087 | 71.29 |  | 97.2513 | 92.677 | 97.2513
30600183 | 6 x 2 TAPPING SADDLE | 85.6934 | 81.75 |  | 111.4014 | 106.275 | 111.4014
30800183 | 8 x 2 TAPPING SADDLE | 104.4138 | 102.13 |  | 135.7379 | 132.769 | 135.7379
31000183 | 10 x 2 TAPPING SADDLE | 98.9302 | 102.38 |  | 128.6093 | 133.094 | 133.094
31200183 | 12 x 2 TAPPING SADDLE | 117.5282 | 109.8 |  | 152.7867 | 142.74 | 152.7867
30201192 | 2 x 1 TAPPING SLEEVE | 36.4369 | 0 |  | 47.368 | 0 | 47.368
30212192 | 2-1/2 x 1 TAPPING SLEEVE | 38.5118 | 0 |  | 50.0653 | 0 | 50.0653
30402192 | 4 x 2 TAPPING SLEEVE | 42.82 | 0 |  | 55.666 | 0 | 55.666
30400192 | 4 x 4 TAPPING SLEEVE | 469.1212 | 450.06 |  | 609.8576 | 585.078 | 609.8576
30600192 | 6 x 6 TAPPING SLEEVE | 523.3198 | 489.55 |  | 680.3157 | 636.415 | 680.3157
30603192 | 6 x 3 TAPPING SLEEVE | 0 | 0 |  | 0 | 0 | 0
30604192 | 6 x 4 TAPPING SLEEVE | 480.88 | 445.67 |  | 625.144 | 579.371 | 625.144
30804192 | 8 x 4 TAPPING SLEEVE | 366.1815 | 0 |  | 476.036 | 0 | 476.036
30806192 | 8 x 6 TAPPING SLEEVE | 549.49 | 509.26 |  | 714.337 | 662.038 | 714.337
30800192 | 8 x 8 TAPPING SLEEVE | 735.99 | 682.1 |  | 956.787 | 886.73 | 956.787
31004192 | 10 x 4 TAPPING SLEEVE | 0 | 0 |  | 0 | 0 | 0
31006192 | 10 x 6 TAPPING SLEEVE | 0 | 0 |  | 0 | 0 | 0
31000192 | 10 x 10 TAPPING SLEEVE | 0 | 0 |  | 0 | 0 | 0
31200192 | 12 x 12 TAPPING SLEEVE | 0 | 0 |  | 0 | 0 | 0
30400198 | 4" FLANGE TEE | 163.07 | 151.13 |  | 211.991 | 196.469 | 211.991
30600198 | 6" FLANGE TEE | 177.8 | 164.78 |  | 231.14 | 214.214 | 231.14
30800198 | 8" FLANGE TEE | 296.88 | 275.14 |  | 385.944 | 357.682 | 385.944
31000198 | 10" FLANGE TEE | 0 | 0 |  | 0 | 0 | 0
31200198 | 12" FLANGE TEE | 0 | 0 |  | 0 | 0 | 0
30403199 | 4 x 3 FLG REDUCING TEE | 78.0258 | 0 |  | 101.4335 | 0 | 101.4335
30603199 | 6 x 3 FLG REDUCING TEE | 126.1125 | 0 |  | 163.9462 | 0 | 163.9462
30604199 | 6 x 4 FLG REDUCING TEE | 197.45 | 182.99 |  | 256.685 | 237.887 | 256.685
30804199 | 8 x 4 FLG REDUCING TEE | 0 | 0 |  | 0 | 0 | 0
30806199 | 8 X 6 FLG REDUCING TEE | 293.59 | 272.09 |  | 381.667 | 353.717 | 381.667
31008199 | 10 x 8 FLG REDUCING TEE | 0 | 0 |  | 0 | 0 | 0
31006199 | 10 x 6 FLG REDUCING TEE | 0 | 0 |  | 0 | 0 | 0
31206199 | 12 x 6 FLG REDUCING TEE | 540.63 | 501.05 |  | 702.819 | 651.365 | 702.819
30604197 | 6 x 4 MJ REDUCING TEE | 78.0055 | 0 |  | 101.4072 | 0 | 101.4072
30804197 | 8 x 4 MJ REDUCING TEE | 84.49 | 78.3 |  | 109.837 | 101.79 | 109.837
30806197 | 8 x 6 MJ REDUCING TEE | 131.96 | 122.3 |  | 171.548 | 158.99 | 171.548
31006197 | 10 x 6 MJ REDUCING TEE | 194.8467 | 0 |  | 253.3007 | 0 | 253.3007
31206197 | 12 x 6 MJ REDUCING TEE | 302.6395 | 0 |  | 393.4314 | 0 | 393.4314
31208197 | 12 x 8 MJ REDUCING TEE | 0 | 0 |  | 0 | 0 | 0
30300196 | 3" MJ TEE | 55.4943 | 51.195 |  | 72.1426 | 66.5535 | 72.1426
30400196 | 4" MJ TEE | 57.3854 | 51.7 |  | 74.601 | 67.21 | 74.601
30600196 | 6" MJ TEE | 91.9378 | 83.5 |  | 119.5191 | 108.55 | 119.5191
30800196 | 8" MJ TEE | 147.287 | 122 |  | 191.4731 | 158.6 | 191.4731
31000196 | 10" MJ TEE | 194.215 | 179 |  | 252.4795 | 232.7 | 252.4795
31200196 | 12" MJ TEE | 271.245 | 250 |  | 352.6185 | 325 | 352.6185
30603195 | 6 x 3 MJ x FLG REDUCING TEE | 116.3399 | 0 |  | 151.2419 | 0 | 151.2419
30604195 | 6 x 4 MJ x FLG REDUCING TEE | 137.305 | 89.5 |  | 178.4965 | 116.35 | 178.4965
30804195 | 8 x 4 MJ x FLG REDUCING TEE | 113.9565 | 107.19 |  | 148.1435 | 139.347 | 148.1435
30806195 | 8 x 6 MJ x FLG REDUCING TEE | 149.2425 | 136.42 |  | 194.0153 | 177.346 | 194.0153
31004195 | 10 x 4 MJ x FLG REDUCING TEE | 0 | 0 |  | 0 | 0 | 0
31006195 | 10 x 6 MJ x FLG REDUCING TEE | 203.57 | 187.62 |  | 264.641 | 243.906 | 264.641
31008195 | 10 x 8 MJ x FLG REDUCING TEE | 0 | 0 |  | 0 | 0 | 0
31204195 | 12 x 4 MJ x FLG REDUCING TEE | 0 | 0 |  | 0 | 0 | 0
31206195 | 12 x 6 MJ x FLG REDUCING TEE | 213.745 | 197 |  | 277.8685 | 256.1 | 277.8685
31208195 | 12 x 8 MJ x FLG REDUCING TEE | 208.814 | 192.63 |  | 271.4582 | 250.419 | 271.4582
30300194 | 3" MJ x FLG TEE | 85.5156 | 0 |  | 111.1703 | 0 | 111.1703
30400194 | 4" MJ x FLG TEE | 71.99 | 71.15 |  | 93.587 | 92.495 | 93.587
30600194 | 6" MJ x FLG TEE | 118.41 | 109.74 |  | 153.933 | 142.662 | 153.933
30800194 | 8" MJ x FLG TEE | 181.5711 | 157.59 |  | 236.0424 | 204.867 | 236.0424
31000194 | 10" MJ x FLG TEE | 0 | 0 |  | 0 | 0 | 0
31200194 | 12" MJ x FLG TEE | 0 | 0 |  | 0 | 0 | 0
40014310 | 1/4" AIR RELEASE 1/4 or 1/2 | 5.8198 | 0 |  | 7.5657 | 0 | 7.5657
40012310 | 1/2"-3/4" AIR RLEASE Apco S-50 | 92.1046 | 0 |  | 119.736 | 0 | 119.736
40100310 | 1" AIR RELEASE, Apco #200 | 217.4174 | 0 |  | 282.6426 | 0 | 282.6426
40200310 | 2" AIR RELEASE, Apco #200 | 544.6635 | 795.25 |  | 708.0625 | 1033.825 | 1033.825
40100311 | 1" AIR/VAC, Apco 143C | 0 | 0 |  | 0 | 0 | 0
40200311 | 2" AIR/VAC, Apco 145C | 507.4254 | 0 |  | 659.653 | 0 | 659.653
40100312 | 1" AIR/VAC VALVE, ARI #D-040 | 197.5234 | 177.55 |  | 256.7804 | 230.815 | 256.7804
40200312 | 2" AIR/VAC VALVE, ARI #D-040 | 319.767 | 283.25 |  | 415.6971 | 368.225 | 415.6971
40014230 | 1/4" BALL VALVE-NO LEAD | 5.8969 | 4.46 |  | 7.666 | 5.798 | 7.666
40012230 | 1/2" BALL VALVE-NO LEAD | 6.5252 | 5.52 |  | 8.4828 | 7.176 | 8.4828
40034230 | 3/4" BALL VALVE-NO LEAD | 9.8404 | 8.5 |  | 12.7925 | 11.05 | 12.7925
40100230 | 1" BALL VALVE-NO LEAD | 15.1321 | 15.19 |  | 19.6717 | 19.747 | 19.747
40114230 | 1-1/4" BALL VALVE VALVE-NO LEA | 25.3809 | 22.41 |  | 32.9952 | 29.133 | 32.9952
40112230 | 1-1/2" BALL VALVE-NO LEAD | 33.8655 | 29.75 |  | 44.0251 | 38.675 | 44.0251
40200230 | 2" BALL VALVE-NO LEAD | 48.7272 | 45.26 |  | 63.3454 | 58.838 | 63.3454
40212230 | 2-1/2" BALL VALVE-NO LEAD | 148.2459 | 96.5 |  | 192.7197 | 125.45 | 192.7197
40012232 | 1/2" PVC BALL VALVE | 3.2287 | 0 |  | 4.1973 | 0 | 4.1973
40100232 | 1" PVC BALL VALVE | 4.6871 | 2.65 |  | 6.0932 | 3.445 | 6.0932
40200232 | 2" PVC BALL VALVE | 12.6825 | 7.75 |  | 16.4872 | 10.075 | 16.4872
40034210 | 3/4' ANGLE CHECK VALVE-NO LEAD | 35.6234 | 33.6 |  | 46.3104 | 43.68 | 46.3104
40100210 | 1' ANGLE CHECK VALVE-NO LEAD | 38.021 | 37.29 |  | 49.4273 | 48.477 | 49.4273
40114210 | 1-1/4' ANGLE CHECK VALVE-NO LE | 18.8763 | 0 |  | 24.5392 | 0 | 24.5392
40112210 | 1-1/2' ANGLE CHECK VALVE-NO LE | 136.96 | 126.23 |  | 178.048 | 164.099 | 178.048
40200210 | 2' ANGLE CHECK VALVE-NO LEAD | 156.7538 | 147.9 |  | 203.7799 | 192.27 | 203.7799
40034211 | 3/4' STRAIGHT CHECK VALVE-NO L | 30.8555 | 31.6 |  | 40.1121 | 41.08 | 41.08
40100211 | 1' STRAIGHT CHECK VALVE-NO LEA | 35.4408 | 30 |  | 46.073 | 39 | 46.073
40200211 | 1-1/4' STRAIGHT CHECK VALVE-NO | 0 | 0 |  | 0 | 0 | 0
40200241 | 2" WFR CHK VALVE | 206.7675 | 260 |  | 268.7978 | 338 | 338
40212241 | 2-1/2" WFR CHK VALVE | 211.483 | 209.71 |  | 274.9279 | 272.623 | 274.9279
40300241 | 3" WFR CHK VALVE | 199.8459 | 182.82 |  | 259.7997 | 237.666 | 259.7997
40400241 | 4" WFR CHK VALVE | 301.77 | 279.67 |  | 392.301 | 363.571 | 392.301
40600241 | 6" WFR CHK VALVE | 444.28 | 411.76 |  | 577.564 | 535.288 | 577.564
40800241 | 8" WFR CHK VALVE (DI) | 0 | 0 |  | 0 | 0 | 0
40100305 | 1" DOUBLE CHK (BACKFLOW)-NO LE | 126.81 | 115.92 |  | 164.853 | 150.696 | 164.853
40012240 | 1/2" INLINE CHK (Flwmatic # 80 | 22.8231 | 19.08 |  | 29.67 | 24.804 | 29.67
40034240 | 3/4" INLINE CHK (DUCTILE IRON) | 20.1098 | 19.61 |  | 26.1427 | 25.493 | 26.1427
40100240 | 1" INLINE CHK VALVE (DUCTILE I | 19.6638 | 16.14 |  | 25.5629 | 20.982 | 25.5629
40114240 | 1-1/4" INLINE CHK VALVE (DUCTI | 26.639 | 22.46 |  | 34.6307 | 29.198 | 34.6307
40112240 | 1-1/2" INLINE CHK VALVE (DUCTI | 31.0436 | 30.72 |  | 40.3567 | 39.936 | 40.3567
40200240 | 2" INLINE CHK VALVE (DUCTILE I | 71.3132 | 66.35 |  | 92.7072 | 86.255 | 92.7072
40212240 | 2-1/2" INLINE CHK VALVE (DUCTI | 136.4013 | 137.55 |  | 177.3217 | 178.815 | 178.815
40300240 | 3" INLINE CHK VALVE (DUCTILE I | 209.3506 | 0 |  | 272.1558 | 0 | 272.1558
40400240 | 4" INLINE CHK VALVE (DUCTILE I | 306.6244 | 272.8567 |  | 398.6117 | 354.7137 | 398.6117
40600240 | 6" INLINE CHK VALVE (DUCTILE I | 608.305 | 560.65 |  | 790.7965 | 728.845 | 790.7965
40800240 | 8" INLINE CHK VALVE (DI) | 0 | 0 |  | 0 | 0 | 0
40112241 | 1-1/2" INLINE PVC CHK VALVE | 7.8846 | 0 |  | 10.25 | 0 | 10.25
40012245 | 1/2" SWING CHECK-NO LEAD | 23.8167 | 23.09 |  | 30.9617 | 30.017 | 30.9617
40034245 | 3/4" SWING CHECK-NO LEAD | 4.7469 | 0 |  | 6.171 | 0 | 6.171
40100245 | 1" SWING CHECK-NO LEAD | 54.3956 | 74.5 |  | 70.7143 | 96.85 | 96.85
40114245 | 1-1/4" SWING CHECK-NO LEAD | 12.6416 | 0 |  | 16.4341 | 0 | 16.4341
40112245 | 1-1/2" SWING CHECK-NO LEAD | 19.3116 | 0 |  | 25.1051 | 0 | 25.1051
40200245 | 2" SWING CHECK-NO LEAD | 64.34 | 70.2 |  | 83.642 | 91.26 | 91.26
40212245 | 2-1/2" SWING CHECK-NO LEAD | 101.2138 | 0 |  | 131.5779 | 0 | 131.5779
40300245 | 3" SWING CHECK-NO LEAD | 24.0889 | 0 |  | 31.3156 | 0 | 31.3156
40600245 | 6" SWING CHECK VALVE (DI) | 604.345 | 557 |  | 785.6485 | 724.1 | 785.6485
40800245 | 8" SWING CHECK VALVE (DI) | 1409.8174 | 0 |  | 1832.7626 | 0 | 1832.7626
40012231 | 1/2" CHK (COMPRESSOR RPR) | 16.6008 | 17.04 |  | 21.581 | 22.152 | 22.152
40034231 | 3/4" CHK (COMPRESSOR RPR) | 9.7772 | 0 |  | 12.7104 | 0 | 12.7104
40018250 | 1/8" COCK VALVE-NO LEAD | 3.73 | 0 |  | 4.849 | 0 | 4.849
40025250 | 1/4" COCK VALVE-NO LEAD | 1.8219 | 0 |  | 2.3685 | 0 | 2.3685
40034250 | 3/4" COCK VALVE-NO LEAD | 0 | 0 |  | 0 | 0 | 0
40100250 | 1" COCK VALVE-NO LEAD | 0 | 0 |  | 0 | 0 | 0
40100255 | 1" CORP STOP VALVE-NO LEAD | 40.0834 | 37 |  | 52.1084 | 48.1 | 52.1084
40200255 | 2" CORP STOP VALVE-NO LEAD | 113.4405 | 0 |  | 147.4727 | 0 | 147.4727
40101255 | 1" CORP STOP x PAC JT-NO LEAD | 63.1628 | 68.33 |  | 82.1116 | 88.829 | 88.829
40112255 | 1-1/2" CORP STOP x PAC JT-NO L | 143.5819 | 0 |  | 186.6565 | 0 | 186.6565
40100256 | 1" CORP STOP x PJ for CTS-NO L | 31.3156 | 0 |  | 40.7103 | 0 | 40.7103
40034270 | 3/4" FOOT VALVE-NO LEAD | 8.7044 | 0 |  | 11.3157 | 0 | 11.3157
40100270 | 1" FOOT VALVE-NO LEAD | 13.62 | 12.62 |  | 17.706 | 16.406 | 17.706
40114270 | 1-1/4" FOOT VALVE-NO LEAD | 12.429 | 0 |  | 16.1577 | 0 | 16.1577
40112270 | 1-1/2" FOOT VALVE-NO LEAD | 29.261 | 0 |  | 38.0393 | 0 | 38.0393
40200270 | 2" FOOT VALVE-NO LEAD | 51.0724 | 0 |  | 66.3941 | 0 | 66.3941
40212270 | 2-1/2" FOOT VALVE-NO LEAD | 131.578 | 0 |  | 171.0514 | 0 | 171.0514
40300270 | 3" FOOT VALVE-NO LEAD | 0 | 0 |  | 0 | 0 | 0
40400270 | 4" FOOT VALVE-NO LEAD | 0 | 0 |  | 0 | 0 | 0
40100271 | 1" ENVIRO STRAINER-NO LEAD | 12.7732 | 0 |  | 16.6052 | 0 | 16.6052
40200271 | 2" ENVIRO STRAINER-NO LEAD | 38.2833 | 44.55 |  | 49.7683 | 57.915 | 57.915
40212280 | 2-1/2"FLG GATE VALVE AWWA | 0 | 0 |  | 0 | 0 | 0
40300280 | 3" FLG GATE VALVE AWWA | 344.1375 | 317.47 |  | 447.3788 | 412.711 | 447.3788
40400280 | 4" FLG GATE VALVE AWWA | 396.7011 | 376.64 |  | 515.7114 | 489.632 | 515.7114
40600280 | 6" FLG GATE VALVE AWWA | 539.325 | 499.84 |  | 701.1225 | 649.792 | 701.1225
40800280 | 8" FLG GATE VALVE AWWA | 842.42 | 780.74 |  | 1095.146 | 1014.962 | 1095.146
40100282 | 1" THREADED GATE AWWA | 0 | 0 |  | 0 | 0 | 0
40112282 | 1-1/2" THREADED GATE AWWA | 0 | 0 |  | 0 | 0 | 0
40200282 | 2" THREADED GATE AWWA | 274.5114 | 253.87 |  | 356.8648 | 330.031 | 356.8648
40212282 | 2-1/2" THREADED GATE AWWA | 350.4492 | 353.6 |  | 455.584 | 459.68 | 459.68
40300282 | 3" THREADED GATE AWWA | 291.4006 | 0 |  | 378.8208 | 0 | 378.8208
40400282 | 4" THREADED GATE AWWA | 0 | 0 |  | 0 | 0 | 0
40300287 | 3" MJ GATE VALVE AWWA | 366.586 | 338.18 |  | 476.5618 | 439.634 | 476.5618
40400287 | 4" MJ GATE VALVE AWWA | 367.62 | 340.7 |  | 477.906 | 442.91 | 477.906
40600287 | 6" MJ GATE VALVE AWWA | 504.82 | 498.36 |  | 656.266 | 647.868 | 656.266
40800287 | 8" MJ GATE VALVE AWWA | 794.3083 | 771.14 |  | 1032.6008 | 1002.482 | 1032.6008
41000287 | 10" MJ GATE VALVE AWWA | 1190.06 | 1096.83 |  | 1547.078 | 1425.879 | 1547.078
41200287 | 12" MJ GATE VALVE AWWA | 1476.34 | 1360.68 |  | 1919.242 | 1768.884 | 1919.242
40300285 | 3" MJ x FLG GATE VALVE | 213.7433 | 0 |  | 277.8663 | 0 | 277.8663
40400285 | 4" MJ x FLG GATE VALVE | 408.605 | 377.13 |  | 531.1865 | 490.269 | 531.1865
40600285 | 6" MJ x FLG GATE VALVE | 531.9309 | 498.36 |  | 691.5102 | 647.868 | 691.5102
40800285 | 8" MJ x FLG GATE VALVE | 791.8067 | 762.76 |  | 1029.3487 | 991.588 | 1029.3487
41000285 | 10" MJ x FLG GATE VALVE | 1050.64 | 968.33 |  | 1365.832 | 1258.829 | 1365.832
41200285 | 12" MJ x FLG GATE VALVE | 1370.83 | 1270.45 |  | 1782.079 | 1651.585 | 1782.079
40014283 | 1/4" WHEEL GATE VALVE-NO LEAD | 13.8761 | 8.5 |  | 18.0389 | 11.05 | 18.0389
40012283 | 1/2" WHEEL GATE VALVE-NO LEAD | 4.8743 | 8.15 |  | 6.3366 | 10.595 | 10.595
40034283 | 3/4" WHEEL GATE VALVE-NO LEAD | 10.0175 | 8.51 |  | 13.0228 | 11.063 | 13.0228
40100283 | 1" WHEEL GATE VALVE-NO LEAD | 16.28 | 15.94 |  | 21.164 | 20.722 | 21.164
40114283 | 1-1/4" WHEEL GATE VALVE-NO LEA | 23.0284 | 23.27 |  | 29.9369 | 30.251 | 30.251
40112283 | 1-1/2" WHEEL GATE VALVE-NO LEA | 25.9899 | 22.84 |  | 33.7869 | 29.692 | 33.7869
40200283 | 2" WHEEL GATE VALVE-NO LEAD | 42.8852 | 42.01 |  | 55.7508 | 54.613 | 55.7508
40212283 | 2-1/2" WHEEL GATE VALVE-NO LEA | 92.4243 | 68 |  | 120.1516 | 88.4 | 120.1516
40300283 | 3" WHEEL GATE VALVE-NO LEAD | 152.7418 | 0 |  | 198.5643 | 0 | 198.5643
40400283 | 4" WHEEL GATE VALVE-NO LEAD | 176.2638 | 0 |  | 229.1429 | 0 | 229.1429
40012290 | 1/2" HOSE BIBB-NO LEAD | 4.9194 | 4.49 |  | 6.3952 | 5.837 | 6.3952
40034290 | 3/4" HOSE BIBB-NO LEAD | 5.4715 | 4.31 |  | 7.1129 | 5.603 | 7.1129
40014136 | 1/4" NEEDLE VALVE-NO LEAD | 6.1062 | 5.44 |  | 7.9381 | 7.072 | 7.9381
40401295 | 4" or 6" POST IND, POST ONLY | 703.96 | 652.42 |  | 915.148 | 848.146 | 915.148
40402295 | 4" POST IND, VALVE ONLY | 469.072 | 424.14 |  | 609.7936 | 551.382 | 609.7936
40602295 | 6" POST IND, VALVE ONLY | 635.57 | 561.94 |  | 826.241 | 730.522 | 826.241
40400295 | 4" POST IND, VALVE WITH POST | 1090.07 | 1010.26 |  | 1417.091 | 1313.338 | 1417.091
40600295 | 6" POST IND, VALVE WITH POST | 0 | 0 |  | 0 | 0 | 0
40034300 | 3/4" PRESS REGULATING VALVE-NO | 85.9283 | 59.75 |  | 111.7068 | 77.675 | 111.7068
40100300 | 1" PRESS REGULATING VALVE-NO L | 115.67 | 136.09 |  | 150.371 | 176.917 | 176.917
40114300 | 1-/4" PRESS REGULATING VALVE-N | 275.2875 | 366.53 |  | 357.8738 | 476.489 | 476.489
40112300 | 1-1/2" PRESS REGULATING VALVE- | 324.5552 | 393.15 |  | 421.9218 | 511.095 | 511.095
40200300 | 2" PRESS REGULATING VALVE-NO L | 486.9287 | 457.14 |  | 633.0073 | 594.282 | 633.0073
40034320 | 3/4" PRESS RELIEF VALVE-NO LEA | 111.6355 | 129.71 |  | 145.1261 | 168.623 | 168.623
40100320 | 1" PRESS RELIEF VALVE-NO LEAD | 263.7257 | 336.38 |  | 342.8434 | 437.294 | 437.294
40114320 | 1-1/4" PRESS RELIEF VALVE-NO L | 391.2757 | 477.93 |  | 508.6584 | 621.309 | 621.309
40112320 | 1-1/2" PRESS RELIEF VALVE-NO L | 445.5674 | 394.5 |  | 579.2376 | 512.85 | 579.2376
40200320 | 2" PRESS RELIEF VALVE-NO LEAD | 742.35 | 688 |  | 965.055 | 894.4 | 965.055
40034321 | 3/4" PRESS REL NON-CODE ADJ-NO | 53.8496 | 88.48 |  | 70.0045 | 115.024 | 115.024
40018335 | 1/8" SNIFTER VALVE-NO LEAD | 1.1581 | 0.98 |  | 1.5055 | 1.274 | 1.5055
40014335 | 1/4" SNIFTER VALVE-NO LEAD | 3.754 | 0 |  | 4.8802 | 0 | 4.8802
40112340 | 1-1/2" SOLENOID VALVE | 0 | 0 |  | 0 | 0 | 0
40200340 | 2" SOLENOID VALVE | 0 | 0 |  | 0 | 0 | 0
40034220 | 3/4" ANGLE STOP VALVE-NO LEAD | 31.5784 | 29.19 |  | 41.0519 | 37.947 | 41.0519
40100220 | 1" ANGLE STOP VALVE-NO LEAD | 47.2602 | 44.75 |  | 61.4383 | 58.175 | 61.4383
40112220 | 1-1/2" ANGLE STOP VALVE-NO LEA | 114.7866 | 0 |  | 149.2226 | 0 | 149.2226
40200220 | 2"" ANGLE STOP VALVE-NO LEAD | 253.4627 | 264.16 |  | 329.5015 | 343.408 | 343.408
40034221 | 3/4" STRAIGHT STOP VALVE-NO LE | 52.6492 | 55 |  | 68.444 | 71.5 | 71.5
40100221 | 1" STRAIGHT STOP VALVE-NO LEAD | 87.7738 | 88.08 |  | 114.1059 | 114.504 | 114.504
40112221 | 1-1/2" STRAIGHT STOP VALVE-NO | 96.8211 | 0 |  | 125.8674 | 0 | 125.8674
40034350 | 3/4" STOP & WASTE-NO LEAD | 0 | 0 |  | 0 | 0 | 0
40100350 | 1" STOP & WASTE-NO LEAD | 0 | 0 |  | 0 | 0 | 0
40114350 | 1-1/4" STOP & WASTE-NO LEAD | 0 | 0 |  | 0 | 0 | 0
40012330 | 1/2" WYE STRAINER-NO LEAD | 11.5384 | 0 |  | 14.9999 | 0 | 14.9999
40034330 | 3/4" WYE STRAINER-NO LEAD | 22.1355 | 0 |  | 28.7762 | 0 | 28.7762
40114330 | 1-1/4" WYE STRAINER-NO LEAD | 65.7384 | 0 |  | 85.4599 | 0 | 85.4599
40112330 | 1-1/2" WYE STRAINER-NO LEAD | 151.02 | 127.42 |  | 196.326 | 165.646 | 196.326
40200330 | 2" WYE STRAINER-NO LEAD | 63.208 | 0 |  | 82.1704 | 0 | 82.1704
50201020 | ALARM HORN | 138.98 | 119.73 |  | 180.674 | 155.649 | 180.674
50200020 | ALARM HORN ASSEMBLY | 43.31 | 0 |  | 56.303 | 0 | 56.303
50100020 | ALARM LIGHT ASSEMBLY | 111.2318 | 95.2 |  | 144.6013 | 123.76 | 144.6013
50100023 | ALARM LIGHT BASE | 90.6268 | 0 |  | 117.8148 | 0 | 117.8148
50100021 | ALARM LIGHT GLOBE | 5.5061 | 0 |  | 7.1579 | 0 | 7.1579
50100022 | ALARM LIGHT GLOBE GUARD | 9.4433 | 0 |  | 12.2763 | 0 | 12.2763
50201120 | ALARM, WP HORN BOX | 40.8338 | 37.59 |  | 53.0839 | 48.867 | 53.0839
50200035 | ALTERNATOR COIL - 220V | 23.8649 | 22.015 |  | 31.0244 | 28.6195 | 31.0244
50101030 | ALT, SOLID STATE 2 PUMP | 73.6938 | 0 |  | 95.8019 | 0 | 95.8019
50102030 | ALT, SOLID STATE 4 PUMP | 289.5626 | 0 |  | 376.4314 | 0 | 376.4314
50100041 | 15 AMP 1POLE BREAKER | 4.435 | 4.24 |  | 5.7655 | 5.512 | 5.7655
50100042 | 20 AMP 1POLE BREAKER | 4.5141 | 3.52 |  | 5.8683 | 4.576 | 5.8683
50100044 | 30 AMP 1POLE BREAKER | 8.2995 | 0 |  | 10.7894 | 0 | 10.7894
50100045 | 40 AMP 1POLE BREAKER | 10.5768 | 0 |  | 13.7498 | 0 | 13.7498
50100046 | 50 AMP 1POLE BREAKER | 6.5555 | 4.12 |  | 8.5221 | 5.356 | 8.5221
50101040 | BREAKER, 20AMP GFI | 20.49 | 0 |  | 26.637 | 0 | 26.637
50100051 | BREAKER KO PLUG - ANY SIZE | 3.6233 | 1.051 |  | 4.7103 | 1.3663 | 4.7103
50100050 | BREAKER RETAINER | 3.9575 | 0 |  | 5.1448 | 0 | 5.1448
50200041 | 15 AMP 2POLE BREAKER | 16.6746 | 11.34 |  | 21.677 | 14.742 | 21.677
50200042 | 20 AMP 2POLE BREAKER | 17.2726 | 10.88 |  | 22.4544 | 14.144 | 22.4544
50200044 | 30 AMP 2POLE BREAKER | 25.3726 | 7.66 |  | 32.9844 | 9.958 | 32.9844
50200045 | 40 AMP 2POLE BREAKER | 10.4338 | 9.43 |  | 13.5639 | 12.259 | 13.5639
50200046 | 50 AMP 2POLE BREAKER | 13.0499 | 12.22 |  | 16.9649 | 15.886 | 16.9649
50200047 | 60 AMP 2POLE BREAKER | 14.5343 | 0 |  | 18.8946 | 0 | 18.8946
50200048 | 70 AMP 2POLE BREAKER | 34.8011 | 24.2 |  | 45.2414 | 31.46 | 45.2414
50200049 | 100 AMP 2POLE BREAKER | 48.5297 | 76.61 |  | 63.0886 | 99.593 | 99.593
50200050 | 125 AMP 2POLE BREAKER | 61.3659 | 0 |  | 79.7757 | 0 | 79.7757
50300041 | 15 AMP 3POLE BREAKER | 274.9106 | 312.0933 |  | 357.3838 | 405.7213 | 405.7213
50300042 | 20 AMP 3POLE BREAKER | 75.1373 | 67.07 |  | 97.6785 | 87.191 | 97.6785
50300044 | 30 AMP 3POLE BREAKER | 100.1511 | 0 |  | 130.1964 | 0 | 130.1964
50300045 | 40 AMP 3POLE BREAKER | 341.742 | 312.09 |  | 444.2646 | 405.717 | 444.2646
50300046 | 50 AMP 3POLE BREAKER | 341.742 | 312.09 |  | 444.2646 | 405.717 | 444.2646
50300047 | 60 AMP 3POLE BREAKER | 188.5714 | 0 |  | 245.1428 | 0 | 245.1428
50300049 | 100 AMP 3POLE BREAKER | 30.7083 | 0 |  | 39.9208 | 0 | 39.9208
50100061 | 1" INSULATED GRD BUSHING | 6.341 | 5.9752 |  | 8.2433 | 7.7678 | 8.2433
50114061 | 1-1/4" INSULATED GRD BUSHING | 7.2517 | 8 |  | 9.4272 | 10.4 | 10.4
50112061 | 1-1/2" INSULATED GRD BUSHING | 7.2964 | 2.45 |  | 9.4853 | 3.185 | 9.4853
50200061 | 2" INSULATED GRD BUSHING | 10.1021 | 11.645 |  | 13.1327 | 15.1385 | 15.1385
50212061 | 2-1/2" INSULATED GRD BUSHING | 12.1553 | 19.23 |  | 15.8019 | 24.999 | 24.999
50300061 | 3" INSULATED GRD BUSHING | 0 | 0 |  | 0 | 0 | 0
50012062 | 1/2" INS PLASTIC BUSHING | 0.2692 | 0.205 |  | 0.34996 | 0.2665 | 0.34996
50034062 | 3/4" INS PLASTIC BUSHING | 0.2126 | 0 |  | 0.27638 | 0 | 0.27638
50100062 | 1" INS PLASTIC BUSHING | 0.5984 | 0.5482 |  | 0.77792 | 0.71266 | 0.77792
50114062 | 1-1/4" INS PLASTIC BUSHING | 0.8236 | 2.62 |  | 1.0707 | 3.406 | 3.406
50112062 | 1-1/2" INS PLASTIC BUSHING | 0.9041 | 1.1212 |  | 1.1753 | 1.4576 | 1.4576
50200062 | 2" INS PLASTIC BUSHING | 1.9653 | 1.8432 |  | 2.5549 | 2.3962 | 2.5549
50212062 | 2-1/2" INS PLASTIC BUSHING | 2.7986 | 2.767 |  | 3.6382 | 3.5971 | 3.6382
50300062 | 3" INS PLASTIC BUSHING | 2.9425 | 3.046 |  | 3.8253 | 3.9598 | 3.9598
50400062 | 4" INS PLASTIC BUSHING | 1.1437 | 0 |  | 1.4868 | 0 | 1.4868
50012061 | BUSHING, KO PLASTIC | 0.0709 | 0 |  | 0.09217 | 0 | 0.09217
50034063 | 3/4" THREADED BUSHING | 0.0709 | 0 |  | 0.09217 | 0 | 0.09217
50100063 | 1" THREADED BUSHING | 2.02 | 1.86 |  | 2.626 | 2.418 | 2.626
50114063 | 1-1/4" THREADED BUSHING | 1.687 | 2.03 |  | 2.1931 | 2.639 | 2.639
50112063 | 1-1/2" THREADED BUSHING | 3.8765 | 0 |  | 5.0395 | 0 | 5.0395
50200063 | 2" THREADED BUSHING | 4.423 | 0 |  | 5.7499 | 0 | 5.7499
50604135 | #6 SCREW TYPE NSI BUTT SPLICE | 15.5949 | 14.5158 |  | 20.2734 | 18.8705 | 20.2734
50010075 | 10MFD 370V RUN CAPACITOR | 7.4465 | 3.75 |  | 9.6805 | 4.875 | 9.6805
50015075 | 15MFD 370V RUN CAPACITOR | 5.9514 | 0 |  | 7.7368 | 0 | 7.7368
50020075 | 20MFD 370V RUN CAPACITOR | 11.5914 | 6.5933 |  | 15.0688 | 8.5713 | 15.0688
50030075 | 30MFD 370V RUN CAPACITOR | 17.6795 | 11.66 |  | 22.9834 | 15.158 | 22.9834
50035075 | 35MFD 370V RUN CAPACITOR | 15.7596 | 11.83 |  | 20.4875 | 15.379 | 20.4875
50045075 | 40-45MFD 370V RUN CAPACITOR | 17.8017 | 21.24 |  | 23.1422 | 27.612 | 27.612
50108070 | 108-130MFD 110V START CAP | 15.5768 | 0 |  | 20.2498 | 0 | 20.2498
50130070 | 130-156MFD 110V START CAP | 14.3634 | 5.65 |  | 18.6724 | 7.345 | 18.6724
50161071 | 161-193MFD 110V START CAP | 5.8119 | 5.33 |  | 7.5555 | 6.929 | 7.5555
50116072 | 216-259MFD 110V START CAP | 2.3178 | 0 |  | 3.0131 | 0 | 3.0131
50124073 | 324-389MFD 110V START CAP | 7.1864 | 6.78 |  | 9.3423 | 8.814 | 9.3423
50178073 | 378-454MFD 110V START CAP | 5.1689 | 9.12 |  | 6.7196 | 11.856 | 11.856
50160074 | 460-552MFD 110V START CAP | 3.5729 | 0 |  | 4.6448 | 0 | 4.6448
50166071 | 652-662MFD 110V START CAP | 15.9816 | 0 |  | 20.7761 | 0 | 20.7761
50170075 | 708-850MFD 110V START CAP | 16.2899 | 16.07 |  | 21.1769 | 20.891 | 21.1769
50230065 | 108-130MFD 220V START CAP | 18.0775 | 36.3 |  | 23.5008 | 47.19 | 47.19
50230071 | 130-156MFD 220V START CAP | 6.5776 | 5.56 |  | 8.5509 | 7.228 | 8.5509
50245071 | 145-174MFD 220V START CAP | 7.4166 | 11.83 |  | 9.6416 | 15.379 | 15.379
50216072 | 216-259MFD 220V START CAP | 15.9065 | 14.72 |  | 20.6785 | 19.136 | 20.6785
50280072 | 280-324MFD 220V START CAP | 24.929 | 0 |  | 32.4077 | 0 | 32.4077
50330065 | 108-130MFD 330V START CAP | 1.3158 | 0 |  | 1.7105 | 0 | 1.7105
50330071 | 130-156MFD 330V START CAP | 10.1185 | 17.98 |  | 13.154 | 23.374 | 23.374
50345071 | 145-174MFD 330V START CAP | 9.0789 | 0 |  | 11.8026 | 0 | 11.8026
50316072 | 216-259MFD 330V START CAP | 27.2651 | 28.48 |  | 35.4446 | 37.024 | 37.024
50316073 | 270-324MFD 330V START CAP | 23.6025 | 26.52 |  | 30.6833 | 34.476 | 34.476
50330072 | 350-420MFD 330V START CAP | 58.0515 | 63.8 |  | 75.4669 | 82.94 | 82.94
50330073 | 622-849MFD 330V START CAP | 10.1214 | 0 |  | 13.1578 | 0 | 13.1578
50100035 | 115V ALTERNATOR COIL | 15.5262 | 0 |  | 20.1841 | 0 | 20.1841
50400035 | 480V ALTERNATOR COIL | 30.35 | 0 |  | 39.455 | 0 | 39.455
50100036 | 120V CONTACTOR COIL SMALL | 16.2981 | 14.8844 |  | 21.1875 | 19.3497 | 21.1875
50200036 | 220V CONTACTOR COIL SMALL | 87.87 | 0 |  | 114.231 | 0 | 114.231
50100037 | 120V STARTER COIL LARGE | 15.7893 | 0 |  | 20.5261 | 0 | 20.5261
50200037 | 220V START COIL (dual voltage) | 92.612 | 84 |  | 120.3956 | 109.2 | 120.3956
50100038 | 120V FURNAS STARTER COIL | 6.8218 | 0 |  | 8.8683 | 0 | 8.8683
50200038 | 220V FURNAS STARTER COIL | 92.8333 | 0 |  | 120.6833 | 0 | 120.6833
50400038 | 460V FURNAS STARTER COIL | 14.1294 | 0 |  | 18.3682 | 0 | 18.3682
50012530 | 1/2" CONDUIT STRAP | 0.1959 | 0.1187 |  | 0.25467 | 0.15431 | 0.25467
50034530 | 3/4" CONDUIT STRAP | 0.2066 | 0.203 |  | 0.26858 | 0.2639 | 0.26858
50100530 | 1" CONDUIT STRAP | 0.245 | 0.385 |  | 0.3185 | 0.5005 | 0.5005
50114530 | 1-1/4" CONDUIT STRAP | 0.3987 | 0.606 |  | 0.51831 | 0.7878 | 0.7878
50112530 | 1-1/2" CONDUIT STRAP | 0.7978 | 0.8783 |  | 1.0371 | 1.1418 | 1.1418
50200530 | 2" CONDUIT STRAP | 1.1572 | 1.359 |  | 1.5044 | 1.7667 | 1.7667
50212530 | 2-1/2" CONDUIT STRAP | 1.1984 | 1.078 |  | 1.5579 | 1.4014 | 1.5579
50300530 | 3" CONDUIT STRAP | 1.99 | 0 |  | 2.587 | 0 | 2.587
50400530 | 4" CONDUIT STRAP | 2.6315 | 0 |  | 3.4209 | 0 | 3.4209
50012531 | 1/2" EMT CONDUIT STRAP | 0.1405 | 0.1124 |  | 0.18265 | 0.14612 | 0.18265
50034531 | 3/4" EMT CONDUIT STRAP | 0.1631 | 0.1692 |  | 0.21203 | 0.21996 | 0.21996
50100531 | 1" EMT CONDUIT STRAP | 0.2556 | 0.218 |  | 0.33228 | 0.2834 | 0.33228
50114531 | 1-1/4" EMT CONDUIT STRAP | 0.1417 | 0 |  | 0.18421 | 0 | 0.18421
50112531 | 1-1/2" EMT CONDUIT STRAP | 0.7357 | 1.312 |  | 0.95641 | 1.7056 | 1.7056
50200531 | 2" EMT CONDUIT STRAP | 1.4005 | 1.29 |  | 1.8207 | 1.677 | 1.8207
50212531 | 2-1/2" EMT CONDUIT STRAP | 0 | 0 |  | 0 | 0 | 0
50100125 | 1" PVC END BELL | 2.9887 | 2.41 |  | 3.8853 | 3.133 | 3.8853
50114125 | 1-1/4" PVC END BELL | 2.0648 | 0 |  | 2.6842 | 0 | 2.6842
50112125 | 1-1/2" PVC END BELL | 1.8522 | 0 |  | 2.4079 | 0 | 2.4079
50200125 | 2" PVC END BELL | 5.751 | 4.885 |  | 7.4763 | 6.3505 | 7.4763
50212125 | 2-1/2" PVC END BELL | 3.8282 | 4.915 |  | 4.9767 | 6.3895 | 6.3895
50300125 | 3" PVC END BELL | 4.0182 | 0 |  | 5.2237 | 0 | 5.2237
50012111 | 1/2" EMT CONDUIT | 0.2609 | 0.2713 |  | 0.33917 | 0.35269 | 0.35269
50034111 | 3/4" EMT CONDUIT | 0.4566 | 0.3208 |  | 0.59358 | 0.41704 | 0.59358
50100111 | 1" EMT CONDUIT | 0.7564 | 0.7393 |  | 0.98332 | 0.96109 | 0.98332
50114111 | 1-1/4" EMT CONDUIT | 1.1415 | 0.996 |  | 1.484 | 1.2948 | 1.484
50112111 | 1-1/2" EMT CONDUIT | 1.4985 | 1.22 |  | 1.9481 | 1.586 | 1.9481
50200111 | 2" EMT CONDUIT | 1.8725 | 0 |  | 2.4343 | 0 | 2.4343
50212111 | 2-1/2" EMT CONDUIT | 0 | 0 |  | 0 | 0 | 0
50012113 | 1/2" LT FLEX CONDUIT | 0.4013 | 0.0119 |  | 0.52169 | 0.01547 | 0.52169
50034113 | 3/4" LT FLEX CONDUIT | 1.8452 | 1.7658 |  | 2.3988 | 2.2955 | 2.3988
50100113 | 1" LT FLEX CONDUIT | 3.5678 | 3.2643 |  | 4.6381 | 4.2436 | 4.6381
50114113 | 1-1/4" LT FLEX CONDUIT | 4.4235 | 4.0664 |  | 5.7505 | 5.2863 | 5.7505
50112113 | 1-1/2" LT FLEX CONDUIT | 5.353 | 4.933 |  | 6.9589 | 6.4129 | 6.9589
50012112 | 1/2" FLEX ALUM CONDUIT | 0.5262 | 0.5911 |  | 0.68406 | 0.76843 | 0.76843
50034112 | 3/4" FLEX ALUM CONDUIT | 0.9615 | 0 |  | 1.25 | 0 | 1.25
50100112 | 1" FLEX ALUM CONDUIT | 1.0121 | 0 |  | 1.3157 | 0 | 1.3157
50114112 | 1-1/4" FLEX ALUM CONDUIT | 0.3137 | 0 |  | 0.40781 | 0 | 0.40781
50012114 | 1/2" PVC SCHEDULE 40 CONDUIT | 0.2405 | 0.2198 |  | 0.31265 | 0.28574 | 0.31265
50034114 | 3/4" PVC SCHEDULE 40 CONDUIT | 0.2885 | 0.2681 |  | 0.37505 | 0.34853 | 0.37505
50100114 | 1" PVC SCHEDULE 40 CONDUIT | 0.4417 | 0.4263 |  | 0.57421 | 0.55419 | 0.57421
50114114 | 1-1/4" PVC SCHEDULE 40 CONDUIT | 0.5619 | 0.5434 |  | 0.73047 | 0.70642 | 0.73047
50112114 | 1-1/2" PVC SCHEDULE 40 CONDUIT | 0.625 | 0.575 |  | 0.8125 | 0.7475 | 0.8125
50200114 | 2" PVC SCHEDULE 40 CONDUIT | 0.8756 | 0.7473 |  | 1.1383 | 0.97149 | 1.1383
50212114 | 2-1/2" PVC SCHEDULE 40 CONDUIT | 1.2045 | 1.214 |  | 1.5658 | 1.5782 | 1.5782
50300114 | 3" PVC SCHEDULE 40 CONDUIT | 3.087 | 0 |  | 4.0131 | 0 | 4.0131
50400114 | 4" PVC SCHEDULE 40 CONDUIT | 1.9129 | 0 |  | 2.4868 | 0 | 2.4868
50012115 | 1/2" RIGID CONDUIT | 0.4656 | 0 |  | 0.60528 | 0 | 0.60528
50034115 | 3/4" RIGID CONDUIT | 0.8805 | 0 |  | 1.1446 | 0 | 1.1446
50100115 | 1" RIGID CONDUIT | 0.2227 | 0 |  | 0.28951 | 0 | 0.28951
50114115 | 1-1/4" RIGID CONDUIT | 2.0749 | 0 |  | 2.6974 | 0 | 2.6974
50012110 | 1/2" RUNNING THREAD CONDUIT | 13.3198 | 0 |  | 17.3157 | 0 | 17.3157
50034110 | 3/4" RUNNING THREAD CONDUIT | 1.4676 | 0 |  | 1.9079 | 0 | 1.9079
50100110 | 1" RUNNING THREAD CONDUIT | 0 | 0 |  | 0 | 0 | 0
50114110 | 1-1/4" RUNNING THREAD CONDUIT | 27.3176 | 0 |  | 35.5129 | 0 | 35.5129
50112110 | 1-1/2" RUNNING THREAD CONDUIT | 58.9672 | 0 |  | 76.6574 | 0 | 76.6574
50200110 | 2" RUNNING THREAD CONDUIT | 45.4314 | 43.7467 |  | 59.0608 | 56.8707 | 59.0608
50212110 | 2-1/2" RUNNING THREAD CONDUIT | 34.2814 | 2.41 |  | 44.5658 | 3.133 | 44.5658
50300110 | 3" RUNNING THREAD CONDUIT | 35.02 | 0 |  | 45.526 | 0 | 45.526
50614135 | MAIN LINE SPLICE BLOCK | 130.7 | 120.46 |  | 169.91 | 156.598 | 169.91
50012139 | 1/2" UF CONNECTOR | 2.5911 | 0 |  | 3.3684 | 0 | 3.3684
50034139 | 3/4" UF CONNECTOR | 2.6721 | 0 |  | 3.4737 | 0 | 3.4737
50600139 | #6 OR #8 CORD GRIP CONNECTOR | 2.7079 | 2.44 |  | 3.5203 | 3.172 | 3.5203
51012139 | #12 OR #14 CORD GRIP CONNECTOR | 2.2894 | 2.98 |  | 2.9762 | 3.874 | 3.874
50130138 | 30A FEM CORD GRIP RECEPTICAL | 62.6251 | 56.12 |  | 81.4126 | 72.956 | 81.4126
50130139 | 30AMP MALE CORD GRIP PLUG | 24.025 | 21.98 |  | 31.2325 | 28.574 | 31.2325
50160139 | 60AMP MALE CORD GRIP PLUG | 62.0036 | 0 |  | 80.6047 | 0 | 80.6047
50012134 | 1/2" EMT CONNECTOR | 0.3352 | 0.2922 |  | 0.43576 | 0.37986 | 0.43576
50034134 | 3/4" EMT CONNECTOR | 0.3586 | 10.68 |  | 0.46618 | 13.884 | 13.884
50100134 | 1" EMT CONNECTOR | 0.63 | 0.975 |  | 0.819 | 1.2675 | 1.2675
50114134 | 1-1/4" EMT CONNECTOR | 0.9443 | 2.92 |  | 1.2276 | 3.796 | 3.796
50112134 | 1-1/2" EMT CONNECTOR | 1.1032 | 0 |  | 1.4342 | 0 | 1.4342
50200134 | 2" EMT CONNECTOR | 0.3036 | 0 |  | 0.39468 | 0 | 0.39468
50012133 | 1/2" EMT OFF-SET CONNECTOR | 0.9412 | 0 |  | 1.2236 | 0 | 1.2236
50034133 | 3/4" EMT OFF-SET CONNECTOR | 2.6 | 0 |  | 3.38 | 0 | 3.38
50100133 | 1" EMT OFF-SET CONNECTOR | 3.16 | 0 |  | 4.108 | 0 | 4.108
50012129 | 1/2" EMT x FLEX CONNECTOR | 0.0203 | 0 |  | 0.02639 | 0 | 0.02639
50034129 | 3/4" EMT x FLEX CONNECTOR | 4.4433 | 0 |  | 5.7763 | 0 | 5.7763
50100129 | 1" EMT x FLEX CONNECTOR | 0.2429 | 0 |  | 0.31577 | 0 | 0.31577
50038130 | 3/8" FLEX CONNECTOR | 0 | 0 |  | 0 | 0 | 0
50012130 | 1/2" FLEX CONNECTOR | 0.8352 | 1.56 |  | 1.0858 | 2.028 | 2.028
50034130 | 3/4" FLEX CONNECTOR | 0.5903 | 2.31 |  | 0.76739 | 3.003 | 3.003
50100130 | 1" FLEX CONNECTOR | 1.5688 | 0 |  | 2.0394 | 0 | 2.0394
50114130 | 1-1/4" FLEX CONNECTOR | 6.508 | 0 |  | 8.4604 | 0 | 8.4604
50112130 | 1-1/2" FLEX CONNECTOR | 11.5301 | 10.96 |  | 14.9891 | 14.248 | 14.9891
50012132 | 1/2" LT or FLEX CONNECTOR | 2.766 | 2.5688 |  | 3.5958 | 3.3394 | 3.5958
50034132 | 3/4" LT or FLEX CONNECTOR | 3.6459 | 3.6556 |  | 4.7397 | 4.7523 | 4.7523
50100132 | 1" LT or FLEX CONNECTOR | 5.4536 | 5.0475 |  | 7.0897 | 6.5618 | 7.0897
50114132 | 1-1/4" LT or FLEX CONNECTOR | 9.0847 | 7.16 |  | 11.8101 | 9.308 | 11.8101
50112132 | 1-1/2" LT or FLEX CONNECTOR | 11.0482 | 12.575 |  | 14.3627 | 16.3475 | 16.3475
50200132 | 2" LT or FLEX CONNECTOR | 24.255 | 22.315 |  | 31.5315 | 29.0095 | 31.5315
50212132 | 2-1/2" LT or FLEX CONNECTOR | 120.045 | 110.435 |  | 156.0585 | 143.5655 | 156.0585
50100135 | #4 TO #1/0 SPLITBOLT CONNECTOR | 6.9323 | 5.16 |  | 9.012 | 6.708 | 9.012
50400135 | #10 TO #4 SPLIT BOLT CONNECTOR | 4.3471 | 3.684 |  | 5.6512 | 4.7892 | 5.6512
50200140 | N/C or N/O STARTER AUX CONTACT | 8.1384 | 17.4 |  | 10.5799 | 22.62 | 22.62
50100140 | N/C or N/O HOA CONTACT BLOCKS | 17.8584 | 12.92 |  | 23.2159 | 16.796 | 23.2159
50201520 | SIZE 2 CONTACT KIT | 124.065 | 191.4 |  | 161.2845 | 248.82 | 248.82
50301520 | SIZE 3 CONTACT KIT | 0 | 0 |  | 0 | 0 | 0
50200142 | 15 or 20AMP 2POLE CONTACTOR | 52.1553 | 47.6309 |  | 67.8019 | 61.9202 | 67.8019
50300142 | 30AMP 2POLE CONTACTOR | 60.5653 | 58.175 |  | 78.7349 | 75.6275 | 78.7349
50300143 | 30AMP 3POLE CONTACTOR | 76.92 | 70.76 |  | 99.996 | 91.988 | 99.996
50400142 | 40AMP 2 POLE CONTACTOR | 79.2743 | 74.22 |  | 103.0566 | 96.486 | 103.0566
50400143 | 40AMP 3 POLE CONTACTOR | 186.9 | 172.26 |  | 242.97 | 223.938 | 242.97
50500142 | 50AMP 2 POLE CONTACTOR | 118.0975 | 109.76 |  | 153.5267 | 142.688 | 153.5267
50500143 | 50AMP 3 POLE CONTACTOR | 98.228 | 0 |  | 127.6964 | 0 | 127.6964
50600142 | 60AMP 2 POLE CONTACTOR | 127.45 | 0 |  | 165.685 | 0 | 165.685
50700142 | 70AMP 2 POLE CONTACTOR | 0 | 0 |  | 0 | 0 | 0
50700143 | 70AMP 3 POLE CONTACTOR | 8.8562 | 0 |  | 11.5131 | 0 | 11.5131
50012070 | 1/2" PVC CONDUIT COUPLING | 0.2103 | 0.1688 |  | 0.27339 | 0.21944 | 0.27339
50034070 | 3/4" PVC CONDUIT COUPLING | 0.425 | 1.89 |  | 0.5525 | 2.457 | 2.457
50100070 | 1" PVC CONDUIT COUPLING | 0.4565 | 0.306 |  | 0.59345 | 0.3978 | 0.59345
50114070 | 1-1/4" PVC CONDUIT COUPLING | 0.5752 | 0.4692 |  | 0.74776 | 0.60996 | 0.74776
50112070 | 1-1/2" PVC CONDUIT COUPLING | 0.6441 | 0.654 |  | 0.83733 | 0.8502 | 0.8502
50200070 | 2" PVC CONDUIT COUPLING | 0.785 | 0.715 |  | 1.0205 | 0.9295 | 1.0205
50212070 | 2-1/2" PVC CONDUIT COUPLING | 1.7867 | 1.34 |  | 2.3227 | 1.742 | 2.3227
50300070 | 3" PVC CONDUIT COUPLING | 1.4777 | 0 |  | 1.921 | 0 | 1.921
50400070 | 4" PVC CONDUIT COUPLING | 1.9129 | 0 |  | 2.4868 | 0 | 2.4868
50012071 | 1/2" EMT CONDUIT COUPLING | 0.3057 | 2.59 |  | 0.39741 | 3.367 | 3.367
50034071 | 3/4" EMT CONDUIT COUPLING | 0.331 | 3.18 |  | 0.4303 | 4.134 | 4.134
50100071 | 1" EMT CONDUIT COUPLING | 0.4388 | 1.0843 |  | 0.57044 | 1.4096 | 1.4096
50114071 | 1-1/4" EMT CONDUIT COUPLING | 1.1134 | 0 |  | 1.4474 | 0 | 1.4474
50112071 | 1-1/2" EMT CONDUIT COUPLING | 1.4504 | 2.344 |  | 1.8855 | 3.0472 | 3.0472
50200071 | 2" EMT CONDUIT COUPLING | 2.2368 | 0 |  | 2.9078 | 0 | 2.9078
51020173 | 100AMP 240V 3 PH DISCONNECT | 99.0883 | 0 |  | 128.8148 | 0 | 128.8148
51060173 | 100AMP 600V 3 PH DISCONNECT | 193.7075 | 139 |  | 251.8198 | 180.7 | 251.8198
52002174 | 200AMP 1PH w/FS NEMA 1 (indoor | 0 | 0 |  | 0 | 0 | 0
52004174 | 200AMP 1PH w/FS NEMA 3 (outdoo | 100.7786 | 0 |  | 131.0122 | 0 | 131.0122
52003174 | 200AMP 3PH w/FS NEMA 1 (indoor | 161.9421 | 0 |  | 210.5247 | 0 | 210.5247
52000174 | 200AMP 3PH w/FS NEMA 3 (Outdoo | 0 | 0 |  | 0 | 0 | 0
50320170 | 30AMP 1 PH CHEAP P/O DISCONNEC | 21.4573 | 0 |  | 27.8945 | 0 | 27.8945
50360170 | 30AMP 600V 3 PH w/FS DISCONNEC | 160.5924 | 173.69 |  | 208.7701 | 225.797 | 225.797
50602172 | 60AMP 240V 1PH w/FS DISCONNECT | 0 | 0 |  | 0 | 0 | 0
50620172 | 60AMP 240V 3PH NF DISCONNECT | 0 | 0 |  | 0 | 0 | 0
50603172 | 60AMP 240V 3PH w/FS DISCONNECT | 48.8661 | 0 |  | 63.5259 | 0 | 63.5259
50613172 | 60AMP 600V 3PH w/FS DISCONNECT | 225.872 | 208.37 |  | 293.6336 | 270.881 | 293.6336
50012092 | 1/2" EMT 90 ELBOW | 0.85 | 0 |  | 1.105 | 0 | 1.105
50034092 | 3/4" EMT 90 ELBOW | 0.8198 | 0 |  | 1.0657 | 0 | 1.0657
50100092 | 1" EMT 90 ELBOW | 6.48 | 5.96 |  | 8.424 | 7.748 | 8.424
50114092 | 1-1/4" EMT 90 ELBOW | 7.835 | 7.22 |  | 10.1855 | 9.386 | 10.1855
50112092 | 1-1/2" EMT 90 ELBOW | 6.677 | 6.36 |  | 8.6801 | 8.268 | 8.6801
50200092 | 2" EMT 90 ELBOW | 7.126 | 9.355 |  | 9.2638 | 12.1615 | 12.1615
50212092 | 2-1/2" EMT 90 ELBOW | 5.4655 | 0 |  | 7.1052 | 0 | 7.1052
50012093 | 1/2" LT 90 FLEX ELBOW | 3.7094 | 3.7531 |  | 4.8222 | 4.879 | 4.879
50034093 | 3/4" LT 90 FLEX ELBOW | 5.5243 | 5.6813 |  | 7.1816 | 7.3857 | 7.3857
50100093 | 1" LT 90 FLEX ELBOW | 11.6297 | 10.9233 |  | 15.1186 | 14.2003 | 15.1186
50114093 | 1-1/4" LT 90 FLEX ELBOW | 16.0107 | 14.766 |  | 20.8139 | 19.1958 | 20.8139
50112093 | 1-1/2" LT 90 FLEX ELBOW | 22.2283 | 20.4867 |  | 28.8968 | 26.6327 | 28.8968
50200093 | 2" LT 90 FLEX ELBOW | 33.55 | 30.89 |  | 43.615 | 40.157 | 43.615
50038094 | 3/8" FLEX 90 CONNECTOR ELBOW | 0 | 0 |  | 0 | 0 | 0
50012094 | 1/2" FLEX 90 CONNECTOR ELBOW | 2.098 | 1.9336 |  | 2.7274 | 2.5137 | 2.7274
50034094 | 3/4" FLEX 90 CONNECTOR ELBOW | 2.7125 | 0 |  | 3.5263 | 0 | 3.5263
50100094 | 1" FLEX 90 CONNECTOR ELBOW | 0.8401 | 0 |  | 1.0921 | 0 | 1.0921
50114094 | 1-1/4" FLEX 90 CONNECTOR ELBOW | 5.4959 | 0 |  | 7.1447 | 0 | 7.1447
50012095 | 1/2" PVC 90 SWP/PULLING ELBOW | 1.636 | 3.555 |  | 2.1268 | 4.6215 | 4.6215
50034095 | 3/4" PVC 90 SWP/PULLING ELBOW | 1.1885 | 1.0208 |  | 1.545 | 1.327 | 1.545
50100095 | 1" PVC 90 SWP/PULLING ELBOW | 3.63 | 3.34 |  | 4.719 | 4.342 | 4.719
50114095 | 1-1/4" PVC90 SWP/PULLING ELBOW | 2.0833 | 1.92 |  | 2.7083 | 2.496 | 2.7083
50112095 | 1-1/2" PVC90 SWP/PULLING ELBOW | 8.25 | 7.58 |  | 10.725 | 9.854 | 10.725
50200095 | 2" PVC 90 SWP/PULLING ELBOW | 4.5595 | 4.19 |  | 5.9273 | 5.447 | 5.9273
50212095 | 2-1/2" PVC 90 SWP/PULLING ELBO | 7.9402 | 7.305 |  | 10.3223 | 9.4965 | 10.3223
50300095 | 3" PVC 90 SWP/PULLING ELBOW | 8.5525 | 0 |  | 11.1183 | 0 | 11.1183
50012145 | 1/2" PVC 45 ELBOW | 0.4858 | 0 |  | 0.63154 | 0 | 0.63154
50034145 | 3/4" PVC 45 ELBOW | 0.3735 | 0 |  | 0.48555 | 0 | 0.48555
50100145 | 1" PVC 45 ELBOW | 1.579 | 0 |  | 2.0527 | 0 | 2.0527
50114145 | 1-1/4" PVC 45 ELBOW | 1.8623 | 0 |  | 2.421 | 0 | 2.421
50112145 | 1-1/2" PVC 45 ELBOW | 0 | 0 |  | 0 | 0 | 0
50200145 | 2" PVC 45 ELBOW | 3.564 | 3.66 |  | 4.6332 | 4.758 | 4.758
50212145 | 2-1/2" PVC 45 ELBOW | 7.77 | 7.1 |  | 10.101 | 9.23 | 10.101
50300145 | 3" PVC 45 ELBOW | 0 | 0 |  | 0 | 0 | 0
50012146 | 1/2" LT 45 CONNECTOR ELBOW | 0.6073 | 0 |  | 0.78949 | 0 | 0.78949
50034146 | 3/4" LT 45 CONNECTOR ELBOW | 4.6761 | 0 |  | 6.0789 | 0 | 6.0789
50100146 | 1" LT 45 CONNECTOR ELBOW | 6.0223 | 0 |  | 7.829 | 0 | 7.829
50114146 | 1-1/4" LT 45 CONNECTOR ELBOW | 6.6396 | 0 |  | 8.6315 | 0 | 8.6315
50200200 | 3E2A ELECTRODE HOLDER | 9.3 | 0 |  | 12.09 | 0 | 12.09
50300200 | 3E3A ELECTRODE HOLDER | 294.2297 | 0 |  | 382.4986 | 0 | 382.4986
50400200 | 3E4A ELECTRODE HOLDER | 0 | 0 |  | 0 | 0 | 0
50500200 | 3E5A ELECTRODE PROBES | 0 | 0 |  | 0 | 0 | 0
50100210 | 3W1 ELECTRODE PROBES | 13.98 | 0 |  | 18.174 | 0 | 18.174
50100215 | 1/4" 3Z1B ELECTRODE PROBE ADAP | 3.61 | 0 |  | 4.693 | 0 | 4.693
50100521 | EXHAUST FAN | 123.06 | 112.38 |  | 159.978 | 146.094 | 159.978
50601228 | FUSE BLOCK, 600V MIDGET | 0 | 0 |  | 0 | 0 | 0
52020228 | FUSE CLIP | 24.4076 | 26.975 |  | 31.7299 | 35.0675 | 35.0675
50020220 | 250V 2 AMP FUSE | 4.3218 | 0 |  | 5.6183 | 0 | 5.6183
50520220 | 250V 5 AMP FUSE | 3.7785 | 0 |  | 4.9121 | 0 | 4.9121
50120221 | 250V 10 AMP FUSE | 3.7785 | 0 |  | 4.9121 | 0 | 4.9121
50152221 | 250V 15 AMP FUSE | 3.7785 | 4.466 |  | 4.9121 | 5.8058 | 5.8058
50220222 | 250V 20 AMP FUSE | 4.0621 | 4.195 |  | 5.2807 | 5.4535 | 5.4535
50320222 | 250V 30 AMP FUSE | 6.1969 | 4.459 |  | 8.056 | 5.7967 | 8.056
50420223 | 250V 40 AMP FUSE | 15.47 | 7.735 |  | 20.111 | 10.0555 | 20.111
50520224 | 250V 50 AMP FUSE | 19.2609 | 0 |  | 25.0392 | 0 | 25.0392
50600225 | 250V 60 AMP FUSE | 13.3198 | 0 |  | 17.3157 | 0 | 17.3157
50720226 | 250V 70 AMP FUSE | 0 | 0 |  | 0 | 0 | 0
50820220 | 250V 80 AMP FUSE | 11.4169 | 0 |  | 14.842 | 0 | 14.842
50920220 | 250V 90 AMP FUSE | 28.9978 | 0 |  | 37.6971 | 0 | 37.6971
51002227 | 250V 100 AMP FUSE | 24.0922 | 24.3567 |  | 31.3199 | 31.6637 | 31.6637
51502227 | 250V 150 AMP FUSE | 45.8904 | 0 |  | 59.6575 | 0 | 59.6575
52020227 | 250V 200 AMP FUSE | 40.1756 | 40.975 |  | 52.2283 | 53.2675 | 53.2675
53060220 | 30 AMP MIDGET FUSE | 12.3371 | 0 |  | 16.0382 | 0 | 16.0382
50560220 | 600V 5 AMP FUSE | 16.758 | 0 |  | 21.7854 | 0 | 21.7854
50156221 | 600V 15 AMP OR 20 AMP FUSE | 6.0258 | 4.11 |  | 7.8335 | 5.343 | 7.8335
51560220 | 600V 15 AMP MIDGET FUSE | 12.7463 | 11.7375 |  | 16.5702 | 15.2588 | 16.5702
50260222 | 600V 20 AMP FUSE | 11.3645 | 13.96 |  | 14.7738 | 18.148 | 18.148
50360222 | 600V 30 AMP FUSE | 13.5413 | 15.0083 |  | 17.6037 | 19.5108 | 19.5108
50460223 | 600V 40 AMP FUSE | 9.3724 | 0 |  | 12.1841 | 0 | 12.1841
50560224 | 600V 50 AMP FUSE | 16.0019 | 0 |  | 20.8025 | 0 | 20.8025
50660226 | 600V 60 AMP FUSE | 18.1042 | 28.62 |  | 23.5355 | 37.206 | 37.206
50760226 | 600V 70 AMP FUSE | 28.0369 | 50.82 |  | 36.448 | 66.066 | 66.066
50860226 | 600V 80 AMP FUSE | 27.6415 | 0 |  | 35.934 | 0 | 35.934
51000227 | 600V 100 AMP FUSE | 47.5161 | 58.2533 |  | 61.7709 | 75.7293 | 75.7293
51250227 | 600V 125 AMP FUSE | 45.36 | 0 |  | 58.968 | 0 | 58.968
51512227 | 600V 150 AMP FUSE | 5.2848 | 0 |  | 6.8702 | 0 | 6.8702
51750227 | 600V 175 AMP FUSE | 59.51 | 0 |  | 77.363 | 0 | 77.363
52000227 | 600V 200 AMP FUSE | 108.3433 | 98.94 |  | 140.8463 | 128.622 | 140.8463
50010228 | FUSE REDUCER, ANY | 31.11 | 16.11 |  | 40.443 | 20.943 | 40.443
50600228 | PILOT FUSE KIT | 0 | 0 |  | 0 | 0 | 0
50058090 | 1/2 - 1 1/4 GROUND CLAMP | 2.4812 | 2.2333 |  | 3.2256 | 2.9033 | 3.2256
50200090 | 1 1/4 - 2 GROUND CLAMP | 5.4308 | 5.01 |  | 7.06 | 6.513 | 7.06
50400090 | 2 1/2 - 4 GROUND CLAMP | 25.8968 | 23.892 |  | 33.6658 | 31.0596 | 33.6658
50058241 | ACORN GROUND CLAMP | 2.2651 | 2.125 |  | 2.9446 | 2.7625 | 2.9446
50625063 | 250 GROUND LUGS | 4.12 | 3.79 |  | 5.356 | 4.927 | 5.356
50201063 | #2 GROUND LUGS | 1.562 | 0.992 |  | 2.0306 | 1.2896 | 2.0306
50400063 | #4 GROUND LUGS | 4.4979 | 14.515 |  | 5.8473 | 18.8695 | 18.8695
50402063 | 2COND GROUND LUGS | 4.1695 | 2.665 |  | 5.4204 | 3.4645 | 5.4204
50403063 | 3COND GROUND LUGS | 18.7338 | 17.109 |  | 24.3539 | 22.2417 | 24.3539
50600063 | #6 GROUND LUGS | 4.1933 | 0.9267 |  | 5.4513 | 1.2047 | 5.4513
50058242 | 12x12 GROUND PLATE W/CLAMP | 32.8475 | 30.6 |  | 42.7017 | 39.78 | 42.7017
50058240 | 5/8 x 8 GROUND ROD | 9.35 | 8.62 |  | 12.155 | 11.206 | 12.155
50400255 | 4 X 4 90 GUTTER ELBOW | 0 | 0 |  | 0 | 0 | 0
50600255 | 6 X 6 90 GUTTER ELBOW | 0 | 0 |  | 0 | 0 | 0
50800255 | 8 X 8 90 GUTTER ELBOW | 0 | 0 |  | 0 | 0 | 0
50400250 | 4 X 4 GUTTER END | 4.8613 | 4.7 |  | 6.3197 | 6.11 | 6.3197
50600250 | 6 X 6 GUTTER END | 7.124 | 6.505 |  | 9.2612 | 8.4565 | 9.2612
50800250 | 8 X 8 GUTTER END | 0 | 0 |  | 0 | 0 | 0
50400251 | 4 X 4 X 24 GUTTER | 23.1881 | 0 |  | 30.1445 | 0 | 30.1445
50400252 | 4 X 4 X 36 GUTTER | 34.61 | 31.9 |  | 44.993 | 41.47 | 44.993
50400253 | 4 X 4 X 48 GUTTER | 41.676 | 38.38 |  | 54.1788 | 49.894 | 54.1788
50600251 | 6 X 6 X 24 GUTTER | 0 | 0 |  | 0 | 0 | 0
50600252 | 6 X 6 X 36 GUTTER | 41.73 | 38.18 |  | 54.249 | 49.634 | 54.249
50600253 | 6 X 6 X 48 GUTTER | 61.4967 | 56.16 |  | 79.9457 | 73.008 | 79.9457
50800251 | 8 X 8 X 24 GUTTER | 0 | 0 |  | 0 | 0 | 0
50800253 | 8 X 8 X 48 GUTTER | 0 | 0 |  | 0 | 0 | 0
50800256 | 8 X 8 X 60 GUTTER | 0 | 0 |  | 0 | 0 | 0
50400254 | 4" GUTTER COUPLING | 2.7631 | 0 |  | 3.592 | 0 | 3.592
50600254 | 6" GUTTER COUPLING | 6.2018 | 6.345 |  | 8.0623 | 8.2485 | 8.2485
50800254 | 8" GUTTER COUPLING | 0 | 0 |  | 0 | 0 | 0
50101261 | HEATER SURFACE ENCLOSURE | 57.5 | 52.9 |  | 74.75 | 68.77 | 74.75
50100261 | HEATER, 750-1500W FORCED AIR | 125.53 | 94.76 |  | 163.189 | 123.188 | 163.189
50100262 | HEATER, OVERLOAD | 45.39 | 41.76 |  | 59.007 | 54.288 | 59.007
50200259 | THERMOSTAT, 22AMP WALL MOUNT | 13.78 | 11.33 |  | 17.914 | 14.729 | 17.914
50100260 | THERMOSTAT, HTR MOUNT | 13.8815 | 11.48 |  | 18.046 | 14.924 | 18.046
50200266 | 2" HUB | 17.27 | 15.8 |  | 22.451 | 20.54 | 22.451
50201266 | 2" HUB COVER CLOSING PLATE | 9.8684 | 8.53 |  | 12.8289 | 11.089 | 12.8289
50100151 | IMPLULSE COUNTER 110V | 39.2508 | 0 |  | 51.026 | 0 | 51.026
50100280 | INDICATOR LABEL HOA | 0 | 0 |  | 0 | 0 | 0
50100285 | INDICATOR LENS COVER | 0.8604 | 0 |  | 1.1185 | 0 | 1.1185
50100270 | PILOT INDICATOR LIGHT | 0.473 | 0.432 |  | 0.6149 | 0.5616 | 0.6149
50100327 | PORCELAIN LIGHT FIXTURE | 2.965 | 2.73 |  | 3.8545 | 3.549 | 3.8545
50100271 | INDICATOR LIGHTS NEON -Various | 7.1569 | 7.0433 |  | 9.304 | 9.1563 | 9.304
50100330 | 120V LIQ LVL CONTROLLER #16DM | 211.5571 | 0 |  | 275.0242 | 0 | 275.0242
50200330 | 220V LIQUID LEVEL CONTROLLER | 208.7637 | 0 |  | 271.3928 | 0 | 271.3928
50400330 | 460V LIQUID LEVEL CONTROLLER | 0 | 0 |  | 0 | 0 | 0
50012340 | 1/2" LOCKNUT | 0.2047 | 0.19 |  | 0.26611 | 0.247 | 0.26611
50034340 | 3/4" LOCKNUT | 0.0932 | 0.235 |  | 0.12116 | 0.3055 | 0.3055
50100340 | 1" LOCKNUT | 0.2261 | 0.1962 |  | 0.29393 | 0.25506 | 0.29393
50114340 | 1-1/4" LOCKNUT | 0.587 | 0 |  | 0.7631 | 0 | 0.7631
50112340 | 1-1/2" LOCKNUT | 0.5501 | 0.4664 |  | 0.71513 | 0.60632 | 0.71513
50200340 | 2" LOCKNUT | 0.6381 | 0.5762 |  | 0.82953 | 0.74906 | 0.82953
50212340 | 2-1/2" LOCKNUT | 1.502 | 1.3796 |  | 1.9526 | 1.7935 | 1.9526
50300340 | 3" LOCKNUT | 1.4543 | 1.265 |  | 1.8906 | 1.6445 | 1.8906
50400340 | 4" LOCKNUT | 1.4676 | 0 |  | 1.9079 | 0 | 1.9079
50012341 | 1/2" BONDING LOCKNUT | 0.0916 | 1.1825 |  | 0.11908 | 1.5373 | 1.5373
50034341 | 3/4" BONDING LOCKNUT | 0.1214 | 0 |  | 0.15782 | 0 | 0.15782
50100341 | 1" BONDING LOCKNUT | 0.9514 | 0 |  | 1.2368 | 0 | 1.2368
50114341 | 2-1/4" BONDING LOCKNUT | 2.5505 | 0 |  | 3.3157 | 0 | 3.3157
50112341 | 1-1/2" BONDING LOCKNUT | 3.1781 | 0 |  | 4.1315 | 0 | 4.1315
50200341 | 2" BONDING LOCKNUT | 4.3973 | 4.815 |  | 5.7165 | 6.2595 | 6.2595
50212341 | 2-1/2" BONDING LOCKNUT | 6.845 | 8.9775 |  | 8.8985 | 11.6707 | 11.6707
50100342 | 1" SEALING LOCKNUT | 0.9422 | 1.94 |  | 1.2249 | 2.522 | 2.522
50114342 | 1-1/4" SEALING LOCKNUT | 3.1376 | 0 |  | 4.0789 | 0 | 4.0789
50112342 | 1-1/2" SEALING LOCKNUT | 2.3886 | 0 |  | 3.1052 | 0 | 3.1052
50200342 | 2" SEALING LOCKNUT | 7.3634 | 15.625 |  | 9.5724 | 20.3125 | 20.3125
50112351 | METER BASE 125AMP 1 PH | 137.3877 | 0 |  | 178.604 | 0 | 178.604
50200351 | METER BASE, 600V 200AMP 3PH | 354.8366 | 327.34 |  | 461.2876 | 425.542 | 461.2876
50200350 | METER SOCKET, 200AMP 1PH | 90.6355 | 130.1 |  | 117.8261 | 169.13 | 169.13
50101429 | 240V 3 PH SPDT PHASE MONITOR | 100.2 | 86.07 |  | 130.26 | 111.891 | 130.26
50200429 | 480V 3PH DPDT TUBPHASE MONITOR | 109.3718 | 94.94 |  | 142.1833 | 123.422 | 142.1833
50100429 | 480V 3PH SPDT TUBPHASE MONITOR | 73.8327 | 71.6 |  | 95.9825 | 93.08 | 95.9825
50200384 | 200AMP NEUTRAL KIT | 137.06 | 125.4 |  | 178.178 | 163.02 | 178.178
50100384 | 100AMP NEUTRAL KIT | 72.34 | 66.18 |  | 94.042 | 86.034 | 94.042
50012360 | 1/2" OFFSET NIPPLE | 2.2183 | 1.922 |  | 2.8838 | 2.4986 | 2.8838
50034360 | 3/4" OFFSET NIPPLE | 2.2514 | 1.514 |  | 2.9268 | 1.9682 | 2.9268
50100360 | 1" OFFSET NIPPLE | 2.5599 | 1.901 |  | 3.3279 | 2.4713 | 3.3279
50114360 | 1-1/4" OFFSET NIPPLE | 5.0463 | 4.703 |  | 6.5602 | 6.1139 | 6.5602
50112360 | 1-1/2" OFFSET NIPPLE | 5.3499 | 3.678 |  | 6.9549 | 4.7814 | 6.9549
50200360 | 2" OFFSET NIPPLE | 6.9451 | 5.509 |  | 9.0286 | 7.1617 | 9.0286
50212360 | 2-1/2" OFFSET NIPPLE | 0 | 0 |  | 0 | 0 | 0
50012065 | 1/2" CHASE NIPPLE | 0.415 | 0 |  | 0.5395 | 0 | 0.5395
50034065 | 3/4" CHASE NIPPLE | 1.8623 | 0 |  | 2.421 | 0 | 2.421
50100065 | 1" CHASE NIPPLE | 4.8076 | 0 |  | 6.2499 | 0 | 6.2499
50112065 | 1-1/2" CHASE NIPPLE | 20.0808 | 0 |  | 26.105 | 0 | 26.105
50112380 | 8/10 SPACE 125A 1PH PNL w/CVR | 0 | 0 |  | 0 | 0 | 0
50200383 | 30/32 SPACE 200A 3PH PNL w/CVR | 0 | 0 |  | 0 | 0 | 0
50100380 | 12/16 SPACE 125A 1PH PNL w/CVR | 200.649 | 183.57 |  | 260.8437 | 238.641 | 260.8437
50200380 | 30/32 SPACE 200A 1PH PNL w/CVR | 0 | 0 |  | 0 | 0 | 0
50100390 | 3PH SIZE 1 PUMP PANEL | 0 | 0 |  | 0 | 0 | 0
50200390 | 3PH SIZE 2 PUMP PANEL | 0 | 0 |  | 0 | 0 | 0
50300390 | 3PH SIZE 3 PUMP PANEL | 0 | 0 |  | 0 | 0 | 0
50201384 | 200A SEIMENS NEUTRAL KIT PANEL | 0 | 0 |  | 0 | 0 | 0
50060382 | 12 SPACE TRANSFER PANEL | 149.2289 | 19.01 |  | 193.9976 | 24.713 | 193.9976
50040382 | 8 SPACE TRANSFER PANEL | 141.6994 | 0 |  | 184.2092 | 0 | 184.2092
50100401 | LT KO SEAL PLUG - Any Size | 2.2627 | 1.6842 |  | 2.9415 | 2.1895 | 2.9415
50101401 | 1" RECESSED THREADED PLUG | 2.9858 | 0 |  | 3.8815 | 0 | 3.8815
50114401 | 1-1/4" RECESSED THREADED PLUG | 2.0749 | 0 |  | 2.6974 | 0 | 2.6974
50112401 | 1-1/2" RECESSED THREADED PLUG | 2.5304 | 0 |  | 3.2895 | 0 | 3.2895
50200401 | 2" RECESSED THREADED PLUG | 8.8865 | 0 |  | 11.5525 | 0 | 11.5525
50012400 | 1/2" SNAP & SEAL PLUG | 0.513 | 0.879 |  | 0.6669 | 1.1427 | 1.1427
50034400 | 3/4" SNAP & SEAL PLUG | 0.8891 | 1.021 |  | 1.1558 | 1.3273 | 1.3273
50100400 | 1" SNAP & SEAL PLUG | 0.9662 | 1.79 |  | 1.2561 | 2.327 | 2.327
50114400 | 1-1/4" SNAP & SEAL PLUG | 1.26 | 1.813 |  | 1.638 | 2.3569 | 2.3569
50112400 | 1-1/2" SNAP & SEAL PLUG | 2.453 | 2.902 |  | 3.1889 | 3.7726 | 3.7726
50200400 | 2" SNAP & SEAL PLUG | 3.0278 | 3.642 |  | 3.9361 | 4.7346 | 4.7346
50212400 | 2-1/2" SNAP & SEAL PLUG | 3.1306 | 4.2 |  | 4.0698 | 5.46 | 5.46
50100290 | PUSH BUTTON, RED | 18.52 | 16.915 |  | 24.076 | 21.9895 | 24.076
50100406 | GFCI OUTLET RECEPTICAL | 20.1546 | 18.65 |  | 26.201 | 24.245 | 26.201
50100405 | PLUG-IN OUTLET RECEPTICAL | 2.6861 | 1.7795 |  | 3.4919 | 2.3134 | 3.4919
50200413 | 1.5-5HP 230V START RELAY 4"MTR | 41.151 | 39.865 |  | 53.4963 | 51.8245 | 53.4963
50200414 | 5-7.5HP 230V START RELAY 6"MTR | 61.3491 | 70.91 |  | 79.7538 | 92.183 | 92.183
50800430 | 8 PIN RELAY SOCKET BASE | 3.34 | 4.82 |  | 4.342 | 6.266 | 6.266
50100430 | 11 PIN RELAY SOCKET BASE | 11.9022 | 7.72 |  | 15.4729 | 10.036 | 15.4729
50140430 | 4 PIN RELAY SOCKET BASE | 10.921 | 0 |  | 14.1973 | 0 | 14.1973
50100030 | 110V/220V ALTERNATING RELAY | 83.19 | 82.2 |  | 108.147 | 106.86 | 108.147
50100410 | 12V 8PIN DPDT CONTROL RELAY | 11.261 | 6.83 |  | 14.6393 | 8.879 | 14.6393
50200409 | 24V 8PIN DPDT CONTROL RELAY | 8.9675 | 0 |  | 11.6578 | 0 | 11.6578
50103411 | 120V 8PIN SPDT CONTROL RELAY | 42.6183 | 43.2 |  | 55.4038 | 56.16 | 56.16
50100411 | 120V 8PIN DPDT CONTROL RELAY | 34.1293 | 0 |  | 44.3681 | 0 | 44.3681
50112411 | 240V 8PIN DPDT CONTROL RELAY | 21.17 | 18.08 |  | 27.521 | 23.504 | 27.521
50200410 | 24V 11PIN 3PDT CONTROL RELAY | 18.2981 | 21.2 |  | 23.7875 | 27.56 | 27.56
50102411 | 120V 11PIN 3PDT CONTROL RELAY | 14.9806 | 7.626 |  | 19.4748 | 9.9138 | 19.4748
50200411 | 240V 11PIN 3PDT CONTROL RELAY | 13.9169 | 11.4375 |  | 18.092 | 14.8688 | 18.092
50100421 | 110V TUB 8PIN TIME DELAY RELAY | 95.8288 | 86.97 |  | 124.5774 | 113.061 | 124.5774
50200421 | 240V 11PIN TIME DELAY RELAY | 104.05 | 95.02 |  | 135.265 | 123.526 | 135.265
50101420 | 11PIN DPDT FROST RELAY | 17.3076 | 0 |  | 22.4999 | 0 | 22.4999
50100420 | 8PIN SPDT FROST RELAY #ERAA3A1 | 77.1755 | 0 |  | 100.3282 | 0 | 100.3282
50200068 | 2"PVC SVC ENTRANCE CAP | 0 | 0 |  | 0 | 0 | 0
50012440 | 1/2" METAL CONDUIT BODY ANY TY | 3.7909 | 3.5575 |  | 4.9282 | 4.6248 | 4.9282
50034440 | 3/4" METAL CONDUIT BODY ANY TY | 4.4433 | 0 |  | 5.7763 | 0 | 5.7763
50100440 | 1" METAL CONDUIT BODY ANY TYPE | 6.002 | 0 |  | 7.8026 | 0 | 7.8026
50114440 | 1-1/4" METAL CONDUIT BODY ANY | 10.9311 | 0 |  | 14.2104 | 0 | 14.2104
50112440 | 1-1/2" METAL CONDUIT BODY ANY | 24.7063 | 0 |  | 32.1182 | 0 | 32.1182
50200440 | 2" METAL CONDUIT BODY ANY TYPE | 37.8236 | 0 |  | 49.1707 | 0 | 49.1707
50212440 | 2-1/2" METAL CONDUIT BODY ANY | 82.1755 | 0 |  | 106.8282 | 0 | 106.8282
50012441 | 1/2" PVC CONDUIT BODY ANY TYPE | 0.5571 | 0.2014 |  | 0.72423 | 0.26182 | 0.72423
50034441 | 3/4" PVC CONDUIT BODY ANY TYPE | 4.1369 | 3.7575 |  | 5.378 | 4.8848 | 5.378
50100441 | 1" PVC CONDUIT BODY ANY TYPE | 1.5688 | 0.577 |  | 2.0394 | 0.7501 | 2.0394
50114441 | 1-1/4" PVC CONDUIT BODY ANY TY | 6.98 | 6.37 |  | 9.074 | 8.281 | 9.074
50112441 | 1-1/2" PVC CONDUIT BODY ANY TY | 1.7635 | 0.6433 |  | 2.2926 | 0.83629 | 2.2926
50200441 | 2" PVC CONDUIT BODY ANY TYPE | 11.4442 | 11.9433 |  | 14.8775 | 15.5263 | 15.5263
50212441 | 2-1/2" PVC CONDUIT BODY ANY TY | 46.7974 | 42.84 |  | 60.8366 | 55.692 | 60.8366
50400441 | 4" PVC CONDUIT BODY ANY TYPE | 75.6472 | 0 |  | 98.3414 | 0 | 98.3414
50204135 | #14-#2 4-HOLE SPLICE BLOCK | 24.3978 | 0 |  | 31.7171 | 0 | 31.7171
50200471 | 2x4 SWITCH COVER | 0.4325 | 0.395 |  | 0.56225 | 0.5135 | 0.56225
50200473 | 2x4 STEEL HANDYBOX CVR, ANY | 0.6318 | 0.91 |  | 0.82134 | 1.183 | 1.183
50400473 | 4x4 STEEL HANDYBOX CVR, ANY | 1.4855 | 3.305 |  | 1.9312 | 4.2965 | 4.2965
50600473 | 2x4 HANDYBOX BUBBLE COVER | 9.763 | 8.395 |  | 12.6919 | 10.9135 | 12.6919
50200460 | 2x2x4 HANDYBOX | 1.6555 | 1.99 |  | 2.1522 | 2.587 | 2.587
50400461 | 4x4x2 SQUARE HANDYBOX | 4.705 | 4.36 |  | 6.1165 | 5.668 | 6.1165
50400462 | 4x4x2 OCTAGON HANDYBOX | 1.5842 | 1.3825 |  | 2.0595 | 1.7973 | 2.0595
50400460 | 4x4x4 W/DX HANDYBOX | 4.9409 | 9.38 |  | 6.4232 | 12.194 | 12.194
50500473 | 5x5 SPLICE CAN SVC CVR | 0 | 0 |  | 0 | 0 | 0
50200464 | 2x4 RT BELLBOX SPLICE CAN | 5.4739 | 4.36 |  | 7.1161 | 5.668 | 7.1161
51206463 | 12x12x6 SPLICE CAN SVC CVR | 102.295 | 93.42 |  | 132.9835 | 121.446 | 132.9835
51216463 | 12x16x6 SPLICE CAN SVC CVR | 0 | 0 |  | 0 | 0 | 0
50500461 | 5x5x2 INDOOR SPLICE CAN | 0 | 0 |  | 0 | 0 | 0
50600461 | 6x6x4 INDOOR SPLICE CAN | 12.78 | 11.78 |  | 16.614 | 15.314 | 16.614
50600463 | 6x6x6 INDOOR SPLICE CAN | 17.7993 | 9.3 |  | 23.1391 | 12.09 | 23.1391
50800460 | 8x8x4 INDOOR SPLICE CAN | 17.1561 | 15.8 |  | 22.3029 | 20.54 | 22.3029
50800461 | 8x8x6 INDOOR SPLICE CAN | 19.0383 | 0 |  | 24.7498 | 0 | 24.7498
51000463 | 10x10x4 INDOOR SPLICE CAN | 19.4331 | 0 |  | 25.263 | 0 | 25.263
51200463 | 12x12x4 INDOOR SPLICE CAN | 28.8925 | 26.7 |  | 37.5602 | 34.71 | 37.5602
51612463 | 12x16x6 INDOOR SPLICE CAN | 11.647 | 10.635 |  | 15.1411 | 13.8255 | 15.1411
51600463 | 16x16x4 INDOOR SPLICE CAN | 29.95 | 0 |  | 38.935 | 0 | 38.935
51606463 | 16x16x6 INDOOR SPLICE CAN | 50.46 | 46.77 |  | 65.598 | 60.801 | 65.598
51800463 | 18x18x6 INDOOR SPLICE CAN | 0 | 0 |  | 0 | 0 | 0
52400463 | 24x24x4 INDOOR SPLICE CAN | 118.4335 | 260.72 |  | 153.9635 | 338.936 | 338.936
50600464 | 6x6x4 RT SPLICE CAN | 23.3367 | 21.4667 |  | 30.3377 | 27.9067 | 30.3377
50600465 | 6x6x6 RT SPLICE CAN | 31.44 | 0 |  | 40.872 | 0 | 40.872
50812464 | 8x8x4 RT SPLICE CAN | 36.03 | 33.2 |  | 46.839 | 43.16 | 46.839
50800464 | 8x8x6 RT SPLICE CAN | 35.0705 | 0 |  | 45.5917 | 0 | 45.5917
51200464 | 12x12x4 RT SPLICE CAN | 0 | 0 |  | 0 | 0 | 0
52016464 | 20x16x8 RT SPLICE CAN | 0 | 0 |  | 0 | 0 | 0
52400464 | 24x36x8 RT SPLICE CAN | 0 | 0 |  | 0 | 0 | 0
53036464 | 30x36x12 RT SPLICE CAN | 0 | 0 |  | 0 | 0 | 0
50142135 | 10-16 AWG DIRECT BURY SPLICE K | 3.6299 | 3.85 |  | 4.7189 | 5.005 | 5.005
50012520 | SIZE 0 STARTER | 203.338 | 162.76 |  | 264.3394 | 211.588 | 264.3394
50100520 | SIZE 1 STARTER | 223.385 | 237.09 |  | 290.4005 | 308.217 | 308.217
50112520 | SIZE 1-1/2 STARTER | 95 | 0 |  | 123.5 | 0 | 123.5
50134520 | SIZE 1-3/4 STARTER | 499.724 | 461 |  | 649.6412 | 599.3 | 649.6412
50200520 | SIZE 2 STARTER | 517.6983 | 482.61 |  | 673.0078 | 627.393 | 673.0078
50212520 | SIZE 2-1/2 STARTER | 1156.505 | 1065.9 |  | 1503.4565 | 1385.67 | 1503.4565
50300520 | SIZE 3 STARTER | 711.05 | 0 |  | 924.365 | 0 | 924.365
50100553 | 115/230 NO/NC FLOAT SWITCH-STD | 53.8638 | 43.11 |  | 70.0229 | 56.043 | 70.0229
50018550 | NO/NC MERCURY FLOAT SWITCH | 51.6464 | 47.6433 |  | 67.1403 | 61.9363 | 67.1403
50100552 | AIR VOL FLOAT CONTROL SWITCH | 184.72 | 0 |  | 240.136 | 0 | 240.136
50100550 | 230VFLOAT SWITCH | 117.52 | 107.8 |  | 152.776 | 140.14 | 152.776
50200551 | N/O - N/C FLOW SWITCH | 56.7505 | 0 |  | 73.7756 | 0 | 73.7756
50201551 | HEAVY DUTY FLOW SWITCH | 211.5369 | 0 |  | 274.998 | 0 | 274.998
50202551 | SEALED FLOW SWITCH | 0 | 0 |  | 0 | 0 | 0
50100540 | ASG11 PRESSURE SWITCH | 73.2969 | 0 |  | 95.286 | 0 | 95.286
50100541 | FSG2 PRESSURE SWITCH | 37.978 | 95.62 |  | 49.3714 | 124.306 | 124.306
50100542 | GSG2/GHG2/GNG5 PRESS SWITCH | 86.7927 | 89 |  | 112.8305 | 115.7 | 115.7
50100545 | MERCOID PRESSURE SWITCH | 0 | 0 |  | 0 | 0 | 0
50100546 | BARKSDALE PRESSURE SWITCH | 167.7113 | 0 |  | 218.0247 | 0 | 218.0247
50101146 | HOA SELECTOR SWITCH | 37.7677 | 155.84 |  | 49.098 | 202.592 | 202.592
50102146 | HOA STARTER SEL SWITCH KIT | 79.06 | 72.2 |  | 102.778 | 93.86 | 102.778
50101151 | 120V 7DAY TIMER SWITCH | 43.0749 | 33.2867 |  | 55.9974 | 43.2727 | 55.9974
50101150 | 24 HOUR TIMER SWITCH | 64.61 | 59 |  | 83.993 | 76.7 | 83.993
50100149 | PROGRAMMABLE TIME CTRL SWITCH | 0 | 0 |  | 0 | 0 | 0
50101328 | 3 POSITION TOGGLE SWITCH | 15.5641 | 15.8925 |  | 20.2333 | 20.6603 | 20.6603
50201471 | TOGGLE SWITCH LOCK COVER | 2.9453 | 0 |  | 3.8289 | 0 | 3.8289
50200328 | DPDT TOGGLE SWITCH | 10.9008 | 6.99 |  | 14.171 | 9.087 | 14.171
50100328 | LIGHT TOGGLE SWITCH | 3.6857 | 10.5 |  | 4.7914 | 13.65 | 13.65
50100382 | 100AMP 1PH MTS TRNSFR SWITCH | 0 | 0 |  | 0 | 0 | 0
50103382 | 100AMP 600V 3PH MTS TSFR SW | 0 | 0 |  | 0 | 0 | 0
50203382 | 200AMP 3PH MTS TRNSFR SWITCH | 2214.5036 | 2042.9 |  | 2878.8547 | 2655.77 | 2878.8547
50012580 | 1/2" PULLING TEE | 3.2186 | 0 |  | 4.1842 | 0 | 4.1842
50034580 | 3/4"PULLING TEE | 1.8927 | 0 |  | 2.4605 | 0 | 2.4605
50100580 | 1"PULLING TEE | 6.1133 | 0 |  | 7.9473 | 0 | 7.9473
50112580 | 1-1/2"PULLING TEE | 0 | 0 |  | 0 | 0 | 0
50012137 | 1/2" MALE/FEM PVC TERM ADPTR | 0.2516 | 0.2683 |  | 0.32708 | 0.34879 | 0.34879
50034137 | 3/4" MALE/FEM PVC TERM ADPTR | 0.4059 | 0.3458 |  | 0.52767 | 0.44954 | 0.52767
50100137 | 1" MALE/FEM PVC TERM ADPTR | 0.5378 | 0.51 |  | 0.69914 | 0.663 | 0.69914
50114137 | 1-1/4" MALE/FEM PVC TERM ADPTR | 0.7552 | 0.7583 |  | 0.98176 | 0.98579 | 0.98579
50112137 | 1-1/2" MALE/FEM PVC TERM ADPTR | 0.9475 | 2.33 |  | 1.2318 | 3.029 | 3.029
50200137 | 2" MALE/FEM PVC TERM ADPTR | 1.1649 | 0.995 |  | 1.5144 | 1.2935 | 1.5144
50212137 | 2-1/2" MALE/FEM PVC TERM ADPTR | 1.8705 | 1.655 |  | 2.4317 | 2.1515 | 2.4317
50300137 | 3" MALE/FEM PVC TERM ADPTR | 2.3064 | 2.425 |  | 2.9983 | 3.1525 | 3.1525
50400137 | 4" MALE/FEM PVC TERM ADPTR | 3.1276 | 0 |  | 4.0659 | 0 | 4.0659
50100259 | REMOTE BULB THERMOSTAT | 45.07 | 0 |  | 58.591 | 0 | 58.591
50100150 | 110V ERT, 24 HOUR TIMER | 39.124 | 36.3 |  | 50.8612 | 47.19 | 50.8612
50100620 | 120V TRANSFORMER | 55.364 | 0 |  | 71.9732 | 0 | 71.9732
50200620 | 240V 1PH TRANSFORMER | 0 | 0 |  | 0 | 0 | 0
50024620 | 24VTRANSFORMER | 19.6526 | 18.145 |  | 25.5484 | 23.5885 | 25.5484
50500620 | 5 KVA TRANSFORMER | 0 | 0 |  | 0 | 0 | 0
50400620 | 7.5kw TRANSFORMER | 739.559 | 378.71 |  | 961.4267 | 492.323 | 961.4267
50112080 | 1-1/2" SUPER STRUT CHANNEL | 2.2602 | 2.0832 |  | 2.9383 | 2.7082 | 2.9383
50112081 | 7/8" UNI STRUT CHANNEL | 1.9262 | 1.7802 |  | 2.5041 | 2.3143 | 2.5041
50012091 | 1/2" UNI STRUT STRAP | 0.5742 | 0.865 |  | 0.74646 | 1.1245 | 1.1245
50034091 | 3/4" UNI STRUT STRAP | 0.587 | 0 |  | 0.7631 | 0 | 0.7631
50100091 | 1" UNI STRUT STRAP | 0.246 | 0.226 |  | 0.3198 | 0.2938 | 0.3198
50114091 | 1-1/4" UNI STRUT STRAP | 1.2538 | 1.1767 |  | 1.6299 | 1.5297 | 1.6299
50112091 | 1-1/2" UNI STRUT STRAP | 0.9567 | 0.88 |  | 1.2437 | 1.144 | 1.2437
50200091 | 2" UNI STRUT STRAP | 1.4508 | 1.3858 |  | 1.886 | 1.8015 | 1.886
50212091 | 2-1/2" UNI STRUT STRAP | 1.7767 | 1.69 |  | 2.3097 | 2.197 | 2.3097
50300091 | 3" UNI STRUT STRAP | 1.9671 | 1.7883 |  | 2.5572 | 2.3248 | 2.5572
50400091 | 4" UNI STRUT STRAP | 2.8442 | 2.0717 |  | 3.6975 | 2.6932 | 3.6975
50600091 | 6" UNI STRUT STRAP | 3.3783 | 7.326 |  | 4.3918 | 9.5238 | 9.5238
50500091 | 2 HOLE UNISTRUT 90 ELL BRACKET | 3.9527 | 4.0475 |  | 5.1385 | 5.2618 | 5.2618
50014091 | 1/4" UNI STRUT NUT | 1.7186 | 1.5 |  | 2.2342 | 1.95 | 2.2342
50038091 | 3/8" UNI STRUT NUT | 1.8599 | 1.5636 |  | 2.4179 | 2.0327 | 2.4179
50200639 | #2 4-WIRE HTSHRINK SPLICEKIT | 24.57 | 22.6 |  | 31.941 | 29.38 | 31.941
50400639 | #4 4-WIRE HTSHRINK SPLICEKIT | 8.5726 | 9.3658 |  | 11.1444 | 12.1755 | 12.1755
50600639 | #6 4-WIRE HTSHRINK SPLICEKIT | 6.9791 | 7.4633 |  | 9.0728 | 9.7023 | 9.7023
50800639 | #8 4-WIRE HTSHRINK SPLICEKIT | 5.1182 | 4.03 |  | 6.6537 | 5.239 | 6.6537
51000639 | #10 - #14 4-WIRE HTSHRINK SPLI | 3.2171 | 3.75 |  | 4.1822 | 4.875 | 4.875
50406135 | #6 LINE TAPE | 0 | 0 |  | 0 | 0 | 0
50606135 | 5or6 PAIR TELEPHONE CABLE WIRE | 0.4993 | 0.4561 |  | 0.64909 | 0.59293 | 0.64909
50600637 | 6/3 UF TRAY CABLE WIRE | 0 | 0 |  | 0 | 0 | 0
50012631 | #1 USE, XHHW WIRE | 0 | 0 |  | 0 | 0 | 0
50200631 | #2 USE, XHHW ALUMINUM WIRE | 0.377 | 0.3446 |  | 0.4901 | 0.44798 | 0.4901
50400631 | #4 USE, XHHW ALUMINUM WIRE | 1.2086 | 1.1039 |  | 1.5712 | 1.4351 | 1.5712
50600631 | #6 USE, XHHW ALUMINUM WIRE | 0.4 | 0 |  | 0.52 | 0 | 0.52
50100631 | 1/0 USE, XHHW ALUMINUM WIRE | 0 | 0 |  | 0 | 0 | 0
50112631 | 2/0 USE, XHHW ALUMINUM WIRE | 0.5419 | 0.498 |  | 0.70447 | 0.6474 | 0.70447
50200630 | 4/0-2/0-2/0 USE-XHHW ALUM WIRE | 1.8187 | 2.3713 |  | 2.3643 | 3.0827 | 3.0827
50114631 | 4/0 USE, XHHW ALUMINUM WIRE | 1.1944 | 0 |  | 1.5527 | 0 | 1.5527
50400630 | 4/0-4/0-2/0 USE-XHHW ALUM WIRE | 2.5774 | 2.3712 |  | 3.3506 | 3.0826 | 3.3506
50200632 | #2 BARE COPPER GRD WIRE | 0 | 0 |  | 0 | 0 | 0
50400632 | #4 BARE COPPER GRD WIRE | 1.1322 | 1.0522 |  | 1.4719 | 1.3679 | 1.4719
50600632 | #6 BARE COPPER GRD WIRE | 0.719 | 0.662 |  | 0.9347 | 0.8606 | 0.9347
50800632 | #8 BARE COPPER GRD WIRE | 0 | 0 |  | 0 | 0 | 0
50100634 | #1 THHN COPPER WIRE | 1.8519 | 1.705 |  | 2.4075 | 2.2165 | 2.4075
50200634 | #2 THHN COPPER WIRE | 1.1608 | 1.1123 |  | 1.509 | 1.446 | 1.509
50300633 | #3 THHN COPPER WIRE | 3.0398 | 2.7629 |  | 3.9517 | 3.5918 | 3.9517
50400634 | #4 THHN COPPER WIRE | 0.8004 | 0.737 |  | 1.0405 | 0.9581 | 1.0405
50600633 | #6 THHN COPPER WIRE | 0.4837 | 0.4725 |  | 0.62881 | 0.61425 | 0.62881
50800633 | #8 THHN COPPER WIRE | 0.384 | 0.2978 |  | 0.4992 | 0.38714 | 0.4992
51000633 | #10 THHN COPPER WIRE | 0.2156 | 0.1927 |  | 0.28028 | 0.25051 | 0.28028
51200633 | #12 THHN STRANDED COPPER WIRE | 0.147 | 0.121 |  | 0.1911 | 0.1573 | 0.1911
51400633 | #14 THHN STRANDED COPPER WIRE | 0.0945 | 0.0833 |  | 0.12285 | 0.10829 | 0.12285
51600633 | #16 THHN STRANDED COPPER WIRE | 0.0911 | 0 |  | 0.11843 | 0 | 0.11843
51800633 | #18 THHN STRANDED COPPER WIRE | 0.0632 | 0.0855 |  | 0.08216 | 0.11115 | 0.11115
50101633 | #1/0 THHN COPPER WIRE | 1.712 | 1.563 |  | 2.2256 | 2.0319 | 2.2256
50201633 | #2/0 THHN COPPER WIRE | 2.3688 | 2.2044 |  | 3.0794 | 2.8657 | 3.0794
50301633 | #3/0 THHN COPPER WIRE | 2.969 | 2.7629 |  | 3.8597 | 3.5918 | 3.8597
50401633 | #4/0 THHN COPPER WIRE | 2.2586 | 2.0665 |  | 2.9362 | 2.6865 | 2.9362
50400633 | #4 USE COPPER WIRE | 1.1229 | 1.0274 |  | 1.4598 | 1.3356 | 1.4598
51200638 | 12/2 NM ROMAX WIRE | 0.3846 | 0 |  | 0.49998 | 0 | 0.49998
51200639 | 12/3 NM ROMAX WIRE | 0 | 0 |  | 0 | 0 | 0
51400638 | 14/2 NM ROMAX WIRE | 0 | 0 |  | 0 | 0 | 0
51400639 | 14/3 NM ROMAX WIRE | 0.4656 | 0 |  | 0.60528 | 0 | 0.60528
50603633 | 6/4 SO CABLE WIRE - SO Cord | 2.2469 | 0 |  | 2.921 | 0 | 2.921
50803633 | 8/4 SO CABLE WIRE - SO Cord | 0.8805 | 0 |  | 1.1446 | 0 | 1.1446
51201633 | 12/3 SO CABLE WIRE - SO Cord | 0 | 0 |  | 0 | 0 | 0
51401633 | 14/2 SO CABLE WIRE - SO Cord | 0.9781 | 0.99 |  | 1.2715 | 1.287 | 1.287
51000634 | #10 SOLID COPPER WIRE | 0.1113 | 0 |  | 0.14469 | 0 | 0.14469
51200634 | #12 SOLID COPPER WIRE | 0.0506 | 0 |  | 0.06578 | 0 | 0.06578
51400634 | #14 SOLID COPPER WIRE | 0.096 | 0.0884 |  | 0.1248 | 0.11492 | 0.1248
50200635 | #2-4 FLAT JACKET SUBCABLE | 0 | 0 |  | 0 | 0 | 0
50400635 | #4- 4 FLAT JACKET SUBCABLE | 3.8635 | 3.425 |  | 5.0226 | 4.4525 | 5.0226
50600635 | #6-4 FLAT JACKET SUBCABLE | 2.4791 | 2.1347 |  | 3.2228 | 2.7751 | 3.2228
50800635 | #8-4 FLAT JACKET SUBCABLE | 1.4131 | 1.25 |  | 1.837 | 1.625 | 1.837
51000635 | #10-4 FLAT JACKET SUBCABLE | 1.0559 | 0.9541 |  | 1.3727 | 1.2403 | 1.3727
51200635 | #12-4 FLAT JACKET SUBCABLE | 0.6686 | 0.6196 |  | 0.86918 | 0.80548 | 0.86918
50800636 | #8/2 UF WIRE | 0 | 0 |  | 0 | 0 | 0
50800637 | #8/3 UF WIRE | 0 | 0 |  | 0 | 0 | 0
51000636 | #10/2 UF WIRE | 0 | 0 |  | 0 | 0 | 0
51000637 | #10/3 UF WIRE | 0 | 0 |  | 0 | 0 | 0
51200636 | #12/2 UF WIRE | 0.4498 | 0.3624 |  | 0.58474 | 0.47112 | 0.58474
51200637 | #12/3 UF WIRE | 0.3543 | 0 |  | 0.46059 | 0 | 0.46059
51400636 | #14/2 UF WIRE | 0.2916 | 0.268 |  | 0.37908 | 0.3484 | 0.37908
51400637 | #14/3 UF WIRE | 0 | 0 |  | 0 | 0 | 0
51400155 | LOCATOR WIRE, # 14 | 0.1402 | 0.13 |  | 0.18226 | 0.169 | 0.18226
60034020 | 1" X 3/4" PJ x FIPT POLY ADAPT | 26.3262 | 21.89 |  | 34.2241 | 28.457 | 34.2241
60100020 | 1" PJ x FIPT POLY ADAPTOR-NO L | 19.7026 | 22.47 |  | 25.6134 | 29.211 | 29.211
60114020 | 1-1/4" PJ x FIPT POLY ADAPTOR | 24.236 | 22.175 |  | 31.5068 | 28.8275 | 31.5068
60112020 | 1-1/2" PJ x FIPT POLY ADAPTOR- | 53.725 | 49.7 |  | 69.8425 | 64.61 | 69.8425
60200020 | 2" PJ x FIPT POLY ADAPTOR-NO L | 55.6474 | 0 |  | 72.3416 | 0 | 72.3416
60034021 | 1" X 3/4" PJ x MIPT POLY ADAPT | 32.8631 | 33.04 |  | 42.722 | 42.952 | 42.952
60100021 | 1" PJ x MIPT POLY ADAPTOR-NO L | 25.4231 | 23.85 |  | 33.05 | 31.005 | 33.05
60114021 | 1-1/4" PJ x MIPT POLY ADAPTOR- | 43.6334 | 41 |  | 56.7234 | 53.3 | 56.7234
60112021 | 1-1/2" PJ x MIPT POLY ADAPTOR | 31.2975 | 44.83 |  | 40.6868 | 58.279 | 58.279
60200021 | 2" PJ x MIPT POLY ADAPTOR-NO L | 102.5715 | 105.67 |  | 133.343 | 137.371 | 137.371
60012013 | 1/2" INSxTH POLY ADAPT (galv) | 0.9282 | 1.3 |  | 1.2067 | 1.69 | 1.69
60034013 | 3/4" INSxTH POLY ADAPT (galv) | 1.4967 | 1.27 |  | 1.9457 | 1.651 | 1.9457
60100013 | 1" INSxTH POLY ADAPTOR (galv) | 1.7906 | 1.67 |  | 2.3278 | 2.171 | 2.3278
60114013 | 1-1/4" INSxTH POLY ADAPT (galv | 2.7548 | 2.23 |  | 3.5812 | 2.899 | 3.5812
60112013 | 1-1/2" INSxTH POLY ADAPT (galv | 2.3412 | 3.61 |  | 3.0436 | 4.693 | 4.693
60200013 | 2" INSxTH POLY ADAPTOR (galv) | 4.7892 | 3.97 |  | 6.226 | 5.161 | 6.226
60212013 | 2-1/2" INSxTH POLY ADAPT (galv | 2.5607 | 0 |  | 3.3289 | 0 | 3.3289
60100014 | 1" X 3/4" INSxTH POLY ADAPTOR | 3.1644 | 2.78 |  | 4.1137 | 3.614 | 4.1137
60012022 | 1/2" PJ x PJ POLY COUPLING-NO | 10.4655 | 0 |  | 13.6052 | 0 | 13.6052
60034022 | 3/4"" PJ x PJ POLY COUPLING-NO | 7.5607 | 0 |  | 9.8289 | 0 | 9.8289
60100022 | 1" PJ x PJ POLY COUPLING-NO LE | 27.5053 | 41.05 |  | 35.7569 | 53.365 | 53.365
60114022 | 1-1/4" PJ x PJ POLY COUPLING-N | 42.4812 | 41 |  | 55.2256 | 53.3 | 55.2256
60112022 | 1-1/2" PJ x PJ POLY COUPLING | 61.5178 | 0 |  | 79.9731 | 0 | 79.9731
60200022 | 2" PJ x PJ POLY COUPLING-NO LE | 33.9167 | 0 |  | 44.0917 | 0 | 44.0917
60012015 | 1/2" INSxINS POLY CPLG (galv) | 0.9985 | 0.92 |  | 1.2981 | 1.196 | 1.2981
60034015 | 3/4"" INSxINS POLY CPLG (galv) | 1.2323 | 1.32 |  | 1.602 | 1.716 | 1.716
60100015 | 1" INSxINS POLY CPLG (galv) | 2.0831 | 1.39 |  | 2.708 | 1.807 | 2.708
60114015 | 1-1/4" INSxINS POLY CPLG (galv | 2.3744 | 2.4 |  | 3.0867 | 3.12 | 3.12
60112015 | 1-1/2" INSxINS POLY CPLG (galv | 4.0412 | 2.92 |  | 5.2536 | 3.796 | 5.2536
60200015 | 2" INSxINS POLY CPLG (galv) | 4.8315 | 4.06 |  | 6.281 | 5.278 | 6.281
60100040 | STAINLESS STEEL HOSE CLAMPS | 1.0787 | 2.3193 |  | 1.4023 | 3.0151 | 3.0151
60600036 | HYDRANT GUARD POST | 69.83 | 0 |  | 90.779 | 0 | 90.779
60100035 | 1 FOOT HYDRANT EXTENSION | 629.97 | 583.85 |  | 818.961 | 759.005 | 818.961
60105035 | 1.5 FOOT HYDRANT EXTENSION | 0 | 0 |  | 0 | 0 | 0
60200035 | 2 FOOT HYDRANT EXTENSION | 0 | 0 |  | 0 | 0 | 0
60600033 | 6" MJ HYDRANT | 1867.48 | 1675.5 |  | 2427.724 | 2178.15 | 2427.724
60400031 | 4" HYDRANT STORZ ADPTR w/CAP | 156.7733 | 138 |  | 203.8053 | 179.4 | 203.8053
60500031 | 5" HYDRANT STORZ ADPTR w/CAP | 148.9 | 138 |  | 193.57 | 179.4 | 193.57
60200032 | 2" YARD BURY HYDRANT | 0 | 0 |  | 0 | 0 | 0
60034032 | 3/4" YARD BURY HYDRANT | 0 | 0 |  | 0 | 0 | 0
60100012 | 1" CL 200 POLY PIPE | 0.5322 | 0.49 |  | 0.69186 | 0.637 | 0.69186
60114012 | 1-1/4" CL 200 POLY PIPE | 1.0428 | 0.94 |  | 1.3556 | 1.222 | 1.3556
60112012 | 1-1-2" CL 200 POLY PIPE | 1.831 | 1.65 |  | 2.3803 | 2.145 | 2.3803
60200012 | 2" CL 200 POLY PIPE | 2.0624 | 2.37 |  | 2.6811 | 3.081 | 3.081
60036191 | 34 GALLON PRESSURE TANK | 315.0442 | 290.88 |  | 409.5575 | 378.144 | 409.5575
60012075 | 1/2" POLY STIFFENER | 1.5258 | 1.43 |  | 1.9835 | 1.859 | 1.9835
60034075 | 3/4" POLY STIFFENER | 0.8685 | 1.94 |  | 1.1291 | 2.522 | 2.522
60100075 | 1" POLY STIFFENER | 2.3829 | 2.22 |  | 3.0978 | 2.886 | 3.0978
60112075 | 1-1/2" POLY STIFFENER | 3.7474 | 4.1 |  | 4.8716 | 5.33 | 5.33
60114075 | 1-1/4" POLY STIFFENER | 2.8597 | 2.2 |  | 3.7176 | 2.86 | 3.7176
60200075 | 2" POLY STIFFENER | 3.9911 | 3.98 |  | 5.1884 | 5.174 | 5.1884
60038100 | 3/8" OD PE TUBING | 0.2756 | 0.2296 |  | 0.35828 | 0.29848 | 0.35828
60100009 | 1" NYLON BRAID PE TUBING 1"OD | 3.1081 | 2.85 |  | 4.0405 | 3.705 | 4.0405
60014090 | 1/4" SOFT COPPER TUBING | 1.5481 | 0.9686 |  | 2.0125 | 1.2592 | 2.0125
60038090 | 3/8" SOFT COPPER TUBING | 2.6527 | 2.5 |  | 3.4485 | 3.25 | 3.4485
60058090 | 5/8" SOFT COPPER TUBING | 4.7368 | 0 |  | 6.1578 | 0 | 6.1578
60600082 | VALVE BOX BOTTOM CI | 26.5745 | 25.96 |  | 34.5468 | 33.748 | 34.5468
60600084 | 8" VALVE BOX TOP w/LID | 22.3072 | 22.13 |  | 28.9994 | 28.769 | 28.9994
61200085 | 12" VALVE BOX RISER INS/EXT TO | 33.9991 | 33.99 |  | 44.1988 | 44.187 | 44.1988
60600081 | 18" VALVE BOX RISER w/LID | 43.5433 | 42.82 |  | 56.6063 | 55.666 | 56.6063
60600080 | VALVE BOX LID ONLY | 10.4961 | 9.75 |  | 13.6449 | 12.675 | 13.6449
60500083 | 5x5 DBL HUB SOIL PIPE | 77.8506 | 61 |  | 101.2058 | 79.3 | 101.2058
60600083 | CONCRETE VALVE BOX MARKER | 25.692 | 23.68 |  | 33.3996 | 30.784 | 33.3996
60600086 | 910 VALVE BOX LID - SW | 21.418 | 19.85 |  | 27.8434 | 25.805 | 27.8434
60600087 | 910 VALVE BOX RISER - 10" SW | 45.3167 | 42 |  | 58.9117 | 54.6 | 58.9117
74080100 | CHEMFEED PUMP #2P300-3or1P679 | 234.5631 | 0 |  | 304.932 | 0 | 304.932
74150100 | CHEM PUMP #E LPA3 / VHC1 | 0 | 0 |  | 0 | 0 | 0
74300100 | CHEMICAL TANK, 30 GALLON | 199.7267 | 131.05 |  | 259.6447 | 170.365 | 259.6447
70034206 | COMPRESSOR GASKET PARTS KIT | 0 | 0 |  | 0 | 0 | 0
70034202 | COMPRESSOR HEAD | 0 | 0 |  | 0 | 0 | 0
70200200 | COMPRESSOR, 2HP (1.2 or 1.8hp) | 0 | 0 |  | 0 | 0 | 0
70112840 | 1 1/2HP STANDARD CONTROL BOX | 0 | 0 |  | 0 | 0 | 0
70200840 | 2HP STANDARD CONTROL BOX | 122.66 | 113.05 |  | 159.458 | 146.965 | 159.458
70300840 | 3HP STANDARD CONTROL BOX | 194.09 | 178.56 |  | 252.317 | 232.128 | 252.317
70500840 | 5HP STANDARD CONTROL BOX | 229.9 | 215.5 |  | 298.87 | 280.15 | 298.87
70712840 | 7.5HP STANDARD CONTROL BOX | 401.01 | 358.5 |  | 521.313 | 466.05 | 521.313
70200850 | 2HP DELUXE CONTROL BOX | 147.6461 | 140.6 |  | 191.9399 | 182.78 | 191.9399
70300850 | 3HP DELUXE CONTROL BOX | 189.15 | 174.33 |  | 245.895 | 226.629 | 245.895
70500850 | 5HP DELUXE CONTROL BOX | 233.4383 | 216.45 |  | 303.4698 | 281.385 | 303.4698
70712850 | 7.5HP DELUXE CONTROL BOX | 358.4792 | 351.5 |  | 466.023 | 456.95 | 466.023
71000850 | 10HP DELUXE CONTROL BOX | 570.25 | 528.5 |  | 741.325 | 687.05 | 741.325
70112751 | PUMP GASKET, 1 1/2" 4 HOLE | 8.251 | 7.95 |  | 10.7263 | 10.335 | 10.7263
70100751 | 1" 6 or 8 HOLE VOLUTE GASKET | 9.7902 | 8.85 |  | 12.7273 | 11.505 | 12.7273
70112401 | 1.5HP 4"1PH 230V SUB MTR | 379.81 | 352 |  | 493.753 | 457.6 | 493.753
70300401 | 3HP 4" 1PH 230V SUB MTR | 440.78 | 406.25 |  | 573.014 | 528.125 | 573.014
70300403 | 3HP 4" 3PH 230V SUB MTR | 352.86 | 325.22 |  | 458.718 | 422.786 | 458.718
70500401 | 5HP 4" 1PH 230V SUB MTR | 896.98 | 858 |  | 1166.074 | 1115.4 | 1166.074
70500403 | 5HP 4" 3PH 230or460V SUB MTR | 658.8305 | 724.85 |  | 856.4797 | 942.305 | 942.305
70712601 | 7.5HP 6" 1PH 230V SUB MTR | 1156.195 | 1057.4 |  | 1503.0535 | 1374.62 | 1503.0535
70712403 | 7.5HP 4" 3PH 230or460V SUB MTR | 750.465 | 691.675 |  | 975.6045 | 899.1775 | 975.6045
70712603 | 7.5HP 6" 3PH 230or460V SUB MTR | 1079.6642 | 1079.68 |  | 1403.5635 | 1403.584 | 1403.584
71000403 | 10HP 4" 3PH 230or460V SUB MTR | 1010.1139 | 0 |  | 1313.1481 | 0 | 1313.1481
71000601 | 10HP 6" 1PH 230V SUB MTR | 1262.17 | 1190.42 |  | 1640.821 | 1547.546 | 1640.821
71000603 | 10HP 6" 3PH 230or460V SUB MTR | 1306.2288 | 1255.9 |  | 1698.0974 | 1632.67 | 1698.0974
70112151 | 1 1/2HP 40S15-5 GF 4" SUB PUMP | 287.4068 | 0 |  | 373.6288 | 0 | 373.6288
70300151 | 3HP 40S30-9 GF 4" SUB PUMP | 479.19 | 441.65 |  | 622.947 | 574.145 | 622.947
70300104 | 3HP 25S30-15 GF 4" SUB PUMP | 415.44 | 382.89 |  | 540.072 | 497.757 | 540.072
70500151 | 5HP 40S50-15 GF 4" SUB PUMP | 906.594 | 835.575 |  | 1178.5722 | 1086.2475 | 1178.5722
70715021 | 7.5HP 40S75-21 GF 4" SUB PUMP | 1230.3884 | 1064.95 |  | 1599.5049 | 1384.435 | 1599.5049
70712021 | 7.5HP 40S75-21 GF 4" SUB PUMP | 1252.68 | 0 |  | 1628.484 | 0 | 1628.484
70715025 | 7.5HP 40S75-25 GF 4" SUB PUMP | 0 | 0 |  | 0 | 0 | 0
70712025 | 7.5HP 40S75-25 GF 4" SUB PUMP | 1696.97 | 1564.02 |  | 2206.061 | 2033.226 | 2206.061
70715011 | 7.5HP 75S75-11 GF 4" SUB PUMP | 1321.5908 | 1282.98 |  | 1718.068 | 1667.874 | 1718.068
70712011 | 7.5HP 75S75-12 GF 4" SUB PUMP | 0 | 0 |  | 0 | 0 | 0
70712106 | 7.5HP 85S75-6 GF 6" SUB PUMP | 1179.2362 | 1195.1 |  | 1533.0071 | 1553.63 | 1553.63
71000109 | 10HP 85S100-9 GF 6" SUB PUMP | 1789.64 | 1689.58 |  | 2326.532 | 2196.454 | 2326.532
71500151 | 15HP 225S150-6 GF 6" SUB PUMP | 1076.409 | 0 |  | 1399.3317 | 0 | 1399.3317
70058750 | 5/8" PUMP SEAL S08019 | 19.5333 | 14.7 |  | 25.3933 | 19.11 | 25.3933
70100750 | 1" PUMP SEAL | 24.73 | 28.4 |  | 32.149 | 36.92 | 36.92
70114750 | 1-1/4" PUMP SEAL - S32014 | 27.8678 | 27.63 |  | 36.2281 | 35.919 | 36.2281
70012740 | CENTRIFICAL START SWITCH | 30.6883 | 28.75 |  | 39.8948 | 37.375 | 39.8948
70200068 | 0-15# PR GAUGE 2"DIAL | 16.876 | 15.67 |  | 21.9388 | 20.371 | 21.9388
70200070 | 0-100# PR GAUGE 2"DIAL | 21.721 | 49.35 |  | 28.2373 | 64.155 | 64.155
70200071 | 0-160#or 200# PR GAUGE 2"DIAL | 17.345 | 19.75 |  | 22.5485 | 25.675 | 25.675
70212070 | 0-100# PR GAUGE 2-1/2"DIAL | 44.0693 | 50.3 |  | 57.2901 | 65.39 | 65.39
70212071 | 0-160#or 200# GAUGE 2-1/2"DIAL | 22.7545 | 20.85 |  | 29.5809 | 27.105 | 29.5809
70212072 | LIQ FILLED PR GAUGE 2-1/2"DIAL | 24.3367 | 22.43 |  | 31.6377 | 29.159 | 31.6377
70312070 | 0-100# PR GAUGE 3" IAL | 0 | 0 |  | 0 | 0 | 0
75010100 | RUBBERMAID 10CF ENCLOSURE | 0 | 0 |  | 0 | 0 | 0
75018180 | RUBBERMAID 18CF ENCLOSURE | 173.59 | 159.99 |  | 225.667 | 207.987 | 225.667
75032320 | RUBBERMAID 32CF ENCLOSURE | 259.79 | 239 |  | 337.727 | 310.7 | 337.727
70100156 | 1" SCH 80 SOUNDING TUBE | 1.1746 | 1.05 |  | 1.527 | 1.365 | 1.527
70100157 | 1" SCH 80 END PLUG T/BOX | 0 | 0 |  | 0 | 0 | 0
70100158 | 1" SCH 80 SLOTTED SNDG TUBE | 1.9896 | 1.84 |  | 2.5865 | 2.392 | 2.5865
70600171 | 6"x 1" SPIDER | 6.7436 | 6.9133 |  | 8.7667 | 8.9873 | 8.9873
70601171 | 6"x 1-1/4" SPIDER | 7.0344 | 0 |  | 9.1447 | 0 | 9.1447
70611171 | 6"x 1-1/2" SPIDER | 5.5061 | 0 |  | 7.1579 | 0 | 7.1579
70602171 | 6"x 2" SPIDER | 4.905 | 4.545 |  | 6.3765 | 5.9085 | 6.3765
70612171 | 6"x 2 1/2" SPIDER | 6.512 | 6 |  | 8.4656 | 7.8 | 8.4656
70800171 | 8"x 1" SPIDER | 0 | 0 |  | 0 | 0 | 0
70801171 | 8"x 1-1/4" SPIDER | 9.0485 | 0 |  | 11.7631 | 0 | 11.7631
70802171 | 8"x 2" SPIDER | 7.7614 | 5.25 |  | 10.0898 | 6.825 | 10.0898
70811171 | 8"x 1-1/2" SPIDER | 4.67 | 0 |  | 6.071 | 0 | 6.071
70822171 | 8"x 2-1/2" SPIDER | 7.0907 | 5.94 |  | 9.2179 | 7.722 | 9.2179
70803171 | 8"x 3" SPIDER | 8.3563 | 6.95 |  | 10.8632 | 9.035 | 10.8632
70804171 | 8"x 4" SPIDER | 28.2589 | 0 |  | 36.7366 | 0 | 36.7366
71003171 | 10"x 3" SPIDER | 0 | 0 |  | 0 | 0 | 0
71004171 | 10"x 4" SPIDER | 8.3805 | 0 |  | 10.8947 | 0 | 10.8947
71200171 | 12"x 3" SPIDER | 62.8 | 45.29 |  | 81.64 | 58.877 | 81.64
71002050 | 3M PRINTED TAPE, 2x100 ROLL | 21.2008 | 19.54 |  | 27.561 | 25.402 | 27.561
70600157 | 6" WELL CAP | 50.12 | 44.63 |  | 65.156 | 58.019 | 65.156
70600150 | 6 X 1 WELL SEAL | 24.74 | 22.8 |  | 32.162 | 29.64 | 32.162
70600151 | 6 X 1 1/2 WELL SEAL | 0 | 0 |  | 0 | 0 | 0
70600152 | 6 X 2 WELL SEAL | 25.51 | 23.51 |  | 33.163 | 30.563 | 33.163
70600153 | 6 X 3 WELL SEAL | 0 | 0 |  | 0 | 0 | 0
70800151 | 8 X 1 WELL SEAL | 0 | 0 |  | 0 | 0 | 0
70800152 | 8 X 2 WELL SEAL | 57.035 | 52.47 |  | 74.1455 | 68.211 | 74.1455
70800154 | 8 X 4 WELL SEAL | 0 | 0 |  | 0 | 0 | 0
71000153 | 10 X 3 WELL SEAL | 0 | 0 |  | 0 | 0 | 0
70012131 | 1/2" WELL VENT, BEEHIVE STRNR | 13.6772 | 13.8 |  | 17.7804 | 17.94 | 17.94
70034131 | 3/4" WELL VENT, BEEHIVE STRNR | 14.6414 | 15.54 |  | 19.0338 | 20.202 | 20.202
70100131 | 1" WELL VENT, BEEHIVE STRNR | 15.866 | 19.38 |  | 20.6258 | 25.194 | 25.194
70114131 | 1-1/4" WELL VENT, BEEHIVE STRN | 25.9614 | 0 |  | 33.7498 | 0 | 33.7498
70112131 | 1-1/2" WELL VENT, BEEHIVE STRN | 41.7146 | 24.75 |  | 54.229 | 32.175 | 54.229
70200131 | 2" WELL VENT, BEEHIVE STRNR | 62.7273 | 59.175 |  | 81.5455 | 76.9275 | 81.5455
70100132 | 1" WELL VENT CAP | 0 | 0 |  | 0 | 0 | 0
70112132 | 1-1/2" WELL VENT CAP | 0 | 0 |  | 0 | 0 | 0
80034020 | 3/4x3/4 or 1" PJxFIPT CTS ADP | 12.6925 | 17.66 |  | 16.5003 | 22.958 | 22.958
80034021 | 3/4x3/4 or 1" PJxMIPT CTS ADP | 11.2752 | 0 |  | 14.6578 | 0 | 14.6578
80100021 | 1"x1" PJxMIPT CTS ADPTR | 10.0704 | 17.47 |  | 13.0915 | 22.711 | 22.711
80014050 | 1/4" BRASS BUSHING | 0 | 0 |  | 0 | 0 | 0
80012050 | 1/2" BRASS BUSHING | 2.1929 | 1.97 |  | 2.8508 | 2.561 | 2.8508
80034050 | 3/4" BRASS BUSHING | 2.75 | 2.53 |  | 3.575 | 3.289 | 3.575
80100050 | 1" BRASS BUSHING | 3.7981 | 3.4 |  | 4.9375 | 4.42 | 4.9375
80114050 | 1-1/4" BRASS BUSHING | 7.7124 | 0 |  | 10.0261 | 0 | 10.0261
80112050 | 1-1/2" BRASS BUSHING | 9.6153 | 0 |  | 12.4999 | 0 | 12.4999
80200050 | 2" BRASS BUSHING | 14.4263 | 13.37 |  | 18.7542 | 17.381 | 18.7542
80100160 | 1" BRASS BELL REDUCER | 7.8947 | 0 |  | 10.2631 | 0 | 10.2631
80114160 | 1-1/4" BRASS BELL REDUCER | 5.0202 | 0 |  | 6.5263 | 0 | 6.5263
80212160 | 2-1/2" BRASS BELL REDUCER | 17.2 | 0 |  | 22.36 | 0 | 22.36
80034070 | 3/4" BRASS COUPLING | 1.9939 | 0 |  | 2.5921 | 0 | 2.5921
80200070 | 2" BRASS COUPLING | 10.5566 | 0 |  | 13.7236 | 0 | 13.7236
80034022 | 3/4" PJ x PJ CU COUPLING | 10.0505 | 0 |  | 13.0656 | 0 | 13.0656
80100022 | 1" PJ x PJ CU COUPLING | 12.9149 | 0 |  | 16.7894 | 0 | 16.7894
80038022 | 3/8" x 1/4" COMP MIP CONNECTOR | 3.4921 | 3.7279 |  | 4.5397 | 4.8463 | 4.8463
80058022 | 5/8" x 1/2" COMP MIP CONNECTOR | 2.0546 | 0 |  | 2.671 | 0 | 2.671
80038023 | 3/8 x 1/4 COMP MIP ELBOW CONN | 2.1849 | 2.14 |  | 2.8404 | 2.782 | 2.8404
80012045 | 1/2" BRASS 45 ELBOW | 2.71 | 0 |  | 3.523 | 0 | 3.523
80034045 | 3/4" BRASS 45 ELBOW | 2.4089 | 0 |  | 3.1316 | 0 | 3.1316
80100045 | 1" BRASS 45 ELBOW | 12.144 | 11.175 |  | 15.7872 | 14.5275 | 15.7872
80012090 | 1/2" BRASS 90 ELBOW | 5.5995 | 0 |  | 7.2793 | 0 | 7.2793
80034090 | 3/4" BRASS 90 ELBOW | 5.5995 | 5.09 |  | 7.2793 | 6.617 | 7.2793
80100090 | 1" 90 BRASS ELBOW | 7.1982 | 9.41 |  | 9.3577 | 12.233 | 12.233
80034095 | 3/4" BRASS STREET 90 ELBOW | 4.6127 | 9.83 |  | 5.9965 | 12.779 | 12.779
80100095 | 1" BRASS STREET 90 ELBOW | 7.4291 | 0 |  | 9.6578 | 0 | 9.6578
80114095 | 1-1/4" BRASS STREET 90 ELBOW | 6.7206 | 0 |  | 8.7368 | 0 | 8.7368
80100091 | 1" BRASS RED 90 ELBOW | 9.9461 | 9.78 |  | 12.9299 | 12.714 | 12.9299
80014120 | 1/4" x CL" BRASS NIPPLE | 0.587 | 0 |  | 0.7631 | 0 | 0.7631
80014122 | 1/4" x 2" BRASS NIPPLE | 0 | 0 |  | 0 | 0 | 0
80014124 | 1/4" x 3" BRASS NIPPLE | 2.5101 | 0 |  | 3.2631 | 0 | 3.2631
80038120 | 3/8" x CLOSE BRASS NIPPLE | 1.9939 | 0 |  | 2.5921 | 0 | 2.5921
80038123 | 3/8" x 2-1/2" BRASS NIPPLE | 2.4798 | 0 |  | 3.2237 | 0 | 3.2237
80012120 | 1/2" x CL BRASS NIPPLE | 2.1356 | 0 |  | 2.7763 | 0 | 2.7763
80012124 | 1/2" x 3" BRASS NIPPLE | 2.3988 | 0 |  | 3.1184 | 0 | 3.1184
80012130 | 1/2" x 6" BRASS NIPPLE | 3.0263 | 0 |  | 3.9342 | 0 | 3.9342
80034120 | 3/4" x CL BRASS NIPPLE | 2.3684 | 0 |  | 3.0789 | 0 | 3.0789
80034121 | 3/4" x 1 1/2" BRASS NIPPLE | 0 | 0 |  | 0 | 0 | 0
80034122 | 3/4" x 2" BRASS NIPPLE | 2.5911 | 0 |  | 3.3684 | 0 | 3.3684
80034124 | 3/4" x 3" BRASS NIPPLE | 3.5094 | 2.99 |  | 4.5622 | 3.887 | 4.5622
80034126 | 3/4" x 4" BRASS NIPPLE | 5.44 | 5.01 |  | 7.072 | 6.513 | 7.072
80034128 | 3/4" x 5" BRASS NIPPLE | 4.5445 | 0 |  | 5.9079 | 0 | 5.9079
80034129 | 3/4" x 5 1/2" BRASS NIPPLE | 4.9595 | 0 |  | 6.4474 | 0 | 6.4474
80034130 | 3/4" x 6" BRASS NIPPLE | 6.029 | 6.95 |  | 7.8377 | 9.035 | 9.035
80034132 | 3/4" x 8" BRASS NIPPLE | 8.59 | 7.43 |  | 11.167 | 9.659 | 11.167
80034134 | 3/4" x 12" BRASS NIPPLE | 15.4453 | 0 |  | 20.0789 | 0 | 20.0789
80100124 | 1" x3" BRASS NIPPLE | 5.1932 | 4.165 |  | 6.7512 | 5.4145 | 6.7512
80100125 | 1" x 3-1/2" BRASS NIPPLE | 0 | 0 |  | 0 | 0 | 0
80100126 | 1" x4" BRASS NIPPLE | 9.373 | 9.17 |  | 12.1849 | 11.921 | 12.1849
80100130 | 1" x 6" BRASS NIPPLE | 10.065 | 9.33 |  | 13.0845 | 12.129 | 13.0845
80100134 | 1" x 12" BRASS NIPPLE | 20.4191 | 18.37 |  | 26.5448 | 23.881 | 26.5448
80114126 | 1-1/4" x 4" BRASS NIPPLE | 3.9979 | 0 |  | 5.1973 | 0 | 5.1973
80114130 | 1-1/4" x 6" BRASS NIPPLE | 8.8967 | 0 |  | 11.5657 | 0 | 11.5657
80112124 | 1-1/2" x 3" BRASS NIPPLE | 8.2995 | 0 |  | 10.7894 | 0 | 10.7894
80112125 | 1-1/2" x 3-1/2" BRASS NIPPLE | 9.676 | 0 |  | 12.5788 | 0 | 12.5788
80112134 | 1-1/2" x 12" BRASS NIPPLE | 20.1112 | 0 |  | 26.1446 | 0 | 26.1446
80200120 | 2" x CLOSE BRASS NIPPLE | 10.1785 | 9.7 |  | 13.232 | 12.61 | 13.232
80200124 | 2" x 3" BRASS NIPPLE | 11.0627 | 0 |  | 14.3815 | 0 | 14.3815
80200126 | 2" x 4" BRASS NIPPLE | 16.5739 | 19.3 |  | 21.5461 | 25.09 | 25.09
80200130 | 2" x 6" BRASS NIPPLE | 14.1902 | 0 |  | 18.4473 | 0 | 18.4473
80200134 | 2" x 12" BRASS NIPPLE | 29.7872 | 0 |  | 38.7234 | 0 | 38.7234
80212130 | 2-1/2" x 6" BRASS NIPPLE | 0 | 0 |  | 0 | 0 | 0
80012150 | 1/2" BRASS PLUG | 2.13 | 0 |  | 2.769 | 0 | 2.769
80034150 | 3/4" BRASS PLUG | 2.82 | 0 |  | 3.666 | 0 | 3.666
80100150 | 1" BRASS PLUG | 4.4308 | 3.37 |  | 5.76 | 4.381 | 5.76
80114150 | 1-1/4" BRASS PLUG | 14.676 | 0 |  | 19.0788 | 0 | 19.0788
80034195 | 3/4" BRASS BULLHEAD TEE | 9.6862 | 0 |  | 12.5921 | 0 | 12.5921
80014190 | 1/4" BRASS TEE | 3.5 | 0 |  | 4.55 | 0 | 4.55
80038190 | 3/8" BRASS TEE | 3.9979 | 0 |  | 5.1973 | 0 | 5.1973
80012190 | 1/2" BRASS TEE | 4.44 | 0 |  | 5.772 | 0 | 5.772
80034190 | 3/4" BRASS TEE | 4.4854 | 4.04 |  | 5.831 | 5.252 | 5.831
80100190 | 1" BRASS TEE | 12.4288 | 14.46 |  | 16.1574 | 18.798 | 18.798
80112190 | 1-1/2" BRASS TEE | 24.261 | 0 |  | 31.5393 | 0 | 31.5393
80200190 | 2" BRASS TEE | 32.86 | 30.45 |  | 42.718 | 39.585 | 42.718
80034200 | 3/4" BRASS UNION | 8.3704 | 0 |  | 10.8815 | 0 | 10.8815
90200002 | 2" SPLIT FLANGE ADAPTOR | 58.0371 | 124.93 |  | 75.4482 | 162.409 | 162.409
90212002 | 2-1/2" SPLIT FLANGE ADAPTOR | 165.6674 | 168.57 |  | 215.3676 | 219.141 | 219.141
90300002 | 3" SPLIT FLANGE ADAPTOR | 128.3708 | 140.5 |  | 166.882 | 182.65 | 182.65
90400002 | 4" SPLIT FLANGE ADAPTOR | 240.865 | 223.23 |  | 313.1245 | 290.199 | 313.1245
90600002 | 6" SPLIT FLANGE ADAPTOR | 269.4064 | 232.04 |  | 350.2283 | 301.652 | 350.2283
90800002 | 8" SPLIT FLANGE ADAPTOR | 79.5642 | 0 |  | 103.4335 | 0 | 103.4335
91000002 | 10" SPLIT FLANGE ADAPTOR | 91.2949 | 0 |  | 118.6834 | 0 | 118.6834
90200020 | 2" GR x FIP ADAPTOR | 62.595 | 58.01 |  | 81.3735 | 75.413 | 81.3735
90212020 | 2-1/2" GR x FIP ADAPTOR | 0 | 0 |  | 0 | 0 | 0
90300020 | 3" GR x FIP ADAPTOR | 0 | 0 |  | 0 | 0 | 0
90400020 | 4" GR x FIP ADAPTOR | 0 | 0 |  | 0 | 0 | 0
90200060 | 2" GR CAP | 10.8299 | 0 |  | 14.0789 | 0 | 14.0789
90212060 | 2-1/2" GR CAP | 6.5789 | 0 |  | 8.5526 | 0 | 8.5526
90300060 | 3" GR CAP | 23.7043 | 0 |  | 30.8156 | 0 | 30.8156
90400060 | 4" GR CAP | 14.6715 | 9.75 |  | 19.073 | 12.675 | 19.073
90600060 | 6" GR CAP | 52.2 | 57 |  | 67.86 | 74.1 | 74.1
90800060 | 8" GR CAP | 30.9714 | 0 |  | 40.2628 | 0 | 40.2628
91000060 | 10" GR CAP | 0 | 0 |  | 0 | 0 | 0
90100070 | 1" RIGID 0-FLEX COUPLING | 1.3057 | 0 |  | 1.6974 | 0 | 1.6974
90200070 | 2" RIGID 0-FLEX COUPLING | 25.4575 | 31.5 |  | 33.0947 | 40.95 | 40.95
90212070 | 2-1/2" RIGID 0-FLEX COUPLING | 34.4036 | 36.31 |  | 44.7247 | 47.203 | 47.203
90300070 | 3" RIGID 0-FLEX COUPLING | 35.2554 | 34.61 |  | 45.832 | 44.993 | 45.832
90400070 | 4" RIGID 0-FLEX COUPLING | 43.2362 | 42.5 |  | 56.2071 | 55.25 | 56.2071
90600070 | 6" RIGID 0-FLEX COUPLING | 87.9288 | 82.36 |  | 114.3074 | 107.068 | 114.3074
90800070 | 8" RIGID 0-FLEX COUPLING | 72.3151 | 74.51 |  | 94.0096 | 96.863 | 96.863
91000070 | 10" RIGID 0-FLEX COUPLING | 42.1049 | 0 |  | 54.7364 | 0 | 54.7364
90114071 | 1-1/4" STANDARD FLEX COUPLING | 0 | 0 |  | 0 | 0 | 0
90200071 | 2" STANDARD FLEX COUPLING | 0 | 0 |  | 0 | 0 | 0
90212071 | 2-1/2" STANDARD FLEX COUPLING | 0 | 0 |  | 0 | 0 | 0
90400071 | 4" STANDARD FLEX COUPLING | 0 | 0 |  | 0 | 0 | 0
90600071 | 6" STANDARD FLEX COUPLING | 0 | 0 |  | 0 | 0 | 0
90800071 | 8" TRANS CPLG GRxIPS | 0 | 0 |  | 0 | 0 | 0
91000071 | 10" TRANS CPLG GRxIPS | 0 | 0 |  | 0 | 0 | 0
90212072 | 2-1/2" GR REDUCING COUPLING | 20.91 | 0 |  | 27.183 | 0 | 27.183
90400072 | 4" GR REDUCING COUPLING | 42.1556 | 0 |  | 54.8023 | 0 | 54.8023
90600072 | 6" GR REDUCING COUPLING | 0 | 0 |  | 0 | 0 | 0
90600080 | 6" GR CROSS | 613.26 | 568.35 |  | 797.238 | 738.855 | 797.238
90200170 | 2"x _ GRx_OUTLET COUPLING | 87.2675 | 86.79 |  | 113.4477 | 112.827 | 113.4477
90212170 | 2-1/2"x _ GRx_OUTLET COUPLING | 64.0234 | 110.7 |  | 83.2304 | 143.91 | 143.91
90300170 | 3"x _ GRx_OUTLET COUPLING | 73.97 | 105.63 |  | 96.161 | 137.319 | 137.319
90400170 | 4"x _ GRx_OUTLET COUPLING | 237.6438 | 188.57 |  | 308.9369 | 245.141 | 308.9369
90600170 | 6"x _ GRx_OUTLET COUPLING | 314.6489 | 310 |  | 409.0436 | 403 | 409.0436
90400022 | 4" GR 22-1/2 ELBOW | 0 | 0 |  | 0 | 0 | 0
90600022 | 6" GR 22-1/2 ELBOW | 0 | 0 |  | 0 | 0 | 0
90800022 | 8" GR 22-1/2 ELBOW | 0 | 0 |  | 0 | 0 | 0
91000022 | 10" GR 22-1/2 ELBOW | 0 | 0 |  | 0 | 0 | 0
90200045 | 2" GR 45 ELBOW | 3.6133 | 0 |  | 4.6973 | 0 | 4.6973
90212045 | 2-1/2" GR 45 ELBOW | 0 | 0 |  | 0 | 0 | 0
90300045 | 3" GR 45 ELBOW | 0 | 0 |  | 0 | 0 | 0
90400045 | 4" GR 45 ELBOW | 35.5465 | 34.5 |  | 46.2105 | 44.85 | 46.2105
90600045 | 6" GR 45 ELBOW | 0 | 0 |  | 0 | 0 | 0
90800045 | 8" GR 45 ELBOW | 0 | 0 |  | 0 | 0 | 0
91000045 | 10" GR 45 ELBOW | 0 | 0 |  | 0 | 0 | 0
90114090 | 1-1/4" GR 90 ELBOW | 3.5222 | 0 |  | 4.5789 | 0 | 4.5789
90200090 | 2" GR 90 ELBOW | 19.7283 | 32.46 |  | 25.6468 | 42.198 | 42.198
90212090 | 2-1/2" GR 90 ELBOW | 29.5061 | 32.46 |  | 38.3579 | 42.198 | 42.198
90300090 | 3" GR 90 ELBOW | 56.3753 | 57.42 |  | 73.2879 | 74.646 | 74.646
90400090 | 4" GR 90 ELBOW | 61.0146 | 62.27 |  | 79.319 | 80.951 | 80.951
90600090 | 6" GR 90 ELBOW | 153.6757 | 143.24 |  | 199.7784 | 186.212 | 199.7784
90800090 | 8" GR 90 ELBOW | 130.1913 | 0 |  | 169.2487 | 0 | 169.2487
91000090 | 10" GR 90 ELBOW | 0 | 0 |  | 0 | 0 | 0
90200140 | 2" GR x MIP ADAPTOR NIPPLE | 13.9473 | 0 |  | 18.1315 | 0 | 18.1315
90212140 | 2-1/2" GR x MIP ADAPTOR NIPPLE | 24.5033 | 22.71 |  | 31.8543 | 29.523 | 31.8543
90300140 | 3" GR x MIP ADAPTOR NIPPLE | 34.8884 | 0 |  | 45.3549 | 0 | 45.3549
90400140 | 4" GR x MIP ADAPTOR NIPPLE | 40.73 | 37.75 |  | 52.949 | 49.075 | 52.949
90600140 | 6" GR x MIP ADAPTOR NIPPLE | 0 | 0 |  | 0 | 0 | 0
90212141 | 2-1/2" GR x GR NIPPLE | 9.27 | 0 |  | 12.051 | 0 | 12.051
90600141 | 6" GR x GR NIPPLE | 0 | 0 |  | 0 | 0 | 0
90200063 | 2" x GR x TH REDUCER CPLG | 43.64 | 40.26 |  | 56.732 | 52.338 | 56.732
90212063 | 2-1/2" x GR x TH REDUCER CPLG | 38.7143 | 0 |  | 50.3286 | 0 | 50.3286
90302063 | 3" x GR x TH REDUCER CPLG | 99.1375 | 48.5 |  | 128.8787 | 63.05 | 128.8787
90321263 | 3"x2-1/2" GR x TH REDUCER CPLG | 0 | 0 |  | 0 | 0 | 0
90402063 | 4"x 2" GR x TH REDUCER CPLG | 50.175 | 46.5 |  | 65.2275 | 60.45 | 65.2275
90421263 | 4"x2-1/2" GR x TH REDUCER CPLG | 38.7173 | 0 |  | 50.3325 | 0 | 50.3325
90403063 | 4"x 3" GR x TH REDUCER CPLG | 0 | 0 |  | 0 | 0 | 0
90200160 | 2" GR CONCENTRIC REDUCER | 29.9188 | 0 |  | 38.8944 | 0 | 38.8944
90212160 | 2-1/2" GR CONCENTRIC REDUCER | 41.1533 | 38.14 |  | 53.4993 | 49.582 | 53.4993
90300160 | 3" GR CONCENTRIC REDUCER | 17.8136 | 0 |  | 23.1577 | 0 | 23.1577
90400160 | 4" GR CONCENTRIC REDUCER | 46.1686 | 44.63 |  | 60.0192 | 58.019 | 60.0192
90600160 | 6" GR CONCENTRIC REDUCER | 100.7653 | 72.43 |  | 130.9949 | 94.159 | 130.9949
90800160 | 8" GR CONCENTRIC REDUCER | 125.667 | 0 |  | 163.3671 | 0 | 163.3671
91008160 | 10" GR CONCENTRIC REDUCER | 0 | 0 |  | 0 | 0 | 0
90402162 | 4" GR SWAGE END REDUCER | 64.5845 | 0 |  | 83.9599 | 0 | 83.9599
90200190 | 2" GR TEE | 31.1435 | 0 |  | 40.4866 | 0 | 40.4866
90212190 | 2-1/2" GR TEE | 54.5 | 50.51 |  | 70.85 | 65.663 | 70.85
90300190 | 3" GR TEE | 55.8856 | 56.63 |  | 72.6513 | 73.619 | 73.619
90400190 | 4" GR TEE | 113.1533 | 104.87 |  | 147.0993 | 136.331 | 147.0993
90600190 | 6" GR TEE | 250.12 | 231.81 |  | 325.156 | 301.353 | 325.156
90800190 | 8" GR TEE | 0 | 0 |  | 0 | 0 | 0
91000190 | 10" GR TEE | 0 | 0 |  | 0 | 0 | 0
90400191 | 4" GR REDUCING TEE | 101.3583 | 106 |  | 131.7658 | 137.8 | 137.8
90602191 | 6" X 2" GR REDUCING TEE | 399.9831 | 361.7857 |  | 519.978 | 470.3214 | 519.978
90603191 | 6" X 3" GR REDUCING TEE | 0 | 0 |  | 0 | 0 | 0
90604191 | 6" X 4" GR REDUCING TEE | 134.6346 | 0 |  | 175.025 | 0 | 175.025
90802191 | 8" X 2" GR REDUCING TEE | 336.04 | 310 |  | 436.852 | 403 | 436.852
90803191 | 8" X 3" GR REDUCING TEE | 177.1242 | 0 |  | 230.2615 | 0 | 230.2615
90804191 | 8" X 4" GR REDUCING TEE | 205.4641 | 0 |  | 267.1033 | 0 | 267.1033
90806191 | 8" X 6" GR REDUCING TEE | 258.0952 | 0 |  | 335.5238 | 0 | 335.5238
91004191 | 10" X 4" GR REDUCING TEE | 0 | 0 |  | 0 | 0 | 0
91006191 | 10" X 6" GR REDUCING TEE | 0 | 0 |  | 0 | 0 | 0
90200192 | 2" RED GR TEE w/ MIP BRANCH | 80.0601 | 0 |  | 104.0781 | 0 | 104.0781
90212192 | 2-1/2" RED GR TEE w/MIP BRANCH | 77.545 | 49.58 |  | 100.8085 | 64.454 | 100.8085
90300192 | 3" RED GR TEE w/ MIP BRANCH | 48.4308 | 0 |  | 62.96 | 0 | 62.96
90400192 | 4" RED GR TEE w/ MIP BRANCH | 164.31 | 152.28 |  | 213.603 | 197.964 | 213.603
90400194 | 4" GR LATERAL 45 TEE | 160.53 | 0 |  | 208.689 | 0 | 208.689
90200040 | 2" GR INLINE CHECK VALVE | 276.7559 | 0 |  | 359.7827 | 0 | 359.7827
90212040 | 2-1/2" GR INLINE CHECK VALVE | 276.7559 | 291.5 |  | 359.7827 | 378.95 | 378.95
90300040 | 3" GR INLINE CHECK VALVE | 0 | 0 |  | 0 | 0 | 0
90400040 | 4" GR INLINE CHECK VALVE | 237.9942 | 0 |  | 309.3925 | 0 | 309.3925
90600040 | 6" GR INLINE CHECK VALVE | 0 | 0 |  | 0 | 0 | 0
90800040 | 8" GR INLINE CHECK VALVE | 0 | 0 |  | 0 | 0 | 0
91000040 | 10" GR INLINE CHECK VALVE | 0 | 0 |  | 0 | 0 | 0
90200230 | 2" GR LVR HNDL BALL VALVE | 198.07 | 183.57 |  | 257.491 | 238.641 | 257.491
90212230 | 2-1/2" GR LVR HNDL BALL VALVE | 247.92 | 0 |  | 322.296 | 0 | 322.296
90300230 | 3" GR LVR HNDL BALL VALVE | 572.95 | 531 |  | 744.835 | 690.3 | 744.835
90400230 | 4" GR LVR HNDL BALL VALVE | 430.1587 | 0 |  | 559.2063 | 0 | 559.2063
90200232 | 2" GR BUTTERFLY VALVE | 280.888 | 338.37 |  | 365.1544 | 439.881 | 439.881
90212232 | 2-1/2" GR BUTTERFLY VALVE | 394.688 | 416.93 |  | 513.0944 | 542.009 | 542.009
90300232 | 3" GR BUTTERFLY VALVE | 302.5585 | 0 |  | 393.3261 | 0 | 393.3261
90400232 | 4" GR BUTTERFLY VALVE | 616.04 | 570.94 |  | 800.852 | 742.222 | 800.852
90600232 | 6" GR BUTTERFLY VALVE | 857.105 | 977.51 |  | 1114.2365 | 1270.763 | 1270.763
100058058 | 5/8"x3/4" STREET READ METER | 51.8077 | 46 |  | 67.35 | 59.8 | 67.35
100058158 | 5/8"x3/4" METER w/HRE REG+ERT | 168.1681 | 154 |  | 218.6185 | 200.2 | 218.6185
100100058 | 1" METER w/ADPTR & ADE | 270.2526 | 262 |  | 351.3284 | 340.6 | 351.3284
100100258 | 1" STREET READ METER | 124.8793 | 100.13 |  | 162.3431 | 130.169 | 162.3431
100112058 | 1 1/2" STREET READ METER | 366.1866 | 398.67 |  | 476.0426 | 518.271 | 518.271
100200058 | 2" STREET READ METER | 603.1302 | 513.33 |  | 784.0693 | 667.329 | 784.0693
100300058 | 3" TURBINE METER | 799.25 | 702.54 |  | 1039.025 | 913.302 | 1039.025
100300158 | 3" BADGER TURBINE METER | 0 | 0 |  | 0 | 0 | 0
100400058 | 4" TURBINE METER | 1120.15 | 1032.39 |  | 1456.195 | 1342.107 | 1456.195
100034062 | 5/8"x3/4"to 3/4" ADPTR/EXT | 10.8195 | 9.72 |  | 14.0654 | 12.636 | 14.0654
100100062 | 1" to 5/8"x3/4" ADPTR/EXT | 13.9617 | 23.73 |  | 18.1502 | 30.849 | 30.849
100100162 | 1" to 1" ADPTR/EXT | 10.931 | 10.1308 |  | 14.2103 | 13.17 | 14.2103
100034060 | RES METER BOX, STD w/LID | 33.7445 | 29.99 |  | 43.8679 | 38.987 | 43.8679
100058070 | RES METER BOX, TRAFFIC | 105.5863 | 97.91 |  | 137.2622 | 127.283 | 137.2622
101419160 | JUMBO METER BOX, STANDARD | 75.98 | 69.96 |  | 98.774 | 90.948 | 98.774
101430060 | LARGE METER BOX, STANDARD | 124.92 | 0 |  | 162.396 | 0 | 162.396
102436060 | EXTRA LG METER BOX, STD | 168.2033 | 120.5 |  | 218.6643 | 156.65 | 218.6643
100058060 | CONCRETE BOX w/STEEL CVR & LID | 13.07 | 0 |  | 16.991 | 0 | 16.991
100134060 | RES METER BOX LID, STANDARD | 20.4071 | 19.95 |  | 26.5292 | 25.935 | 26.5292
100112060 | RES METER BOX LID, TRAFFIC | 65.88 | 61.06 |  | 85.644 | 79.378 | 85.644
100101070 | JUMBO METER BOX LID, STD | 40.02 | 0 |  | 52.026 | 0 | 52.026
100102070 | EXTRA LG METER BOX LID, STD | 194.76 | 179.5 |  | 253.188 | 233.35 | 253.188
101730061 | EXTRA LG METER BOX ONLY | 187.0876 | 172.59 |  | 243.2139 | 224.367 | 243.2139
100101060 | JUMBO METER BOX ONLY | 226.2331 | 0 |  | 294.103 | 0 | 294.103
100112068 | 1-1/2" DROP-IN METER FLG GSKT | 1.4292 | 0.53 |  | 1.858 | 0.689 | 1.858
100200061 | 2" DROP-IN METER FLG GSKT | 1.2786 | 0.61 |  | 1.6622 | 0.793 | 1.6622
100112067 | 1 1/2" CI METER FLANGE | 20.5103 | 16.55 |  | 26.6634 | 21.515 | 26.6634
100200067 | 2" CI METER FLANGE | 21.4046 | 17.35 |  | 27.826 | 22.555 | 27.826
100300067 | 3" CI METER FLANGE | 0 | 0 |  | 0 | 0 | 0
100058059 | 5/8"x3/4" REGISTER -Gal or CF | 31.4799 | 21.25 |  | 40.9239 | 27.625 | 40.9239
100058159 | ERT, ITRON 100W ENDPOINT | 89.8413 | 97 |  | 116.7937 | 126.1 | 126.1
100058157 | 5/8"x3/4" HRE, w/INLINE CONNE | 80.5036 | 74 |  | 104.6547 | 96.2 | 104.6547
100058156 | 5/8"x3/4" HRE REG & ERT w/CONN | 155.4602 | 145 |  | 202.0983 | 188.5 | 202.0983
100100156 | 1" ADE REG & ERT w/CONN | 125.5763 | 110.105 |  | 163.2492 | 143.1365 | 163.2492
100100057 | 1" STREET READ REGISTER | 36.8317 | 0 |  | 47.8812 | 0 | 47.8812
100200057 | 1-1/2" & 2" STREET READ REG | 48.2992 | 0 |  | 62.789 | 0 | 62.789
100200157 | 1-1/2" & 2" ADE REG w/ PIT AD | 148.1771 | 0 |  | 192.6302 | 0 | 192.6302
100007066 | 7" METER RESETTER (3/4"x5/8") | 139.3022 | 130.87 |  | 181.0929 | 170.131 | 181.0929
100009066 | 9" METER RESETTER (3/4"x5/8") | 105.6167 | 0 |  | 137.3017 | 0 | 137.3017
100012066 | 12" METER RESETTER (3/4"x5/8") | 142.035 | 135.19 |  | 184.6455 | 175.747 | 184.6455
100018066 | 18" METER RESETTER (3/4"x5/8") | 132 | 0 |  | 171.6 | 0 | 171.6
100048066 | 48" METER RESETTER (3/4"x5/8") | 130.9505 | 0 |  | 170.2357 | 0 | 170.2357
100024066 | 24" METER RESETTER (1") | 100.1915 | 0 |  | 130.249 | 0 | 130.249
100012067 | 12" METER RESETTER (1") | 254.3125 | 235.15 |  | 330.6062 | 305.695 | 330.6062
100007065 | 7" METER SETTER (3/4"x5/8") | 0 | 0 |  | 0 | 0 | 0
100012065 | 12" METER SETTER (3/4"x5/8") | 128 | 0 |  | 166.4 | 0 | 166.4
100018065 | 18" METER SETTER (3/4"x5/8") | 121 | 0 |  | 157.3 | 0 | 157.3
100024065 | 24" METER SETTER (3/4"x5/8") | 110.4546 | 0 |  | 143.591 | 0 | 143.591
100112065 | 1-1/2" x 12" METER SETTER | 817.41 | 753.37 |  | 1062.633 | 979.381 | 1062.633
100200065 | 2" x 12" METER SETTER | 0 | 0 |  | 0 | 0 | 0
100300057 | 3" METER STRAINER | 406.73 | 350 |  | 528.749 | 455 | 528.749
100400057 | 4" METER STRAINER | 0 | 0 |  | 0 | 0 | 0
114000102 | 6-12 LIMESTONE CALCITE MEDIA | 6.5495 | 6.07 |  | 8.5144 | 7.891 | 8.5144
114000110 | GRANULAR CHLORINE | 0 | 0 |  | 0 | 0 | 0
114000120 | 12.5% HYPOCHLORITE SOLUTION | 4.7821 | 4.921 |  | 6.2167 | 6.3973 | 6.3973
125004813 | STRAW BALES | 0 | 0 |  | 0 | 0 | 0
125004814 | SILT FENCING | 0.7913 | 0.7338 |  | 1.0287 | 0.95394 | 1.0287
125004816 | BLOCKS 2/8 4/8 4/16 - AVG | 1.883 | 6.5419 |  | 2.4479 | 8.5045 | 8.5045
125004817 | PALLETS | 0 | 0 |  | 0 | 0 | 0
125034000 | GRAVEL 3/4 | 11.9473 | 11.0627 |  | 15.5315 | 14.3815 | 15.5315
125058000 | GRAVEL 5/8 | 10.1249 | 9.4775 |  | 13.1624 | 12.3207 | 13.1624
125114000 | GRAVEL 1 1/4 | 12.0532 | 12.0436 |  | 15.6692 | 15.6567 | 15.6692
125001000 | BEDDING SAND | 5.645 | 4.8833 |  | 7.3385 | 6.3483 | 7.3385
120600146 | 6" SEWER & DRAIN COUPLING | 5.705 | 5.21 |  | 7.4165 | 6.773 | 7.4165
120400145 | 4" & 6" SEWER & DRAIN PIPE | 1.7935 | 1.05 |  | 2.3316 | 1.365 | 2.3316
[5 empty] | 163327.1557 | 120709.1647 | 0
DEACTIVATEDED 8-19-2011
DEACTIVATEDED 8-19-2011
DEACTIVATEDED 8-19-2011
DEACTIVATEDED 8-19-2011
DEACTIVATEDED 8-19-2011
DEACTIVATEDED 8-19-2011
DEACTIVATEDED 8-19-2011
DEACTIVATEDED 8-19-2011
DEACTIVATEDED 8-19-2011
DEACTIVATEDED 8-19-2011
DEACTIVATEDED 8-19-2011
DEACTIVATEDED 8-19-2011
DEACTIVATEDED 8-19-2011
DEACTIVATEDED 8-19-2011
DEACTIVATEDED 8-19-2011
DEACTIVATEDED 8-19-2011
DEACTIVATEDED 11-14-2014
DEACTIVATEDED 11-14-2014
DEACTIVATEDED 11-14-2014
DEACTIVATEDED 11-14-2014
DEACTIVATEDED 11-14-2014
DEACTIVATEDED 8-19-2011
DEACTIVATEDED 8-19-2011
DEACTIVATEDED 8-19-2011
DEACTIVATEDED 8-19-2011
DEACTIVATEDED 8-7-2013
DEACTIVATEDED 10-5-2013
DEACTIVATEDED 11-15-2014
DEACTIVATEDED 11-15-2014
DEACTIVATEDED 8-19-2011
DEACTIVATEDED 8-19-2011
DEACTIVATEDED 8-19-2011
DEACTIVATEDED 8-19-2011
DEACTIVATEDED 8-19-2011
DEACTIVATEDED 8-19-2011
DEACTIVATEDED 8-19-2011
DEACTIVATEDED 8-19-2011
DEACTIVATEDED 8-19-2011
DEACTIVATEDED 8-19-2011
DEACTIVATEDED 8-19-2011
DEACTIVATEDED 8-19-2011
DEACTIVATEDED 8-19-2011
DEACTIVATEDED 8-19-2011
DEACTIVATEDED 8-19-2011
DEACTIVATEDED 8-19-2011
DEACTIVATEDED 11-14-2014
DEACTIVATEDED 11-14-2014
DEACTIVATEDED 11-14-2014
DEACTIVATEDED 11-14-2014
DEACTIVATEDED 11-14-2014
DEACTIVATEDED 8-19-2011
DEACTIVATEDED 8-19-2011
DEACTIVATEDED 8-19-2011
DEACTIVATEDED 8-19-2011
DEACTIVATEDED 8-7-2013
DEACTIVATEDED 10-5-2013
DEACTIVATEDED 11-15-2014
DEACTIVATEDED 11-15-2014

## Fee Schedule
Exhibit A | [6 empty] | Type of Fee Schedule > Select from Drop Down
Standard Fee Schedule | [6 empty] | Standard Fee Schedule | 1
Effective January 15, 2014 | [6 empty] | Managed System Fee Schedule | 2
The following is a fee list for certain outside services provided by the Washington Water Service Company |  |  |  | Standard | Managed | O&M
Hourly Services: |  |  | Rate
Records Clerk |  |  | 68
Draftsperson |  |  | 91
Engineer |  |  | 115
Principal Engineer |  |  | 165
Technical Assistance |  |  | 100
Electrician and Truck |  |  | 96
Serviceman and Truck |  |  | 86
Two Servicemen and Truck |  |  | 145
Backhoe, Boom Truck, Dump Truck, Vac Truck, Including Operator (two-hour minimum) |  |  | 120
Other Items: |  |  | Rate
Monthly Group A Operations (Includes Monthly System Checks, and Routine Coliform Sampling) |  |  | 218
Monthly Group B Operations (Includes Quarterly Maintenance and Sampling, Pump House and Grounds Maintenance, Record Keeping, Technical Assistance and Broken Line Coverage) |  |  | 225
Account Maintenance - Customer Service, Billing & Payment Processing (per rate-paying customer, per month) |  |  | 2.7
Meter Reading only (per meter) |  |  | 1.6
Annual Contract Administrative Fee (per system) |  |  | 100
24 Hour On-Call Standby (per month per active connection) |  |  | 1.6
Set-Up Fee - per system or multiple systems (varies based on complexity) |  |  | $ varies
Tanker Trucks - Annual Inspection Permit (usage is $1.65 per 100 gallons) |  |  | 50
Water Availability Letter - Payable in Advance (for Non-Customers) |  |  | 75
Water Use Efficiency Report |  |  | 300
Water Quality Sampling:
*Labor Fees: The first source sample collected on any given day is assessed the highest "initial sample" labor fee of the sample types collected on that day. Each subsequent sample collected on that same day is assessed a $46.00 labor charge no matter the sample type (doesn't apply to coliform samples)
Coliform Samples: | Labor Fee* | Subsequent 2nd Labor | Lab Fee
Routine monthly coliform sample (routine, repeat and/or investigative) | 35 | 25 | 14.5
Groundwater Rule triggered source sample(s) when routine monthly sample is unsatisfactory. (This sample requires Colilert Quanti-tray test method, specifically. All other coliform samples are tested using Colilert persence/absence method) | 35 | 25 | 24
Inorganic Samples: | Labor Fee* | Subsequent 2nd Labor | Lab Fee
Full Inorganic chemicals (IOC), 28 physical and chemical tests | 103 | 46 | 275
Single parameter - Nitrate, Chloride | 103 | 46 | 21
Single parameter - Iron, Manganese, Arsenic | 103 | 46 | 25
Asbestos | 103 | 46 | 200
Lead and Copper: | Labor Fee* |  | Lab Fee
5 Sample Sites | 475 |  | 190
10 Sample Sites | 475 |  | 380
20 Sample Sites | 715 |  | 760
Lab Fee Per Sample Site: Lead = $19.00, Copper = $19.00
Annual Corrosion Control Water Quality Parameters (Systems w/ limestone treatment only) Raw Water - pH, temperature, conductivity and hardness Treated Water - pH, temperature, conductivity, hardness, alkalinity and calcium | 103 | 46 | 118
Organic Samples: | Labor Fee* | Subsequent 2nd Labor | Lab Fee
Volatile Organic chemicals (VOC):
Full VOC, 50 regulated and unregulated chemicals | 128 | 46 | 195
Up to five sources can be composited ($195 for 1st source, $90 for 2nd - 5th)
Synthetic Organic Chemicals (SOC):
Herbicides (EPA Method 515), 14 regulated and unregulated chemicals | 128 | 46 | 210
Pesticides (EPA Method 525), 30 regulated and unregulated chemicals | 128 | 46 | 210
Insecticides (EPA Method 531), 10 regulated and unregulated chemicals | 128 | 46 | 189
EDB & DBCP (EPA Method 504), banned soil fumigants | 128 | 46 | 165
Max of 2 sources can be composited ($210 for 1st source, $65 for 2nd source)
Disinfection By-Products (DBPs) (systems that continuously uses chlorine or ozone)
Total Trihalomethanes (TTHM) | 128 | 46 | 180
Haloacetic Acids (HAA5) | 128 | 46 | 200
Bromate | 103 | 46 | 65
Radionuclides (Radioactive Contaminants):
Radium 228 and Gross Alpha (Lab Fees: Radium 228 - $175, G.A. - $125+$15 shipping) | 80 | 46 | 315
Consumer Confidence Report (CCR) If information received after June 1st Rate is $290.00 *Plus $0.65 per copy per customer count (Number of Active Connections) |  |  | $175.00*
S Hourly rate are billed at one and one half times after hours, double time on holidays.
S Office hours are 8:00 am to 4:30 pm Monday through Friday, except holidays (see yearly Holiday Schedule).
S Lab fees subject to change throughout the year.