## Table of Contents and Notes
Table of Contents
Sheet No.
1 | Summary and incremental MWh from the study
2 | Summary aMW from the study
3 | List of years when upgrades occurred
4-15 | Results of each upgrade scenario run, including calculations of incremental generation, all in average megawatts
16 | Analysis ensures validity of various turbine curves before use in the study
17 | Summary of piece-wise linear representation of each upgrade study. Each column represents a different mix of turbines reflecting turbines in service that year. Taken from sheet 27.
18-26 | Sheets used to export to ADSS, one for each upgrade scenario
27 | List of piece-wise curves (power vs. head) for each turbine upgrade on the lower Spokane River (Long Lake/Little Falls)
28 | List of piece-wise curves (flow) for each turbine upgrade on the lower Spokane River (Long Lake/Little Falls)
29 | List of piece-wise curves (power vs. head) for each turbine upgrade on the Clark Fork River
30 | List of piece-wise curves (flow) for each turbine upgrade on the Clark Fork River
31 | ADSS change set data for 9 Mile pre-upgraded conditions
32 | ADSS change set data for 9 Mile with only Unit 1 upgraded conditions
33 | ADSS change set data for 9 Mile with units 1&2 upgraded conditions
Notes
1 | Clark Fork and Lower Spokane analysis was performed on 5/24/2021 in the study May 2021 EIA Study (2019 thru Apr 2021) Try 3
2 | 9 Mile upgrade analysis was performed on 5/23/2021 in the study GauravaSharma-Nine MIle Turbine Upgrade Study 2019 - April 2021
3 | Summary MWh presents the incremental results for the study in MWh over varying periods of time, Summary aMW contains the queried data from the study results

## 1 Summary MWh
May 2021 EIA Upgrade Study
Incremental Generation by Upgrade (MWh)
ADSS Planner Study Name: May 2021 EIA Study (2019 thru April 2021) | [7 empty] | 744 | 672 | 745 | 720 | 744 | 720 | 744 | 744 | 720 | 744 | 719 | 744 | 744 | 696 | 745 | 720 | 744 | 720 | 744 | 744 | 720 | 744 | 719 | 744 | 744 | 672 | 745 | 720
|  |  | 2019 | 2020 | 2021 | 2021 | 2019-21 | 2019 | 2019 | 2019 | 2019 | 2019 | 2019 | 2019 | 2019 | 2019 | 2019 | 2019 | 2019 | 2020 | 2020 | 2020 | 2020 | 2020 | 2020 | 2020 | 2020 | 2020 | 2020 | 2020 | 2020 | 2021 | 2021 | 2021 | 2021
Year | Scenario | Size (MW) | All Months | All Months | Hybrid | Jan-Apr | All Months | 2019-01-01 | 2019-02-01 | 2019-03-01 | 2019-04-01 | 2019-05-01 | 2019-06-01 | 2019-07-01 | 2019-08-01 | 2019-09-01 | 2019-10-01 | 2019-11-01 | 2019-12-01 | 2020-01-01 | 2020-02-01 | 2020-03-01 | 2020-04-01 | 2020-05-01 | 2020-06-01 | 2020-07-01 | 2020-08-01 | 2020-09-01 | 2020-10-01 | 2020-11-01 | 2020-12-01 | 2021-01-01 | 2021-02-01 | 2021-03-01 | 2021-04-01
| Pre-Upgrades | 0 | 0 | 0 | 0 | 0 | 0 | 229846.9942 | 191153.3817 | 182710.4521 | 392447.6107 | 577052.8817 | 478655.0575 | 230714.6098 | 136781.0795 | 164291.1156 | 183058.0082 | 162888.4952 | 213076.0565 | 254377.9107 | 236389.1296 | 211210.6834 | 282438.3125 | 536702.6451 | 507702.9701 | 381291.7542 | 164170.8875 | 112624.3332 | 172353.3972 | 240035.5508 | 238380.4681 | 262249.497 | 234486.8649 | 263153.6613 | 270641.6035
1999 | Long Lake 3 | 4.5 | 6909.7098 | 15967.174 | 18705.5755 | 6075.0563 | 28951.94 | 229890.4706 | 191351.6196 | 183200.2293 | 394651.4314 | 578228.4419 | 479429.077 | 230966.9783 | 137248.0742 | 164590.848 | 183500.0938 | 163223.0351 | 213305.1534 | 254507.5527 | 237988.1548 | 213043.7127 | 282213.2707 | 542142.3215 | 512442.4219 | 382340.7667 | 164288.4596 | 112583.1492 | 172859.4155 | 240376.556 | 238859.4352 | 264403.2951 | 235415.0723 | 263862.4364 | 272925.8791
2001 | Little Falls 4 | 1 | 424.4158 | 2214.369 | 1622.5091 | 770.289 | 3409.0738 | 230045.6563 | 191438.4756 | 183154.458 | 395224.1453 | 578101.7722 | 479341.818 | 231092.0127 | 137311.1862 | 164697.4483 | 183135.1543 | 163389.1917 | 213078.5496 | 255484.6048 | 237836.4797 | 213093.4392 | 282700.3162 | 542566.778 | 511604.1216 | 382563.3656 | 164416.8115 | 112742.2951 | 172972.4454 | 240468.6491 | 239410.2794 | 264126.3143 | 235654.694 | 264231.23 | 273364.7335
2001 | Cabinet Gorge 3 | 17 | 19880.2235 | 20576.1743 | 18024.2496 | 1091.087 | 41547.4848 | 230070.7671 | 192041.2516 | 183458.8843 | 397715.2416 | 584661.8806 | 484348.981 | 231876.8717 | 137774.856 | 165797.0208 | 183830.9342 | 164651.2121 | 213662.1908 | 256988.2794 | 237954.9563 | 213731.7053 | 284082.9106 | 549188.0573 | 518099.873 | 385729.6108 | 164824.2445 | 112864.8067 | 173019.554 | 240420.241 | 239531.5209 | 264052.4589 | 235428.3496 | 264157.6099 | 274829.6405
2004 | Cabinet Gorge 2 | 17 | 33230.0661 | 33541.6072 | 32818.436 | 3590.856 | 70362.5293 | 230492.56 | 192105.5606 | 183663.436 | 399799.0476 | 590974.2958 | 488698.1302 | 232243.0038 | 137761.0376 | 165819.6929 | 184469.7274 | 163307.3127 | 213906.1298 | 257229.697 | 237498.3858 | 213780.698 | 284920.0862 | 552138.6817 | 521549.6249 | 388456.0874 | 165077.5787 | 113014.6142 | 173628.1594 | 241363.7149 | 240743.8645 | 264629.1557 | 236049.1426 | 265554.2949 | 274735.2348
2007 | Cabinet Gorge 4 | 9 | 633.6649 | 301.9637 | 578.949 | 235.9958 | 1171.6244 | 230714.7839 | 191999.3517 | 183630.7975 | 399875.4857 | 590950.4915 | 488752.025 | 232150.3155 | 137791.8251 | 165742.105 | 184547.9687 | 163957.7503 | 213760.6994 | 257342.6763 | 236886.4021 | 213983.776 | 285175.0231 | 552359.4377 | 521618.7355 | 388728.2448 | 164796.4211 | 113179.1278 | 173667.5029 | 241342.8402 | 240622.9689 | 264793.8311 | 236251.3494 | 265488.2149 | 274670.4283
2009 | Noxon Rapids 1 | 7 | 29390.413 | 36795.4516 | 37093.5317 | 11526.2971 | 77712.1617 | 232803.5379 | 193057.4587 | 185297.8982 | 402934.6786 | 596439.8492 | 492705.3953 | 235080.8884 | 138962.3596 | 166954.3034 | 184451.3432 | 167764.3829 | 216811.917 | 259866.0773 | 239657.0166 | 215718.8915 | 289374.1092 | 558190.0563 | 527032.6747 | 392001.3143 | 166807.8013 | 115134.7334 | 176719.6937 | 244088.5524 | 241907.6873 | 268359.4779 | 238194.4844 | 268553.7647 | 277622.3938
2010 | Noxon Rapids 3 | 7 | 29890.0345 | 35834.9361 | 36972.8699 | 5050.3569 | 70775.3275 | 234194.2375 | 194408.715 | 186241.6418 | 406250.7314 | 605135.4192 | 498577.2919 | 237015.801 | 140052.0019 | 168377.6837 | 185771.9819 | 168601.8101 | 218526.7314 | 260102.6336 | 241713.6556 | 217217.2623 | 289494.9662 | 569115.0944 | 535242.4862 | 396551.9234 | 168086.7678 | 115349.1401 | 178185.2569 | 247006.6987 | 244267.659 | 269084.6346 | 239479.9667 | 269863.1268 | 279352.7496
2011 | Noxon Rapids 2 | 7 | 12463.5646 | 9700.9093 | 11031.0955 | 3374.9342 | 25539.408 | 235348.4248 | 195033.2664 | 186968.8103 | 408153.8088 | 606473.521 | 501599.7504 | 237106.7773 | 140466.1644 | 168600.5482 | 186794.8755 | 169616.0214 | 219455.6429 | 261952.4029 | 241443.2777 | 217696.7517 | 289480.8334 | 570222.6068 | 535229.2274 | 398690.2017 | 168971.7454 | 115815.5158 | 179154.3809 | 248428.3149 | 244949.195 | 270067.1275 | 240156.2285 | 270502.3987 | 280429.6572
2012 | Noxon Rapids 4 (current state) | 7 | 9874.2782 | 14993.7478 | 13968.7492 | 1379.9457 | 26247.9717 | 235506.7659 | 195526.8094 | 187631.8335 | 408725.1677 | 610030.8454 | 503195.0998 | 237914.4481 | 140659.6557 | 169243.6702 | 186444.9202 | 171264.0456 | 219348.6282 | 262320.9522 | 242125.1718 | 218201.785 | 290330.3009 | 574529.7582 | 540115.0142 | 399894.6261 | 169385.8394 | 115840.9807 | 179607.8079 | 249131.8197 | 245544.145 | 270214.3056 | 240640.6545 | 271531.0723 | 280149.3252
ADSS Planner Study Name: GauravaSharma-Nine MIle Turbine Upgrade Study 2019 - April 2021 | [7 empty] | 744 | 672 | 745 | 720 | 744 | 720 | 744 | 744 | 720 | 744 | 719 | 744 | 744 | 696 | 745 | 720 | 744 | 720 | 744 | 744 | 720 | 744 | 719 | 744 | 744 | 672 | 745 | 720
|  |  | 2019 | 2020 | 2021 | 2021 | 2019-21 | 2019 | 2019 | 2019 | 2019 | 2019 | 2019 | 2019 | 2019 | 2019 | 2019 | 2019 | 2019 | 2020 | 2020 | 2020 | 2020 | 2020 | 2020 | 2020 | 2020 | 2020 | 2020 | 2020 | 2020 | 2021 | 2021 | 2021 | 2021
Year | Scenario | Size (MW) | All Months | All Months | Hybrid | Jan-Apr | All Months | 2019-01-01 | 2019-02-01 | 2019-03-01 | 2019-04-01 | 2019-05-01 | 2019-06-01 | 2019-07-01 | 2019-08-01 | 2019-09-01 | 2019-10-01 | 2019-11-01 | 2019-12-01 | 2020-01-01 | 2020-02-01 | 2020-03-01 | 2020-04-01 | 2020-05-01 | 2020-06-01 | 2020-07-01 | 2020-08-01 | 2020-09-01 | 2020-10-01 | 2020-11-01 | 2020-12-01 | 2021-01-01 | 2021-02-01 | 2021-03-01 | 2021-04-01
| Pre Upgrades | 0 | 0 | 0 | 0 | 0 | 0 | 76009.5592 | 70005.5355 | 72975.3948 | 99401.6484 | 103283.4862 | 74862.7826 | 33731.0457 | 23297.302 | 29424.8808 | 45473.0702 | 48113.7522 | 53599.6118 | 76529.6464 | 89518.1433 | 82640.4936 | 87764.5584 | 92201.909 | 89507.0894 | 47375.5578 | 24173.2281 | 24255.2606 | 39134.3316 | 63394.9461 | 64206.9746 | 95241.9622 | 74126.179 | 91739.5712 | 94414.8074
2016 | Nine Mile 1 | 0.53687 | 5750.7891 | 3394.6073 | 7460.3014 | 5173.1174 | 14318.5137 | 76527.6964 | 69721.9945 | 73602.9351 | 101315.034 | 105215.3804 | 75011.3878 | 33954.919 | 23718.1107 | 29402.0834 | 45465.6436 | 48261.7109 | 53731.9627 | 77209.9065 | 90003.2845 | 82640.4936 | 87706.5804 | 92851.5735 | 90758.731 | 46523.0119 | 24490.2874 | 24405.0055 | 39019.0592 | 63632.9236 | 64855.8891 | 97205.9853 | 73998.1388 | 92911.0256 | 96580.4875
2016 | Nine Mile 2 (current state) | 0.53687 | 3273.3741 | 5342.9931 | 6433.265 | 3270.2689 | 11886.6361 | 76158.9477 | 69781.1527 | 74120.6244 | 102868.8163 | 106794.498 | 75137.2474 | 33667.2804 | 23684.2869 | 29417.2596 | 45557.4249 | 48214.285 | 53800.4092 | 77516.9389 | 91440.315 | 82640.4936 | 88142.5145 | 94275.2197 | 91912.5749 | 46444.7915 | 24434.5886 | 24417.8366 | 38932.5781 | 63761.1113 | 65520.7766 | 98453.456 | 74250.1751 | 93190.6494 | 98071.6255
Note: 9 Mile Comparison are based on deltas between Lower Spokane River Total Generation Levels, which is what is contained in the Nine Mile Model. This compares to the Clark Fork/Lower Spokane Study that Included the Clark Fork and Long Lake with Little Falls. This break-out was necessary because 9 Mile is not yet in our ADSS production model because it cannot really be optimized and therefore is an input to that model. For the 9 Mile study it was necessary to create another configuration including that project. In future we plan to bring 9 Mile into our production model given the need to study its upgrades for EIA.
Note on F7: Kalich, Clint: May 1, 2020 thru Apr 30, 2021
Note on F21: Kalich, Clint: May 1, 2020 thru Apr 30, 2021

## 2 Summary aMW
May 2021 EIA Upgrade Study
Total Portfolio Generation by Upgrade (aMW)
ADSS Planner Study Name: May 2021 EIA Study (2019 thru April 2021)
|  |  | 2019 | 2020 | 2021 | 2021 | 2019-21 | 2019 | 2019 | 2019 | 2019 | 2019 | 2019 | 2019 | 2019 | 2019 | 2019 | 2019 | 2019 | 2020 | 2020 | 2020 | 2020 | 2020 | 2020 | 2020 | 2020 | 2020 | 2020 | 2020 | 2020 | 2021 | 2021 | 2021 | 2021
Year | Scenario | Size (MW) | All Months | All Months | Hybrid | Jan-Apr | All Months | 2019-01-01 | 2019-02-01 | 2019-03-01 | 2019-04-01 | 2019-05-01 | 2019-06-01 | 2019-07-01 | 2019-08-01 | 2019-09-01 | 2019-10-01 | 2019-11-01 | 2019-12-01 | 2020-01-01 | 2020-02-01 | 2020-03-01 | 2020-04-01 | 2020-05-01 | 2020-06-01 | 2020-07-01 | 2020-08-01 | 2020-09-01 | 2020-10-01 | 2020-11-01 | 2020-12-01 | 2021-01-01 | 2021-02-01 | 2021-03-01 | 2021-04-01
1998 | Pre-Upgrades | 0 | 358.7688 | 379.9435 | 386.0449 | 357.6355 | 367.6818 | 308.9341 | 284.4544 | 245.2489 | 545.0661 | 775.6087 | 664.7987 | 310.1003 | 183.8455 | 228.1821 | 246.0457 | 226.5487 | 286.3925 | 341.9058 | 339.6396 | 283.5043 | 392.2754 | 721.3745 | 705.143 | 512.4889 | 220.6598 | 156.4227 | 231.6578 | 333.8464 | 320.4039 | 352.4859 | 348.9388 | 353.2264 | 375.8911
1999 | Long Lake 3 | 4.5 | 359.5586 | 381.762 | 388.1785 | 359.7356 | 369.0996 | 308.9926 | 284.7494 | 245.9063 | 548.127 | 777.1888 | 665.8737 | 310.4395 | 184.4732 | 228.5984 | 246.6399 | 227.014 | 286.7005 | 342.08 | 341.937 | 285.9647 | 391.9629 | 728.6859 | 711.7256 | 513.8989 | 220.8178 | 156.3655 | 232.3379 | 334.3207 | 321.0476 | 355.3808 | 350.32 | 354.1778 | 379.0637
2001 | Little Falls 4 | 1 | 359.6101 | 382.0085 | 388.3625 | 360.0078 | 369.2662 | 309.2012 | 284.8787 | 245.8449 | 548.9224 | 777.0185 | 665.7525 | 310.6075 | 184.558 | 228.7465 | 246.1494 | 227.2451 | 286.3959 | 343.3933 | 341.7191 | 286.0315 | 392.6393 | 729.2564 | 710.5613 | 514.1981 | 220.9903 | 156.5865 | 232.4898 | 334.4487 | 321.788 | 355.0085 | 350.6766 | 354.6728 | 379.6732
2001 | Cabinet Gorge 3 | 17 | 361.881 | 384.3437 | 390.4087 | 360.3827 | 371.2938 | 309.2349 | 285.7757 | 246.2535 | 552.3823 | 785.8359 | 672.7069 | 311.6625 | 185.1813 | 230.2736 | 247.0846 | 229.0003 | 287.1804 | 345.4144 | 341.8893 | 286.8882 | 394.5596 | 738.156 | 719.5832 | 518.4538 | 221.538 | 156.7567 | 232.5532 | 334.3814 | 321.951 | 354.9092 | 350.3398 | 354.574 | 381.7078
2004 | Cabinet Gorge 2 | 17 | 363.3959 | 385.8126 | 392.0897 | 361.2433 | 372.6956 | 309.8018 | 285.8714 | 246.5281 | 555.2765 | 794.3203 | 678.7474 | 312.1546 | 185.1627 | 230.3051 | 247.9432 | 227.1312 | 287.5082 | 345.7388 | 341.2333 | 286.954 | 395.7223 | 742.1219 | 724.3745 | 522.1184 | 221.8785 | 156.9647 | 233.3712 | 335.6936 | 323.5805 | 355.6843 | 351.2636 | 356.4487 | 381.5767
2007 | Cabinet Gorge 4 | 9 | 363.4683 | 385.8434 | 392.1576 | 361.3292 | 372.7521 | 310.1005 | 285.7133 | 246.4843 | 555.3826 | 794.2883 | 678.8223 | 312.03 | 185.2041 | 230.1974 | 248.0483 | 228.0358 | 287.3128 | 345.8907 | 340.354 | 287.2265 | 396.0764 | 742.4186 | 724.4705 | 522.4842 | 221.5006 | 157.1932 | 233.4241 | 335.6646 | 323.418 | 355.9057 | 351.5645 | 356.36 | 381.4867
2009 | Noxon Rapids 1 | 7 | 366.8182 | 390.0398 | 396.3844 | 365.304 | 376.554 | 312.908 | 287.2879 | 248.722 | 559.6315 | 801.6665 | 684.313 | 315.9689 | 186.7774 | 231.881 | 247.9185 | 233.3302 | 291.4139 | 349.2824 | 344.3348 | 289.5556 | 401.9085 | 750.2555 | 731.9898 | 526.8835 | 224.204 | 159.9094 | 237.5265 | 339.4834 | 325.1447 | 360.6982 | 354.4561 | 360.4749 | 385.5867
2010 | Noxon Rapids 3 | 7 | 370.2251 | 394.1125 | 400.5901 | 367.0661 | 380.0113 | 314.7772 | 289.2987 | 249.9888 | 564.2371 | 813.3541 | 692.4685 | 318.5696 | 188.2419 | 233.8579 | 249.6935 | 234.4949 | 293.7187 | 349.6003 | 347.2897 | 291.5668 | 402.0763 | 764.9396 | 743.3923 | 532.9999 | 225.9231 | 160.2071 | 239.4963 | 343.542 | 328.3167 | 361.6729 | 356.369 | 362.2324 | 387.9899
2011 | Noxon Rapids 2 | 7 | 371.6516 | 395.2041 | 401.8449 | 368.2362 | 381.2576 | 316.3285 | 290.2281 | 250.9648 | 566.8803 | 815.1526 | 696.6663 | 318.6919 | 188.7986 | 234.1674 | 251.0684 | 235.9055 | 294.9673 | 352.0866 | 346.9013 | 292.2104 | 402.0567 | 766.4282 | 743.3739 | 535.8739 | 227.1126 | 160.8549 | 240.7989 | 345.5192 | 329.2328 | 362.9935 | 357.3753 | 363.0905 | 389.4856
2012 | Noxon Rapids 4 (current state) | 7 | 372.7804 | 396.913 | 403.4352 | 368.7138 | 382.542 | 316.5414 | 290.9625 | 251.8548 | 567.6738 | 819.9339 | 698.8821 | 319.7775 | 189.0587 | 235.0607 | 250.598 | 238.1976 | 294.8234 | 352.5819 | 347.881 | 292.8883 | 403.2365 | 772.2174 | 750.1597 | 537.4928 | 227.6691 | 160.8903 | 241.4083 | 346.4977 | 330.0325 | 363.1913 | 358.0962 | 364.4712 | 389.0963
ADSS Planner Study Name: GauravaSharma-Nine MIle Turbine Upgrade Study 2019 - April 2021
|  |  | 2019 | 2020 | 2021 | 2021 | 2019-21 | 2019 | 2019 | 2019 | 2019 | 2019 | 2019 | 2019 | 2019 | 2019 | 2019 | 2019 | 2019 | 2020 | 2020 | 2020 | 2020 | 2020 | 2020 | 2020 | 2020 | 2020 | 2020 | 2020 | 2020 | 2021 | 2021 | 2021 | 2021
Year | Scenario | Size (MW) | All Months | All Months | Hybrid | Jan-Apr | All Months | 2019-01-01 | 2019-02-01 | 2019-03-01 | 2019-04-01 | 2019-05-01 | 2019-06-01 | 2019-07-01 | 2019-08-01 | 2019-09-01 | 2019-10-01 | 2019-11-01 | 2019-12-01 | 2020-01-01 | 2020-02-01 | 2020-03-01 | 2020-04-01 | 2020-05-01 | 2020-06-01 | 2020-07-01 | 2020-08-01 | 2020-09-01 | 2020-10-01 | 2020-11-01 | 2020-12-01 | 2021-01-01 | 2021-02-01 | 2021-03-01 | 2021-04-01
2016 | Pre Upgrades | 0 | 83.5622 | 89.1226 | 91.4801 | 123.1481 | 91.6004 | 102.1634 | 104.1749 | 97.9536 | 138.0578 | 138.8219 | 103.9761 | 45.3374 | 31.3136 | 40.8679 | 61.1197 | 66.9176 | 72.0425 | 102.8624 | 128.618 | 110.9268 | 121.8952 | 123.9273 | 124.3154 | 63.6768 | 32.4909 | 33.6879 | 52.5999 | 88.171 | 86.2997 | 128.0134 | 110.3068 | 123.1404 | 131.1317
2016 | Nine Mile 1 | 0.53687 | 84.211 | 89.5125 | 92.3282 | 124.9055 | 92.2966 | 102.8598 | 103.753 | 98.7959 | 140.7153 | 141.4185 | 104.1825 | 45.6383 | 31.8792 | 40.8362 | 61.1097 | 67.1234 | 72.2204 | 103.7768 | 129.3151 | 110.9268 | 121.8147 | 124.8005 | 126.0538 | 62.5309 | 32.9171 | 33.8958 | 52.445 | 88.502 | 87.1719 | 130.6532 | 110.1163 | 124.7128 | 134.1396
2016 | Nine Mile 2 (current state) | 0.53687 | 84.5844 | 90.1286 | 93.0622 | 126.03 | 92.8813 | 102.3642 | 103.841 | 99.4908 | 142.8734 | 143.541 | 104.3573 | 45.2517 | 31.8337 | 40.8573 | 61.2331 | 67.0574 | 72.3124 | 104.1894 | 131.3798 | 110.9268 | 122.4202 | 126.714 | 127.6564 | 62.4258 | 32.8422 | 33.9137 | 52.3287 | 88.6803 | 88.0656 | 132.3299 | 110.4913 | 125.0881 | 136.2106
Note: 9 Mile Comparison are based on deltas between Lower Spokane River Total Generation Levels, which is what is contained in the Nine Mile Model. This compares to the Clark Fork/Lower Spokane Study that Included the Clark Fork and Long Lake with Little Falls. This break-out was necessary because 9 Mile is not yet in our ADSS production model because it cannot really be optimized and therefore is an input to that model. For the 9 Mile study it was necessary to create another configuration including that project. In future we plan to bring 9 Mile into our production model given the need to study its upgrades for EIA.
Note on F7: Kalich, Clint: May 1, 2020 thru Apr 30, 2021
Note on F21: Kalich, Clint: May 1, 2020 thru Apr 30, 2021
Note on J10: Kalich, Clint: remove cabinet delta from previous run configuration

## 3 Turbine Upgrade Years
On-line Year | Resource | Capacity Credit (MW)
1999 | Long Lake 3 | 4.5
2001 | Little Falls 4 | 1
2001 | Cabinet Gorge 3 | 17
2004 | Cabinet Gorge 2 | 17
2007 | Cabinet Gorge 4 | 9
2009 | Noxon Rapids 1 | 7
2010 | Noxon Rapids 3 | 7
2011 | Noxon Rapids 2 | 7
2012 | Noxon Rapids 4 | 7
2012 | Palouse Wind | 0
2016 | Nine Mile 1 | 0.53687
2016 | Nine Mile 2 | 0.53687
2020 | Rattlesnake Flat | 7.2
Kettle Falls
Total

## 4 CF & LowerSp PreUp
| 2019 | 2019 | 2019 | 2019 | 2019 | 2019 | 2019 | 2019 | 2019 | 2019 | 2019 | 2019 | 2020 | 2020 | 2020 | 2020 | 2020 | 2020 | 2020 | 2020 | 2020 | 2020 | 2020 | 2020 | 2021 | 2021 | 2021 | 2021
| 2021-01-01 | 2021-02-01 | 2021-03-01 | 2021-04-01 | 2021-05-01 | 2021-06-01 | 2021-07-01 | 2021-08-01 | 2021-09-01 | 2021-10-01 | 2021-11-01 | 2021-12-01 | 2021-01-01 | 2021-02-01 | 2021-03-01 | 2021-04-01 | 2021-05-01 | 2021-06-01 | 2021-07-01 | 2021-08-01 | 2021-09-01 | 2021-10-01 | 2021-11-01 | 2021-12-01 | 2021-01-01 | 2021-02-01 | 2021-03-01 | 2021-04-01 | Average
SysTotValue | -8047828.2182 | -16293791.4166 | -10674962.6038 | -31485158.7747 | -31495812.7936 | -7129783.1129 | -10974355.4139 | -11385424.0745 | -10636558.3711 | -36191581.1364 | -8201627.381 | -6823599.1487 | -7680278.3694 | -12910931.1094 | -6033776.7298 | -17914768.4927 | -158055153.3654 | -115141558.1399 | -10953236.3006 | -5696205.8142 | -7732547.9202 | -9046009.1021 | -7114434.8979 | -9725046.6208 | -12113864.5943 | -12215115.9636 | -9147286.049 | -21460772.5679 | -21867195.303
SysTotValueNoPen | -5236156.1593 | -12297785.6078 | -4550635.3558 | -1291695.5573 | 478912.1961 | 440876.6248 | -4653998.2919 | -5783719.5752 | -5814554.9279 | -4609992.3026 | -7246694.3556 | -6741463.7869 | -6220643.6313 | -5029540.9843 | -6033776.7298 | -4675215.3867 | -450909.7715 | -472699.235 | -2883755.9231 | -5696205.8142 | -6963164.9438 | -6414331.9333 | -6811288.7387 | -9567654.6208 | -8110537.3039 | -7051378.498 | -4126163.0999 | -1598415.6866 | -4979021.05
Cab1Gen | 43.5442 | 37.9262 | 33.8727 | 55.003 | 61.38 | 59.8227 | 43.569 | 32.0437 | 40.4522 | 36.3216 | 35.7128 | 46.7929 | 45.5846 | 47.3815 | 14.5728 | 0 | 0 | 27.6177 | 56.1733 | 38.326 | 25.3144 | 36.0145 | 50.3289 | 48.7038 | 47.4749 | 49.9929 | 48.7772 | 44.1658 | 39.531
Cab2Gen | 18.7839 | 15.4553 | 12.2959 | 40.8474 | 57.6977 | 54.6151 | 23.9605 | 14.832 | 0.91043 | 0 | 0 | 0 | 0 | 0 | 20.685 | 37.9945 | 59.0782 | 57.7402 | 43.0706 | 13.8195 | 8.4691 | 22.0689 | 41.2026 | 31.7547 | 32.6067 | 32.9817 | 31.1849 | 23.3544 | 24.836
Cab3Gen | 19.7582 | 15.8821 | 13.0595 | 39.8654 | 57.6878 | 54.7764 | 24.2054 | 13.888 | 21.3849 | 26.4521 | 21.8425 | 28.9555 | 33.5012 | 27.3698 | 18.2133 | 32.699 | 59.0782 | 57.7402 | 41.2702 | 13.0095 | 1.3375 | 0 | 0 | 0 | 0 | 0 | 1.3554 | 22.8538 | 23.0781
Cab4Gen | 8.8921 | 9.986 | 7.9539 | 35.4495 | 53.3952 | 47.2871 | 17.03 | 2.0879 | 14.909 | 12.6916 | 11.7468 | 16.8676 | 24.1879 | 17.987 | 21.461 | 37.0594 | 54.5886 | 53.0726 | 38.9967 | 10.7873 | 6.7724 | 19.0156 | 14.5964 | 21.6413 | 16.9388 | 22.3405 | 19.8279 | 11.7182 | 22.4746
CabGen | 90.9784 | 79.2495 | 67.182 | 171.1654 | 230.1607 | 216.5013 | 108.7649 | 62.8516 | 77.6564 | 75.4654 | 69.2556 | 92.616 | 103.2736 | 92.7383 | 74.9321 | 107.7529 | 172.745 | 196.1707 | 179.5108 | 75.9423 | 41.8934 | 77.099 | 106.1076 | 102.0997 | 97.0203 | 105.3151 | 101.1454 | 102.0922 | 109.9173
Nox1Gen | 30.914 | 26.674 | 21.9042 | 57.6368 | 90.6909 | 79.7099 | 35.6162 | 21.328 | 17.2935 | 14.142 | 55.9825 | 41.6709 | 36.2285 | 29.5357 | 24.4618 | 41.5608 | 88.5766 | 90.5825 | 62.1756 | 28.3782 | 24.4721 | 37.9496 | 54.2612 | 38.5319 | 33.0588 | 35.3418 | 39.2756 | 41.58 | 42.8405
Nox2Gen | 22.5508 | 21.5237 | 17.3874 | 54.4884 | 93.2529 | 71.8832 | 25.4308 | 15.4213 | 9.992 | 7.9764 | 43.3865 | 26.7443 | 22.5497 | 20.1587 | 10.4804 | 24.657 | 81.0353 | 74.4658 | 58.1463 | 18.201 | 9.45 | 24.9626 | 41.3766 | 24.8826 | 19.258 | 23.1497 | 16.7427 | 22.0754 | 32.201
Nox3Gen | 5.2898 | 6.1079 | 5.8007 | 28.2026 | 64.1434 | 40.2849 | 6.8393 | 0.99667 | 6.6981 | 5.1848 | 4.3921 | 7.037 | 5.679 | 6.2777 | 2.0814 | 4.7169 | 76.7292 | 71.9863 | 31.8542 | 6.3504 | 0.25615 | 2.8361 | 12.2012 | 2.9701 | 2.9687 | 7.4993 | 4.6409 | 3.394 | 15.1221
Nox4Gen | 25.3475 | 25.5542 | 19.0085 | 53.1155 | 85.1827 | 76.5001 | 34.0619 | 20.2109 | 31.3335 | 30.2687 | 0 | 33.9007 | 25.5754 | 22.5274 | 17.7444 | 34.3172 | 84.6436 | 73.4621 | 57.3189 | 25.7198 | 20.9653 | 36.5539 | 48.5743 | 28.7137 | 25.5815 | 26.7774 | 25.4427 | 27.1628 | 36.2702
Nox5Gen | 51.2595 | 41.749 | 35.9461 | 74.3412 | 103.949 | 100.2947 | 63.5682 | 37.2078 | 51.7723 | 61.7347 | 0 | 26.7165 | 64.941 | 55.605 | 59.2801 | 60.9473 | 102.6437 | 86.5806 | 73.3385 | 39.4155 | 31.8981 | 10.1292 | 0 | 54.4903 | 63.5229 | 63.186 | 60.1718 | 61.0644 | 54.8483
NoxGen | 135.3615 | 121.6089 | 100.0468 | 267.7845 | 437.2189 | 368.6727 | 165.5165 | 95.1647 | 117.0895 | 119.3067 | 103.7612 | 136.0693 | 154.9737 | 134.1044 | 114.048 | 166.1992 | 433.6285 | 397.0773 | 282.8335 | 118.0649 | 87.0416 | 112.4314 | 156.2716 | 149.5886 | 144.3898 | 155.9542 | 146.2737 | 155.2765 | 181.2771
ProdMCHourlyBuyPrice | 32.2056 | 70.3542 | 45.6837 | 14.7569 | 11.1142 | 18.1694 | 23.4651 | 28.7823 | 27.8736 | 31.6075 | 35.1304 | 35.1841 | 21.8374 | 16.5086 | 23.1717 | 16.4681 | 8.3159 | 4.9042 | 15.621 | 30.7191 | 24.9569 | 26.1463 | 26.2514 | 30.1935 | 22.1747 | 43.9077 | 25.6797 | 33.0417 | 26.5795
LF1Gen | 8.0389 | 8.0716 | 7.1031 | 8.4217 | 8.6797 | 8.4621 | 3.8137 | 3.5205 | 3.6941 | 5.4186 | 4.8066 | 5.7362 | 7.4118 | 8.7708 | 8.3207 | 8.9217 | 8.5884 | 8.2615 | 4.2654 | 2.6196 | 2.8656 | 5.5135 | 6.9716 | 7.3456 | 8.7375 | 7.8535 | 8.5449 | 8.9648 | 6.7758
LF2Gen | 8.0519 | 8.165 | 7.1152 | 8.4216 | 8.68 | 8.4103 | 3.7921 | 3.5623 | 4.0228 | 5.6991 | 5.3874 | 5.6919 | 7.4774 | 8.7769 | 8.3593 | 8.9226 | 8.5884 | 8.3884 | 4.577 | 2.7216 | 2.9055 | 5.5781 | 7.6583 | 6.5421 | 8.7485 | 7.935 | 8.5579 | 8.9648 | 6.8465
LF3Gen | 8.067 | 8.0787 | 6.9347 | 8.4224 | 8.6804 | 1.7027 | 3.3229 | 1.0462 | 2.7178 | 4.3046 | 5.2418 | 5.5604 | 7.4381 | 8.7252 | 8.3214 | 8.924 | 8.576 | 8.4558 | 4.6739 | 2.7458 | 2.8345 | 0.79405 | 4.0185 | 5.67 | 8.6567 | 7.9759 | 8.5031 | 8.9648 | 6.0485
LF4Gen | 0 | 0 | 0 | 0 | 0 | 0 | 0 | 0 | 0.053382 | 0.44293 | 0.82133 | 0.36505 | 2.5276 | 7.2554 | 2.6685 | 8.4606 | 8.1375 | 8.0975 | 1.7698 | 0.44604 | 0.10984 | 0.88999 | 2.6877 | 1.113 | 6.7771 | 2.0758 | 5.6984 | 8.4938 | 2.4604
LFGen | 24.1578 | 24.3152 | 21.153 | 25.2657 | 26.0402 | 18.5751 | 10.9287 | 8.129 | 10.4881 | 15.8652 | 16.2487 | 17.3536 | 24.8549 | 33.5282 | 27.6699 | 35.229 | 33.8903 | 33.2032 | 15.286 | 8.533 | 8.7155 | 12.7756 | 21.3267 | 20.6708 | 32.9199 | 25.8402 | 31.3043 | 35.3881 | 22.1306
LL1Gen | 18.6084 | 18.4895 | 15.6454 | 21.138 | 21.4879 | 14.0008 | 6.4366 | 8.255 | 10.2579 | 16.0989 | 8.3919 | 10.3554 | 16.3769 | 20.9467 | 19.9716 | 21.7407 | 21.1832 | 20.6824 | 11.0745 | 6.8431 | 6.3313 | 4.1316 | 16.1009 | 16.6435 | 21.0791 | 18.3905 | 20.6359 | 21.7351 | 15.4655
LL2Gen | 19.4042 | 19.3237 | 17.3528 | 21.1465 | 21.4966 | 19.8534 | 9.3503 | 8.0962 | 11.2205 | 15.8594 | 13.703 | 14.457 | 18.2765 | 21.4465 | 20.2475 | 21.7495 | 21.2269 | 20.4318 | 12.0214 | 7.5964 | 7.5131 | 10.5941 | 11.551 | 18.3682 | 21.2643 | 19.0815 | 20.742 | 21.7439 | 16.6114
LL3Gen | 0.18968 | 1.3115 | 5.8405 | 17.0499 | 17.3321 | 6.3539 | 0.11896 | 1.349 | 1.4697 | 2.5457 | 0 | 0.5971 | 5.2479 | 14.9761 | 5.5286 | 17.536 | 17.11 | 16.8009 | 4.2254 | 0.82729 | 0.51307 | 1.4434 | 2.5525 | 3.8787 | 13.9847 | 4.2727 | 11.7633 | 17.5315 | 6.8696
LL4Gen | 20.2342 | 20.1561 | 18.0283 | 21.5162 | 21.8723 | 20.8414 | 8.9844 | 0 | 0 | 0.90438 | 15.1999 | 14.9441 | 18.9023 | 21.8992 | 21.1067 | 22.068 | 21.5906 | 20.7768 | 7.5373 | 2.8527 | 4.4147 | 13.1827 | 19.9556 | 9.1544 | 21.8277 | 20.0846 | 21.3617 | 22.1239 | 15.4114
LLGen | 58.4365 | 59.2808 | 56.8671 | 80.8506 | 82.1889 | 61.0495 | 24.8902 | 17.7002 | 22.9481 | 35.4084 | 37.2832 | 40.3536 | 58.8036 | 79.2686 | 66.8542 | 83.0943 | 81.1107 | 78.6919 | 34.8586 | 18.1195 | 18.7722 | 29.3518 | 50.1405 | 48.0447 | 78.1559 | 61.8294 | 74.503 | 83.1343 | 54.3568
Total Hydro Generation | 308.9341 | 284.4544 | 245.2489 | 545.0661 | 775.6087 | 664.7987 | 310.1003 | 183.8455 | 228.1821 | 246.0457 | 226.5487 | 286.3925 | 341.9058 | 339.6396 | 283.5043 | 392.2754 | 721.3745 | 705.143 | 512.4889 | 220.6598 | 156.4227 | 231.6578 | 333.8464 | 320.4039 | 352.4859 | 348.9388 | 353.2264 | 375.8911 | 367.6818

## 5 LL3 1999
| 2019 | 2019 | 2019 | 2019 | 2019 | 2019 | 2019 | 2019 | 2019 | 2019 | 2019 | 2019 | 2020 | 2020 | 2020 | 2020 | 2020 | 2020 | 2020 | 2020 | 2020 | 2020 | 2020 | 2020 | 2021 | 2021 | 2021 | 2021
| 2021-01-01 | 2021-02-01 | 2021-03-01 | 2021-04-01 | 2021-05-01 | 2021-06-01 | 2021-07-01 | 2021-08-01 | 2021-09-01 | 2021-10-01 | 2021-11-01 | 2021-12-01 | 2021-01-01 | 2021-02-01 | 2021-03-01 | 2021-04-01 | 2021-05-01 | 2021-06-01 | 2021-07-01 | 2021-08-01 | 2021-09-01 | 2021-10-01 | 2021-11-01 | 2021-12-01 | 2021-01-01 | 2021-02-01 | 2021-03-01 | 2021-04-01 | Average
SysTotValue | -8040453.1194 | -16277318.7385 | -10762165.3243 | -31548779.4071 | -31704334.5687 | -7129835.6369 | -10972535.0161 | -11334950.9063 | -10622681.5606 | -36201112.1136 | -8202480.8571 | -6803731.1362 | -7812915.169 | -13339108.544 | -5989900.4691 | -18627112.8025 | -158369873.2637 | -115539089.1302 | -10941288.9415 | -5690297.9309 | -7724464.2907 | -9024205.046 | -7103341.6005 | -9709040.455 | -12429389.2186 | -12192895.6174 | -9511276.8174 | -21621270.9904 | -21972351.7383
SysTotValueNoPen | -5228051.683 | -12290356.4595 | -4533842.609 | -1243796.8132 | 475259.2431 | 466094.4143 | -4651374.8506 | -5751293.5263 | -5803409.083 | -4588370.4676 | -7247538.6422 | -6721583.1683 | -6204318.2914 | -4988198.4655 | -5989900.4691 | -4681689.7931 | -448530.8083 | -490510.7733 | -2871974.8146 | -5689584.117 | -6957554.3668 | -6390566.4011 | -6800195.4412 | -9551648.455 | -8064807.4558 | -7003738.1358 | -4107770.3971 | -1536731.9788 | -4960570.8503
Cab1Gen | 43.5772 | 37.5517 | 34.2803 | 54.6331 | 61.3661 | 60.0929 | 42.7898 | 32.3334 | 40.4487 | 36.0827 | 37.5841 | 47.36 | 45.7324 | 47.8085 | 15.5692 | 0 | 0 | 27.5639 | 56.205 | 38.4017 | 25.2764 | 36.0395 | 49.9139 | 49.4837 | 47.699 | 49.281 | 48.563 | 43.525 | 39.6129
Cab2Gen | 18.8552 | 15.4656 | 12.7352 | 40.4234 | 57.6984 | 54.7776 | 24.1408 | 14.9231 | 0.9112 | 0 | 0 | 0 | 0 | 0 | 18.0794 | 36.7262 | 59.0868 | 57.9222 | 43.4143 | 13.8571 | 8.4124 | 22.2878 | 41.3766 | 31.4283 | 31.812 | 34.4225 | 31.5004 | 23.9605 | 24.7935
Cab3Gen | 19.8902 | 16.1197 | 12.6544 | 40.6868 | 57.6828 | 54.6945 | 24.2802 | 14.6097 | 21.4719 | 26.6691 | 21.2287 | 29.7472 | 33.2758 | 28.3878 | 20.7807 | 34.7336 | 59.0868 | 57.9285 | 42.1581 | 13.2102 | 1.4064 | 0 | 0 | 0 | 0 | 0 | 1.3529 | 22.6963 | 23.384
Cab4Gen | 8.7241 | 10.0824 | 7.7084 | 35.337 | 53.3798 | 47.0891 | 17.4093 | 1.073 | 14.84 | 12.5475 | 10.4365 | 15.6782 | 23.7318 | 17.6692 | 20.7026 | 36.0371 | 54.6234 | 53.3119 | 37.8973 | 10.49 | 6.8559 | 19.0437 | 14.7897 | 21.1348 | 17.8624 | 21.9487 | 19.3518 | 11.6775 | 22.194
CabGen | 91.0467 | 79.2194 | 67.3784 | 171.0803 | 230.1271 | 216.654 | 108.6201 | 62.9393 | 77.6718 | 75.2994 | 69.2056 | 92.7854 | 102.74 | 93.8655 | 75.1319 | 107.4969 | 172.7969 | 196.7264 | 179.6748 | 75.959 | 41.9511 | 77.371 | 106.0597 | 102.0468 | 97.3733 | 105.6522 | 100.7681 | 101.8594 | 109.9822
Nox1Gen | 29.5925 | 26.9046 | 21.7794 | 58.6002 | 90.3099 | 78.6301 | 35.9772 | 21.1873 | 17.4362 | 13.7668 | 57.0619 | 42.0704 | 36.9728 | 30.7435 | 25.2682 | 42.6095 | 89.951 | 90.2088 | 62.3405 | 29.5305 | 23.9978 | 38.9607 | 54.0527 | 38.4204 | 33.5678 | 32.4479 | 38.4938 | 39.9872 | 42.8882
Nox2Gen | 22.6001 | 21.3625 | 16.2155 | 54.3871 | 92.2415 | 72.4883 | 24.207 | 15.3811 | 9.0384 | 7.9084 | 43.7835 | 26.8935 | 21.1031 | 19.7183 | 12.1884 | 24.8741 | 82.6899 | 75.0067 | 57.9435 | 18.545 | 9.0408 | 24.0007 | 41.6407 | 22.1792 | 19.5886 | 23.8921 | 18.2867 | 22.4644 | 32.131
Nox3Gen | 5.0366 | 6.3783 | 5.5575 | 27.2416 | 65.0432 | 41.7285 | 6.2116 | 0.99728 | 5.9501 | 3.0118 | 3.6098 | 5.6889 | 6.1658 | 6.5382 | 2.0871 | 5.9646 | 76.3195 | 73.1563 | 32.2112 | 5.6103 | 0.12787 | 2.5866 | 11.9374 | 2.602 | 2.7175 | 7.6355 | 5.0073 | 3.3854 | 15.0181
Nox4Gen | 26.3811 | 25.3267 | 20.2965 | 53.1617 | 85.7686 | 75.816 | 35.6475 | 20.2072 | 31.3474 | 31.0273 | 0 | 32.4619 | 25.3723 | 24.525 | 16.8675 | 31.8471 | 84.773 | 74.1983 | 57.0112 | 25.119 | 21.5165 | 36.7457 | 48.8124 | 29.0781 | 25.311 | 27.5516 | 25.0821 | 27.3761 | 36.3796
Nox5Gen | 51.7778 | 41.5695 | 36.3374 | 74.4828 | 103.6744 | 99.9286 | 63.586 | 37.7201 | 53.3494 | 63.9402 | 0 | 28.5869 | 65.6516 | 52.4424 | 57.8924 | 60.0573 | 104.3938 | 88.5157 | 73.3471 | 39.3076 | 32.361 | 9.9877 | 0 | 57.1309 | 63.481 | 64.3969 | 59.2804 | 62.1957 | 55.1927
NoxGen | 135.388 | 121.5416 | 100.1862 | 267.8733 | 437.0377 | 368.5915 | 165.6293 | 95.493 | 117.1217 | 119.6546 | 104.4552 | 135.7016 | 155.2655 | 133.9673 | 114.3037 | 165.3526 | 438.1271 | 401.0857 | 282.8534 | 118.1124 | 87.044 | 112.2813 | 156.3013 | 149.4105 | 144.6659 | 155.9239 | 146.1503 | 155.4089 | 181.6045
ProdMCHourlyBuyPrice | 32.2056 | 70.3542 | 45.6837 | 14.7569 | 11.1142 | 18.1694 | 23.4651 | 28.7823 | 27.8736 | 31.6075 | 35.1304 | 35.1841 | 21.8374 | 16.5086 | 23.1717 | 16.4681 | 8.3159 | 4.9042 | 15.621 | 30.7191 | 24.9569 | 26.1463 | 26.2514 | 30.1935 | 22.1747 | 43.9077 | 25.6797 | 33.0417 | 26.5795
LF1Gen | 7.9691 | 8.1066 | 7.0094 | 8.422 | 8.6801 | 8.4841 | 3.806 | 2.9595 | 3.443 | 5.1124 | 4.8535 | 5.2319 | 6.8351 | 8.5922 | 7.6004 | 8.9027 | 8.5883 | 8.2506 | 4.079 | 2.6315 | 2.5827 | 4.7791 | 6.374 | 6.7504 | 8.5909 | 7.0344 | 8.0619 | 8.965 | 6.5248
LF2Gen | 8.1111 | 8.1114 | 7.1297 | 8.4219 | 8.6806 | 8.4372 | 3.7998 | 2.9565 | 3.5776 | 5.1848 | 5.449 | 5.1348 | 6.8282 | 8.5961 | 7.664 | 8.9049 | 8.576 | 8.3483 | 4.4042 | 2.6563 | 2.7137 | 4.7809 | 7.2732 | 6.0549 | 8.5412 | 7.0828 | 8.0198 | 8.965 | 6.5859
LF3Gen | 7.9824 | 8.0833 | 6.9361 | 8.4219 | 8.6806 | 1.5866 | 3.4121 | 2.2148 | 3.3628 | 4.664 | 5.0861 | 4.999 | 6.616 | 8.5518 | 7.5733 | 8.9109 | 8.5883 | 8.4639 | 4.4085 | 2.477 | 2.6112 | 0.75987 | 3.9937 | 5.6148 | 8.3876 | 7.0966 | 8.1642 | 8.965 | 5.9504
LF4Gen | 0 | 0 | 0 | 0 | 0 | 0 | 0 | 0 | 0.072652 | 0.78925 | 0.83443 | 2.0567 | 4.556 | 7.8673 | 5.3561 | 8.4632 | 8.1141 | 8.0883 | 2.4744 | 0.68974 | 0.7033 | 2.5174 | 3.7237 | 2.2465 | 7.6863 | 4.8091 | 7.1641 | 8.4702 | 3.0958
LFGen | 24.0626 | 24.3013 | 21.0753 | 25.2657 | 26.0413 | 18.5079 | 11.0179 | 8.1308 | 10.456 | 15.7505 | 16.2148 | 17.4224 | 24.8353 | 33.6073 | 28.1938 | 35.1816 | 33.8667 | 33.151 | 15.3661 | 8.4545 | 8.6109 | 12.8373 | 21.3538 | 20.6666 | 33.206 | 26.023 | 31.41 | 35.3652 | 22.1563
LL1Gen | 2.91 | 3.9922 | 8.2824 | 20.8885 | 20.973 | 9.8298 | 0.84779 | 4.5567 | 4.7282 | 8.4646 | 8.2466 | 5.9079 | 11.0499 | 19.2918 | 13.0717 | 21.0978 | 20.8764 | 20.8165 | 7.9048 | 4.1944 | 2.6794 | 2.3971 | 12.3862 | 10.2377 | 18.7014 | 11.4189 | 17.4882 | 21.5162 | 11.2413
LL2Gen | 18.3408 | 17.795 | 16.4783 | 20.8969 | 20.9815 | 15.5766 | 8.9937 | 6.575 | 9.1098 | 13.2315 | 13.8483 | 12.9646 | 16.3378 | 20.2175 | 17.9064 | 21.0666 | 20.8553 | 20.5639 | 10.3978 | 6.6355 | 6.1873 | 8.6833 | 11.2192 | 15.8165 | 19.8489 | 16.6754 | 19.1328 | 21.4637 | 15.2786
LL3Gen | 17.8524 | 18.4376 | 15.2972 | 20.911 | 20.8178 | 16.6862 | 6.8852 | 6.7785 | 9.5109 | 13.4094 | 0 | 8.3102 | 14.6429 | 20.0364 | 18.0282 | 20.6199 | 20.9524 | 19.1389 | 10.4962 | 4.7698 | 6.3087 | 8.2006 | 8.3812 | 14.3121 | 20.3172 | 16.6504 | 19.1098 | 21.58 | 14.23
LL4Gen | 19.3919 | 19.4624 | 17.2086 | 21.2113 | 21.2103 | 20.0278 | 8.4455 | 0 | 0 | 0.82988 | 15.0549 | 13.6083 | 17.2086 | 20.9512 | 19.3291 | 21.1475 | 21.2111 | 20.2432 | 7.2059 | 2.6921 | 3.5842 | 10.5672 | 18.652 | 8.5576 | 21.268 | 17.9763 | 20.1186 | 21.8704 | 14.6084
LLGen | 58.4952 | 59.6872 | 57.2665 | 83.9077 | 83.9826 | 62.1203 | 25.1722 | 17.9102 | 23.3489 | 35.9354 | 37.1384 | 40.7911 | 59.2392 | 80.4969 | 68.3353 | 83.9317 | 83.8952 | 80.7625 | 36.0047 | 18.2919 | 18.7595 | 29.8483 | 50.6058 | 48.9238 | 80.1356 | 62.721 | 75.8494 | 86.4303 | 55.3567
Total Hydro Generation | 308.9926 | 284.7494 | 245.9063 | 548.127 | 777.1888 | 665.8737 | 310.4395 | 184.4732 | 228.5984 | 246.6399 | 227.014 | 286.7005 | 342.08 | 341.937 | 285.9647 | 391.9629 | 728.6859 | 711.7256 | 513.8989 | 220.8178 | 156.3655 | 232.3379 | 334.3207 | 321.0476 | 355.3808 | 350.32 | 354.1778 | 379.0637 | 369.0996
| 2019 | 2019 | 2019 | 2019 | 2019 | 2019 | 2019 | 2019 | 2019 | 2019 | 2019 | 2019 | 2020 | 2020 | 2020 | 2020 | 2020 | 2020 | 2020 | 2020 | 2020 | 2020 | 2020 | 2020 | 2021 | 2021 | 2021 | 2021
| 2021-01-01 | 2021-02-01 | 2021-03-01 | 2021-04-01 | 2021-05-01 | 2021-06-01 | 2021-07-01 | 2021-08-01 | 2021-09-01 | 2021-10-01 | 2021-11-01 | 2021-12-01 | 2021-01-01 | 2021-02-01 | 2021-03-01 | 2021-04-01 | 2021-05-01 | 2021-06-01 | 2021-07-01 | 2021-08-01 | 2021-09-01 | 2021-10-01 | 2021-11-01 | 2021-12-01 | 2021-01-01 | 2021-02-01 | 2021-03-01 | 2021-04-01 | Total
SysTotValue | 7375.0988 | 16472.6781 | -87202.7204 | -63620.6324 | -208521.7751 | -52.5241 | 1820.3978 | 50473.1682 | 13876.8105 | -9530.9771 | -853.4761 | 19868.0125 | -132636.7996 | -428177.4346 | 43876.2607 | -712344.3098 | -314719.8983 | -397530.9903 | 11947.3591 | 5907.8833 | 8083.6294 | 21804.0561 | 11093.2975 | 16006.1658 | -315524.6243 | 22220.3462 | -363990.7683 | -160498.4225 | -105156.4353
SysTotValueNoPen | 8104.4763 | 7429.1483 | 16792.7468 | 47898.7441 | -3652.953 | 25217.7896 | 2623.4412 | 32426.0489 | 11145.8449 | 21621.8349 | -844.2866 | 19880.6186 | 16325.3399 | 41342.5188 | 43876.2607 | -6474.4065 | 2378.9631 | -17811.5382 | 11781.1085 | 6621.6973 | 5610.5771 | 23765.5322 | 11093.2975 | 16006.1658 | 45729.8481 | 47640.3622 | 18392.7028 | 61683.7078 | 18450.1997
Cab1Gen | 0.033033 | -0.37448 | 0.40769 | -0.3699 | -0.013893 | 0.27018 | -0.77923 | 0.28971 | -0.003449 | -0.23892 | 1.8714 | 0.56707 | 0.14782 | 0.42704 | 0.99644 | 0 | 0 | -0.053786 | 0.031741 | 0.075655 | -0.037981 | 0.025046 | -0.41494 | 0.77994 | 0.22411 | -0.71187 | -0.21429 | -0.64075 | 0.081905
Cab2Gen | 0.071303 | 0.010266 | 0.43932 | -0.42401 | 0.000781 | 0.16247 | 0.18031 | 0.091097 | 0.000778 | 0 | 0 | 0 | 0 | 0 | -2.6056 | -1.2684 | 0.008554 | 0.18193 | 0.34374 | 0.03764 | -0.056718 | 0.21887 | 0.17404 | -0.3264 | -0.79467 | 1.4408 | 0.31549 | 0.60609 | -0.042583
Cab3Gen | 0.13195 | 0.23768 | -0.40511 | 0.82139 | -0.00496 | -0.081965 | 0.074778 | 0.72175 | 0.087016 | 0.21699 | -0.61378 | 0.79172 | -0.22541 | 1.018 | 2.5674 | 2.0347 | 0.008554 | 0.18823 | 0.88781 | 0.20074 | 0.068914 | 0 | 0 | 0 | 0 | 0 | -0.002513 | -0.15744 | 0.30594
Cab4Gen | -0.16793 | 0.096379 | -0.24547 | -0.11257 | -0.015482 | -0.19797 | 0.37931 | -1.0149 | -0.068999 | -0.1441 | -1.3103 | -1.1894 | -0.45607 | -0.31789 | -0.75838 | -1.0223 | 0.034789 | 0.23927 | -1.0993 | -0.29732 | 0.083451 | 0.028083 | 0.19329 | -0.50646 | 0.92356 | -0.39175 | -0.47607 | -0.040686 | -0.28054
CabGen | 0.068356 | -0.030152 | 0.19643 | -0.085096 | -0.033555 | 0.15272 | -0.14484 | 0.087652 | 0.015345 | -0.16602 | -0.050035 | 0.16942 | -0.53366 | 1.1272 | 0.19985 | -0.256 | 0.051897 | 0.55565 | 0.16395 | 0.01672 | 0.057665 | 0.272 | -0.047876 | -0.052913 | 0.353 | 0.33714 | -0.37738 | -0.23279 | 0.064809
Nox1Gen | -1.3215 | 0.23062 | -0.1248 | 0.96338 | -0.38101 | -1.0797 | 0.36104 | -0.1407 | 0.1427 | -0.3752 | 1.0794 | 0.39945 | 0.74428 | 1.2078 | 0.80644 | 1.0488 | 1.3743 | -0.37366 | 0.16487 | 1.1524 | -0.47426 | 1.0112 | -0.20844 | -0.11148 | 0.50901 | -2.8939 | -0.78179 | -1.5928 | 0.04772
Nox2Gen | 0.049295 | -0.16126 | -1.1719 | -0.1013 | -1.0113 | 0.60504 | -1.2239 | -0.040164 | -0.95354 | -0.06804 | 0.39698 | 0.14923 | -1.4466 | -0.44038 | 1.708 | 0.21701 | 1.6545 | 0.54093 | -0.20283 | 0.34398 | -0.40917 | -0.96189 | 0.26412 | -2.7035 | 0.33063 | 0.74238 | 1.544 | 0.38907 | -0.070018
Nox3Gen | -0.25323 | 0.27035 | -0.24321 | -0.96101 | 0.89975 | 1.4436 | -0.62773 | 0.000617 | -0.74801 | -2.173 | -0.78234 | -1.3481 | 0.48676 | 0.2605 | 0.005755 | 1.2477 | -0.40975 | 1.1699 | 0.35701 | -0.74016 | -0.12829 | -0.24955 | -0.26376 | -0.36815 | -0.25121 | 0.1362 | 0.36639 | -0.008535 | -0.10398
Nox4Gen | 1.0336 | -0.22753 | 1.288 | 0.046226 | 0.58592 | -0.68408 | 1.5856 | -0.003692 | 0.01391 | 0.75863 | 0 | -1.4387 | -0.20314 | 1.9976 | -0.87691 | -2.4701 | 0.1294 | 0.73615 | -0.30773 | -0.60086 | 0.5512 | 0.19179 | 0.23811 | 0.36436 | -0.27052 | 0.77415 | -0.36063 | 0.21329 | 0.10943
Nox5Gen | 0.5183 | -0.17941 | 0.39126 | 0.14154 | -0.27453 | -0.36606 | 0.017785 | 0.51222 | 1.5771 | 2.2055 | 0 | 1.8704 | 0.71057 | -3.1626 | -1.3877 | -0.88999 | 1.75 | 1.9351 | 0.008557 | -0.10786 | 0.46295 | -0.14153 | 0 | 2.6406 | -0.041854 | 1.2109 | -0.89139 | 1.1313 | 0.34433
NoxGen | 0.026482 | -0.067245 | 0.13936 | 0.088838 | -0.18121 | -0.081241 | 0.11284 | 0.32828 | 0.032177 | 0.34787 | 0.69399 | -0.36774 | 0.29189 | -0.13714 | 0.25561 | -0.84659 | 4.4986 | 4.0084 | 0.019884 | 0.047469 | 0.002445 | -0.15002 | 0.029702 | -0.17816 | 0.27605 | -0.030294 | -0.12341 | 0.13232 | 0.32747
ProdMCHourlyBuyPrice | 0 | 0 | 0 | 0 | 0 | 0 | 0 | 0 | 0 | 0 | 0 | 0 | 0 | 0 | 0 | 0 | 0 | 0 | 0 | 0 | 0 | 0 | 0 | 0 | 0 | 0 | 0 | 0 | 0
LF1Gen | -0.06987 | 0.035059 | -0.093701 | 0.000295 | 0.000384 | 0.021957 | -0.00765 | -0.56107 | -0.25111 | -0.30618 | 0.046961 | -0.50433 | -0.57674 | -0.17856 | -0.72025 | -0.019018 | -5.8e-05 | -0.010907 | -0.18645 | 0.011949 | -0.28294 | -0.73444 | -0.59768 | -0.59525 | -0.14666 | -0.81906 | -0.48298 | 0.00022 | -0.251
LF2Gen | 0.059285 | -0.053603 | 0.014572 | 0.000261 | 0.000579 | 0.026903 | 0.007707 | -0.6058 | -0.44521 | -0.51427 | 0.061568 | -0.55713 | -0.64918 | -0.1808 | -0.69534 | -0.017711 | -0.012404 | -0.040043 | -0.17278 | -0.065291 | -0.19174 | -0.79716 | -0.38511 | -0.48719 | -0.20731 | -0.85219 | -0.53808 | 0.00022 | -0.26062
LF3Gen | -0.084569 | 0.004603 | 0.001349 | -0.0005 | 0.000167 | -0.1161 | 0.089189 | 1.1686 | 0.645 | 0.35942 | -0.15574 | -0.56142 | -0.82211 | -0.17344 | -0.74811 | -0.013161 | 0.012289 | 0.008059 | -0.26532 | -0.26884 | -0.22336 | -0.034185 | -0.024724 | -0.055226 | -0.2691 | -0.87923 | -0.33887 | 0.00022 | -0.098038
LF4Gen | 0 | 0 | 0 | 0 | 0 | 0 | 0 | 0 | 0.01927 | 0.34632 | 0.013098 | 1.6916 | 2.0284 | 0.61188 | 2.6876 | 0.002517 | -0.023445 | -0.009268 | 0.70461 | 0.24371 | 0.59346 | 1.6275 | 1.036 | 1.1334 | 0.90921 | 2.7333 | 1.4657 | -0.023605 | 0.6354
LFGen | -0.095153 | -0.013942 | -0.077779 | 5.6e-05 | 0.00113 | -0.067244 | 0.089246 | 0.001762 | -0.032053 | -0.11469 | -0.033914 | 0.068755 | -0.019586 | 0.079078 | 0.52389 | -0.047372 | -0.023618 | -0.05216 | 0.080064 | -0.078479 | -0.10459 | 0.06167 | 0.027099 | -0.004237 | 0.28614 | 0.1828 | 0.10576 | -0.022943 | 0.025703
LL1Gen | -15.6984 | -14.4973 | -7.363 | -0.24956 | -0.51488 | -4.171 | -5.5888 | -3.6983 | -5.5297 | -7.6342 | -0.14535 | -4.4475 | -5.3271 | -1.6549 | -6.8998 | -0.64295 | -0.30674 | 0.13407 | -3.1698 | -2.6487 | -3.652 | -1.7345 | -3.7147 | -6.4058 | -2.3777 | -6.9716 | -3.1477 | -0.21888 | -4.2242
LL2Gen | -1.0633 | -1.5288 | -0.87451 | -0.24966 | -0.51508 | -4.2768 | -0.35665 | -1.5211 | -2.1107 | -2.6279 | 0.14532 | -1.4924 | -1.9386 | -1.229 | -2.3411 | -0.68294 | -0.37157 | 0.1321 | -1.6236 | -0.96091 | -1.3258 | -1.9108 | -0.33189 | -2.5517 | -1.4154 | -2.4062 | -1.6091 | -0.28016 | -1.3328
LL3Gen | 17.6628 | 17.1261 | 9.4567 | 3.8611 | 3.4857 | 10.3322 | 6.7662 | 5.4295 | 8.0413 | 10.8637 | 0 | 7.7131 | 9.395 | 5.0602 | 12.4996 | 3.0838 | 3.8424 | 2.3381 | 6.2708 | 3.9425 | 5.7956 | 6.7573 | 5.8287 | 10.4334 | 6.3325 | 12.3777 | 7.3464 | 4.0485 | 7.3604
LL4Gen | -0.84229 | -0.69367 | -0.81979 | -0.30481 | -0.66205 | -0.81363 | -0.53886 | 0 | 0 | -0.074498 | -0.14493 | -1.3358 | -1.6937 | -0.94799 | -1.7776 | -0.92054 | -0.37956 | -0.53359 | -0.33141 | -0.16065 | -0.83057 | -2.6155 | -1.3036 | -0.59682 | -0.55965 | -2.1083 | -1.2432 | -0.25348 | -0.80309
LLGen | 0.058751 | 0.40634 | 0.3994 | 3.0571 | 1.7937 | 1.0708 | 0.28196 | 0.20999 | 0.40083 | 0.52704 | -0.14475 | 0.43749 | 0.4356 | 1.2283 | 1.4811 | 0.8374 | 2.7845 | 2.0706 | 1.1461 | 0.17232 | -0.012722 | 0.49649 | 0.46535 | 0.87908 | 1.9797 | 0.89162 | 1.3464 | 3.296 | 0.99988
Total Hydro Generation | 0.058436 | 0.295 | 0.65742 | 3.0609 | 1.5801 | 1.075 | 0.33921 | 0.62768 | 0.41629 | 0.5942 | 0.46529 | 0.30793 | 0.17425 | 2.2974 | 2.4604 | -0.31256 | 7.3114 | 6.5826 | 1.41 | 0.15803 | -0.0572 | 0.68013 | 0.47428 | 0.64377 | 2.8949 | 1.3813 | 0.95138 | 3.1726 | 1.4179

## 6 Cab3-LL4 2001
| 2019 | 2019 | 2019 | 2019 | 2019 | 2019 | 2019 | 2019 | 2019 | 2019 | 2019 | 2019 | 2020 | 2020 | 2020 | 2020 | 2020 | 2020 | 2020 | 2020 | 2020 | 2020 | 2020 | 2020 | 2021 | 2021 | 2021 | 2021
| 2021-01-01 | 2021-02-01 | 2021-03-01 | 2021-04-01 | 2021-05-01 | 2021-06-01 | 2021-07-01 | 2021-08-01 | 2021-09-01 | 2021-10-01 | 2021-11-01 | 2021-12-01 | 2021-01-01 | 2021-02-01 | 2021-03-01 | 2021-04-01 | 2021-05-01 | 2021-06-01 | 2021-07-01 | 2021-08-01 | 2021-09-01 | 2021-10-01 | 2021-11-01 | 2021-12-01 | 2021-01-01 | 2021-02-01 | 2021-03-01 | 2021-04-01 | Average
SysTotValue | -8021311.9927 | -16257430.6461 | -10729035.4985 | -31440568.258 | -31589954.6098 | -7049444.629 | -10949054.3104 | -11326043.5832 | -10602528.6453 | -36205969.2433 | -8154810.1048 | -6778941.3966 | -7771495.995 | -13346807.558 | -5977106.1179 | -18634438.1296 | -158188487.0801 | -115417428.3748 | -10881605.6589 | -5630370.5982 | -7718905.5314 | -9022954.6907 | -7100904.9345 | -9686633.396 | -12477961.2236 | -12159273.2064 | -9557701.0456 | -21322665.2498 | -21928565.4182
SysTotValueNoPen | -5208570.6842 | -12244133.989 | -4507143.5956 | -1152216.5566 | 531014.5598 | 549017.4824 | -4620032.9265 | -5742363.8688 | -5783960.6093 | -4587914.9546 | -7199644.5345 | -6696806.0348 | -6155897.9907 | -4965455.8808 | -5977106.1179 | -4655513.1441 | -415660.501 | -440290.0703 | -2829380.4438 | -5625925.3601 | -6951928.2389 | -6388638.3891 | -6797758.7754 | -9529241.396 | -8071607.1239 | -6998905.6939 | -4113471.287 | -1453377.3659 | -4929746.9104
Cab1Gen | 41.5557 | 35.7682 | 33.0794 | 53.1871 | 61.38 | 59.5324 | 41.8802 | 38.1022 | 49.2559 | 41.9189 | 41.6445 | 45.5302 | 43.2733 | 45.5993 | 14.612 | 0 | 0 | 27.5982 | 54.793 | 36.6563 | 25.1658 | 35.9537 | 50.1608 | 48.9673 | 46.8118 | 50.1094 | 48.6188 | 41.5685 | 39.7401
Cab2Gen | 13.2773 | 12.6239 | 8.8018 | 36.6515 | 57.6607 | 52.9853 | 19.892 | 1.7691 | 0 | 0 | 0 | 0 | 0 | 0 | 13.9644 | 34.3104 | 59.0804 | 57.922 | 39.9366 | 12.3454 | 8.3352 | 22.3995 | 41.3311 | 31.5919 | 32.5381 | 32.811 | 30.5435 | 15.8932 | 22.738
Cab3Gen | 28.9787 | 23.6616 | 20.1381 | 51.0102 | 66.5062 | 66.2918 | 33.2156 | 21.3219 | 29.3033 | 26.9669 | 28.0656 | 37.5452 | 43.3813 | 36.5687 | 27.3313 | 46.3977 | 67.9987 | 66.6814 | 54.9205 | 18.2679 | 1.9631 | 0 | 0 | 0 | 0 | 0 | 1.8833 | 37.4618 | 29.8522
Cab4Gen | 7.2688 | 8.0627 | 5.7677 | 33.6912 | 53.3976 | 44.7989 | 14.6872 | 2.3692 | 0.63977 | 7.3488 | 1.2913 | 10.4945 | 18.1065 | 11.8678 | 20.081 | 28.7091 | 54.6175 | 53.5466 | 34.2804 | 9.237 | 6.6572 | 19.0811 | 14.5206 | 21.6505 | 17.9242 | 22.395 | 19.6238 | 8.9705 | 19.6817
CabGen | 91.0805 | 80.1164 | 67.787 | 174.5401 | 238.9445 | 223.6084 | 109.675 | 63.5625 | 79.199 | 76.2346 | 70.9608 | 93.5699 | 104.761 | 94.0357 | 75.9886 | 109.4172 | 181.6965 | 205.7483 | 183.9305 | 76.5067 | 42.1212 | 77.4343 | 105.9924 | 102.2097 | 97.2741 | 105.3154 | 100.6692 | 103.894 | 112.0098
Nox1Gen | 29.6357 | 26.4084 | 22.1198 | 58.7274 | 90.8832 | 79.8356 | 37.2974 | 22.1113 | 16.9162 | 14.6363 | 56.0727 | 43.7641 | 37.1565 | 30.2588 | 24.0774 | 39.402 | 89.4698 | 90.3861 | 62.166 | 27.7046 | 22.4108 | 39.0004 | 55.1532 | 39.1051 | 34.7547 | 34.5805 | 37.7993 | 37.1729 | 42.8216
Nox2Gen | 22.8443 | 21.4478 | 16.7564 | 56.1457 | 93.0489 | 72.9018 | 24.6087 | 14.1332 | 10.5804 | 7.6205 | 44.5846 | 26.3117 | 22.007 | 21.042 | 10.485 | 25.1191 | 81.9771 | 74.6268 | 58.9472 | 18.4103 | 8.7927 | 24.26 | 41.5362 | 22.8414 | 19.3614 | 23.2508 | 17.8274 | 25.5817 | 32.3946
Nox3Gen | 3.9282 | 5.9708 | 5.4332 | 24.2115 | 64.6158 | 41.7676 | 5.5941 | 0.50061 | 4.6585 | 3.2533 | 3.7524 | 5.1944 | 5.5404 | 6.1511 | 1.5916 | 6.619 | 78.2893 | 72.7016 | 30.3456 | 4.8594 | 0.12809 | 2.7128 | 11.9375 | 2.8586 | 1.9821 | 7.6387 | 4.5188 | 3.6411 | 14.657
Nox4Gen | 27.0533 | 25.604 | 19.8436 | 55.5322 | 85.395 | 74.3086 | 34.8911 | 20.2716 | 31.0056 | 29.9097 | 0 | 32.769 | 25.5418 | 23.4541 | 17.64 | 33.8851 | 83.8062 | 73.842 | 57.9473 | 26.9826 | 22.1901 | 35.8686 | 47.7204 | 28.2908 | 23.9604 | 27.4609 | 26.5709 | 28.8136 | 36.4485
Nox5Gen | 52.1307 | 42.2184 | 35.9707 | 74.0263 | 102.9245 | 99.5251 | 63.5248 | 38.5924 | 54.1386 | 63.8284 | 0 | 27.6502 | 65.9434 | 52.4357 | 60.2935 | 60.5759 | 104.6709 | 87.6444 | 73.5866 | 40.3136 | 33.7607 | 10.4072 | 0 | 56.8437 | 63.9623 | 63.0491 | 59.5759 | 60.3739 | 55.2845
NoxGen | 135.5922 | 121.6494 | 100.1237 | 268.6432 | 436.8674 | 368.3386 | 165.9161 | 95.6091 | 117.2993 | 119.2481 | 104.4097 | 135.6894 | 156.1891 | 133.3417 | 114.0875 | 165.6011 | 438.2132 | 399.201 | 282.9928 | 118.2704 | 87.2824 | 112.249 | 156.1967 | 149.9396 | 144.0209 | 155.9799 | 146.2924 | 155.5832 | 181.601
ProdMCHourlyBuyPrice | 32.2056 | 70.3542 | 45.6837 | 14.7569 | 11.1142 | 18.1694 | 23.4651 | 28.7823 | 27.8736 | 31.6075 | 35.1304 | 35.1841 | 21.8374 | 16.5086 | 23.1717 | 16.4681 | 8.3159 | 4.9042 | 15.621 | 30.7191 | 24.9569 | 26.1463 | 26.2514 | 30.1935 | 22.1747 | 43.9077 | 25.6797 | 33.0417 | 26.5795
LF1Gen | 7.9212 | 8.1923 | 7.0844 | 8.4221 | 8.6798 | 8.4325 | 3.7643 | 2.9557 | 3.2843 | 4.5213 | 3.6687 | 4.4476 | 6.3617 | 8.4701 | 7.0959 | 8.8941 | 8.5595 | 8.2762 | 3.5636 | 2.0095 | 2.2251 | 4.2342 | 5.3151 | 6.2321 | 8.4956 | 6.4325 | 7.844 | 8.9248 | 6.2253
LF2Gen | 7.996 | 8.1394 | 7.0333 | 8.4219 | 8.6808 | 8.4853 | 3.8037 | 3.0183 | 3.4855 | 4.5197 | 4.2727 | 4.5848 | 6.2656 | 8.5083 | 7.2667 | 8.9061 | 8.5883 | 8.4047 | 3.9127 | 2.3191 | 2.3224 | 4.4141 | 6.4127 | 5.8648 | 8.5488 | 6.6469 | 7.9849 | 8.9565 | 6.3487
LF3Gen | 8.1422 | 7.9802 | 6.9725 | 8.4218 | 8.6807 | 1.6361 | 3.3948 | 2.1422 | 3.1823 | 4.0562 | 4.4783 | 4.338 | 6.2706 | 8.5206 | 7.1563 | 8.9018 | 8.5883 | 8.4835 | 4.2057 | 2.1591 | 2.1189 | 0.68787 | 3.4859 | 5.3355 | 8.3339 | 6.5698 | 7.9595 | 8.9557 | 5.7557
LF4Gen | 0 | 0 | 0 | 0 | 0 | 0 | 0 | 0 | 0.48294 | 2.622 | 3.8779 | 4.068 | 6.2397 | 8.4568 | 7.0296 | 8.9077 | 8.5883 | 8.5327 | 3.8474 | 1.9859 | 1.9568 | 3.6598 | 6.395 | 3.3785 | 8.1886 | 6.727 | 7.9745 | 8.9565 | 3.9956
LFGen | 24.0595 | 24.312 | 21.0902 | 25.2657 | 26.0413 | 18.5539 | 10.9628 | 8.1162 | 10.4351 | 15.7192 | 16.2922 | 17.4384 | 25.1376 | 33.9558 | 28.5485 | 35.6097 | 34.3245 | 33.6971 | 15.5293 | 8.4737 | 8.6231 | 12.996 | 21.5977 | 20.811 | 33.5669 | 26.3762 | 31.7629 | 35.7934 | 22.3246
LL1Gen | 3.011 | 3.5597 | 8.2121 | 20.8866 | 20.973 | 9.6583 | 1.0119 | 4.405 | 4.7892 | 8.896 | 8.1379 | 6.5374 | 11.9297 | 19.438 | 13.9189 | 21.1069 | 20.8757 | 20.8121 | 8.2108 | 4.5744 | 2.8741 | 2.5255 | 12.892 | 10.5953 | 18.9641 | 12.8726 | 17.7672 | 21.5446 | 11.4636
LL2Gen | 18.3187 | 18.2613 | 16.4905 | 20.8951 | 20.9815 | 15.6067 | 8.8954 | 6.6372 | 9.115 | 13.2348 | 13.9883 | 13.0239 | 16.1363 | 20.0455 | 17.9584 | 21.0756 | 20.8841 | 20.6135 | 10.3048 | 6.587 | 6.1125 | 8.7424 | 11.0462 | 16.0488 | 19.7806 | 16.3334 | 18.974 | 21.5533 | 15.273
LL3Gen | 17.781 | 18.2948 | 15.3636 | 20.9316 | 20.8178 | 16.8128 | 6.7487 | 6.8513 | 9.4361 | 13.0456 | 0 | 7.5091 | 14.2213 | 20.1918 | 17.2613 | 20.6064 | 20.9516 | 19.1684 | 10.2712 | 4.4347 | 6.1065 | 8.0469 | 8.3374 | 14.0495 | 20.1363 | 16.002 | 19.1279 | 21.5408 | 14.0731
LL4Gen | 19.3921 | 19.5822 | 17.1865 | 21.2199 | 21.2103 | 20.1283 | 8.4525 | 0 | 0 | 0.70633 | 15.2225 | 13.4124 | 17.0393 | 20.8809 | 19.125 | 21.1428 | 21.2103 | 20.3428 | 7.2144 | 2.6912 | 3.6367 | 10.5592 | 18.3524 | 8.297 | 21.1662 | 17.4604 | 19.9804 | 21.7986 | 14.5504
LLGen | 58.5028 | 59.6979 | 57.2526 | 83.9333 | 83.9826 | 62.206 | 25.1085 | 17.8935 | 23.3403 | 35.8827 | 37.3375 | 40.4827 | 59.3266 | 80.5562 | 68.2636 | 83.9317 | 83.9218 | 80.9369 | 36.0012 | 18.2872 | 18.7299 | 29.8739 | 50.5946 | 48.9906 | 80.0473 | 62.6683 | 75.8494 | 86.4373 | 55.3585
Total Hydro Generation | 309.2349 | 285.7757 | 246.2535 | 552.3823 | 785.8359 | 672.7069 | 311.6625 | 185.1813 | 230.2736 | 247.0846 | 229.0003 | 287.1804 | 345.4144 | 341.8893 | 286.8882 | 394.5596 | 738.156 | 719.5832 | 518.4538 | 221.538 | 156.7567 | 232.5532 | 334.3814 | 321.951 | 354.9092 | 350.3398 | 354.574 | 381.7078 | 371.2938
| 2019 | 2019 | 2019 | 2019 | 2019 | 2019 | 2019 | 2019 | 2019 | 2019 | 2019 | 2019 | 2020 | 2020 | 2020 | 2020 | 2020 | 2020 | 2020 | 2020 | 2020 | 2020 | 2020 | 2020 | 2021 | 2021 | 2021 | 2021
| 2021-01-01 | 2021-02-01 | 2021-03-01 | 2021-04-01 | 2021-05-01 | 2021-06-01 | 2021-07-01 | 2021-08-01 | 2021-09-01 | 2021-10-01 | 2021-11-01 | 2021-12-01 | 2021-01-01 | 2021-02-01 | 2021-03-01 | 2021-04-01 | 2021-05-01 | 2021-06-01 | 2021-07-01 | 2021-08-01 | 2021-09-01 | 2021-10-01 | 2021-11-01 | 2021-12-01 | 2021-01-01 | 2021-02-01 | 2021-03-01 | 2021-04-01 | Total
SysTotValue | 19141.1268 | 19888.0924 | 33129.8258 | 108211.1491 | 114379.9588 | 80391.0079 | 23480.7057 | 8907.3231 | 20152.9153 | -4857.1298 | 47670.7523 | 24789.7396 | 41419.174 | -7699.014 | 12794.3512 | -7325.3272 | 181386.1836 | 121660.7554 | 59683.2826 | 59927.3327 | 5558.7593 | 1250.3553 | 2436.666 | 22407.0589 | -48572.0049 | 33622.411 | -46424.2282 | 298605.7406 | 43786.3201
SysTotValueNoPen | 19480.9987 | 46222.4705 | 26699.0134 | 91580.2565 | 55755.3167 | 82923.068 | 31341.9241 | 8929.6575 | 19448.4736 | 455.513 | 47894.1078 | 24777.1335 | 48420.3006 | 22742.5847 | 12794.3512 | 26176.649 | 32870.3073 | 50220.703 | 42594.3708 | 63658.7568 | 5626.1278 | 1928.012 | 2436.6658 | 22407.0589 | -6799.6681 | 4832.4419 | -5700.8899 | 83354.6129 | 30823.9399
Cab1Gen | -2.0215 | -1.7835 | -1.2009 | -1.446 | 0.013912 | -0.56049 | -0.90963 | 5.7688 | 8.8072 | 5.8362 | 4.0604 | -1.8298 | -2.4591 | -2.2093 | -0.95716 | 0 | 0 | 0.034355 | -1.4121 | -1.7453 | -0.1106 | -0.08582 | 0.24689 | -0.51638 | -0.8872 | 0.82837 | 0.055794 | -1.9565 | 0.12716
Cab2Gen | -5.5779 | -2.8417 | -3.9334 | -3.7718 | -0.037717 | -1.7922 | -4.2488 | -13.1539 | -0.9112 | 0 | 0 | 0 | 0 | 0 | -4.115 | -2.4157 | -0.006403 | -0.000119 | -3.4778 | -1.5117 | -0.077239 | 0.11173 | -0.04556 | 0.16366 | 0.72613 | -1.6115 | -0.95691 | -8.0673 | -2.0554
Cab3Gen | 9.0885 | 7.5418 | 7.4837 | 10.3234 | 8.8233 | 11.5974 | 8.9354 | 6.7122 | 7.8314 | 0.29776 | 6.8369 | 7.7979 | 10.1055 | 8.1809 | 6.5506 | 11.664 | 8.9119 | 8.7529 | 12.7625 | 5.0576 | 0.55663 | 0 | 0 | 0 | 0 | 0 | 0.53039 | 14.7654 | 6.4681
Cab4Gen | -1.4554 | -2.0196 | -1.9408 | -1.6458 | 0.017814 | -2.2903 | -2.7221 | 1.2962 | -14.2002 | -5.1988 | -9.1452 | -5.1837 | -5.6253 | -5.8014 | -0.62167 | -7.328 | -0.005919 | 0.23474 | -3.6169 | -1.253 | -0.19863 | 0.037403 | -0.26903 | 0.51569 | 0.061801 | 0.44626 | 0.27191 | -2.707 | -2.5124
CabGen | 0.033751 | 0.89699 | 0.40863 | 3.4599 | 8.8174 | 6.9544 | 1.0549 | 0.62321 | 1.5272 | 0.93519 | 1.7552 | 0.78446 | 2.0211 | 0.17023 | 0.85673 | 1.9203 | 8.8996 | 9.0219 | 4.2557 | 0.54762 | 0.17015 | 0.063318 | -0.067327 | 0.16296 | -0.099268 | -0.33682 | -0.098819 | 2.0346 | 2.0276
Nox1Gen | 0.043245 | -0.49623 | 0.34042 | 0.12724 | 0.5733 | 1.2055 | 1.3202 | 0.92398 | -0.52002 | 0.8695 | -0.98918 | 1.6938 | 0.18366 | -0.4847 | -1.1908 | -3.2076 | -0.4812 | 0.17732 | -0.1745 | -1.8259 | -1.587 | 0.03966 | 1.1005 | 0.68471 | 1.1869 | 2.1326 | -0.6945 | -2.8143 | -0.066554
Nox2Gen | 0.24426 | 0.085358 | 0.54097 | 1.7586 | 0.80741 | 0.4135 | 0.4017 | -1.248 | 1.5419 | -0.28795 | 0.80113 | -0.58185 | 0.90389 | 1.3237 | -1.7034 | 0.24503 | -0.71279 | -0.37989 | 1.0038 | -0.13468 | -0.24808 | 0.25928 | -0.10448 | 0.66219 | -0.22718 | -0.64129 | -0.45925 | 3.1172 | 0.26361
Nox3Gen | -1.1084 | -0.40751 | -0.12426 | -3.03 | -0.42742 | 0.039049 | -0.61745 | -0.49667 | -1.2916 | 0.24144 | 0.1426 | -0.4945 | -0.62533 | -0.38707 | -0.49557 | 0.65435 | 1.9698 | -0.45468 | -1.8655 | -0.7509 | 0.000226 | 0.12629 | 8.6e-05 | 0.25666 | -0.73536 | 0.003161 | -0.48847 | 0.25567 | -0.36112
Nox4Gen | 0.67219 | 0.27732 | -0.45289 | 2.3705 | -0.3736 | -1.5074 | -0.75645 | 0.064406 | -0.34179 | -1.1176 | 0 | 0.3071 | 0.16956 | -1.0708 | 0.77253 | 2.038 | -0.96678 | -0.35621 | 0.93618 | 1.8636 | 0.67357 | -0.87708 | -1.092 | -0.78727 | -1.3506 | -0.090679 | 1.4888 | 1.4375 | 0.068933
Nox5Gen | 0.3529 | 0.64889 | -0.3667 | -0.45648 | -0.74995 | -0.40348 | -0.061163 | 0.87239 | 0.78914 | -0.11183 | 0 | -0.93675 | 0.29176 | -0.0067 | 2.4011 | 0.51859 | 0.27711 | -0.87129 | 0.23952 | 1.0059 | 1.3997 | 0.41948 | 0 | -0.28714 | 0.48126 | -1.3478 | 0.29553 | -1.8219 | 0.091865
NoxGen | 0.20417 | 0.10782 | -0.062465 | 0.76984 | -0.17025 | -0.25286 | 0.28685 | 0.11614 | 0.17767 | -0.40647 | -0.045453 | -0.012224 | 0.92354 | -0.62562 | -0.21618 | 0.24842 | 0.086143 | -1.8847 | 0.13945 | 0.158 | 0.2384 | -0.032367 | -0.10458 | 0.52916 | -0.64495 | 0.055994 | 0.14216 | 0.17428 | -0.0035762
ProdMCHourlyBuyPrice | 0 | 0 | 0 | 0 | 0 | 0 | 0 | 0 | 0 | 0 | 0 | 0 | 0 | 0 | 0 | 0 | 0 | 0 | 0 | 0 | 0 | 0 | 0 | 0 | 0 | 0 | 0 | 0 | 0
LF1Gen | -0.047834 | 0.085708 | 0.074942 | 0.000113 | -0.000312 | -0.051525 | -0.041747 | -0.003759 | -0.15873 | -0.59118 | -1.1848 | -0.78426 | -0.47334 | -0.12216 | -0.50452 | -0.008563 | -0.028776 | 0.025625 | -0.51539 | -0.62201 | -0.35761 | -0.54487 | -1.0588 | -0.51826 | -0.095236 | -0.60193 | -0.21792 | -0.040215 | -0.29955
LF2Gen | -0.11511 | 0.028061 | -0.096418 | 0 | 0.000154 | 0.048061 | 0.003894 | 0.06178 | -0.092099 | -0.66516 | -1.1763 | -0.54999 | -0.56259 | -0.087759 | -0.39731 | 0.001164 | 0.012359 | 0.056362 | -0.49145 | -0.33714 | -0.39135 | -0.36679 | -0.86051 | -0.19009 | 0.007577 | -0.4359 | -0.034948 | -0.008485 | -0.23714
LF3Gen | 0.15979 | -0.10309 | 0.036383 | -0.000113 | 0.000158 | 0.049503 | -0.017295 | -0.07264 | -0.18041 | -0.60777 | -0.60772 | -0.66104 | -0.34538 | -0.03117 | -0.41698 | -0.009105 | 1.3e-05 | 0.019653 | -0.20286 | -0.31786 | -0.49228 | -0.072 | -0.50783 | -0.27931 | -0.053653 | -0.52686 | -0.20468 | -0.009288 | -0.19478
LF4Gen | 0 | 0 | 0 | 0 | 0 | 0 | 0 | 0 | 0.41029 | 1.8328 | 3.0434 | 2.0113 | 1.6836 | 0.58954 | 1.6735 | 0.44453 | 0.47422 | 0.44444 | 1.373 | 1.2962 | 1.2535 | 1.1423 | 2.6713 | 1.1321 | 0.50227 | 1.9179 | 0.81036 | 0.48626 | 0.89974
LFGen | -0.003158 | 0.010682 | 0.014906 | 0 | 0 | 0.04604 | -0.055148 | -0.014618 | -0.020949 | -0.031325 | 0.077438 | 0.015987 | 0.3023 | 0.34845 | 0.35466 | 0.42803 | 0.45781 | 0.54608 | 0.16325 | 0.019168 | 0.012253 | 0.15866 | 0.24385 | 0.1444 | 0.36096 | 0.35323 | 0.35281 | 0.42827 | 0.16836
LL1Gen | 0.10103 | -0.43251 | -0.070333 | -0.001817 | 0 | -0.17156 | 0.16413 | -0.15163 | 0.061023 | 0.43133 | -0.10867 | 0.62943 | 0.87981 | 0.14621 | 0.84721 | 0.009079 | -0.000738 | -0.00441 | 0.30604 | 0.37994 | 0.19476 | 0.12843 | 0.50578 | 0.35769 | 0.26275 | 1.4538 | 0.27898 | 0.028363 | 0.22229
LL2Gen | -0.022118 | 0.46629 | 0.012166 | -0.001818 | 0 | 0.030121 | -0.098272 | 0.062181 | 0.005183 | 0.003322 | 0.14002 | 0.059281 | -0.2015 | -0.172 | 0.052031 | 0.009083 | 0.028823 | 0.049609 | -0.093083 | -0.048518 | -0.074759 | 0.05906 | -0.17301 | 0.23232 | -0.068309 | -0.34199 | -0.15883 | 0.089566 | -0.0055413
LL3Gen | -0.071482 | -0.14277 | 0.066369 | 0.020661 | 0 | 0.1266 | -0.13647 | 0.072761 | -0.074871 | -0.36382 | 0 | -0.80111 | -0.42154 | 0.15539 | -0.76689 | -0.013492 | -0.000794 | 0.029527 | -0.22503 | -0.33516 | -0.20213 | -0.15377 | -0.043813 | -0.26254 | -0.18088 | -0.64845 | 0.018069 | -0.039171 | -0.15696
LL4Gen | 0.000144 | 0.11974 | -0.022081 | 0.008568 | 0 | 0.10047 | 0.006969 | 0 | 0 | -0.12355 | 0.16761 | -0.19594 | -0.16936 | -0.070341 | -0.20408 | -0.004668 | -0.00074 | 0.099635 | 0.008561 | -0.000914 | 0.052509 | -0.008095 | -0.29968 | -0.26064 | -0.10185 | -0.51597 | -0.13817 | -0.071794 | -0.057988
LLGen | 0.00757 | 0.010743 | -0.013879 | 0.025595 | 0 | 0.085632 | -0.063641 | -0.01669 | -0.008664 | -0.05271 | 0.19911 | -0.30834 | 0.087403 | 0.059251 | -0.07173 | 0 | 0.026551 | 0.17436 | -0.00351 | -0.004653 | -0.02962 | 0.025626 | -0.011185 | 0.066823 | -0.088294 | -0.052646 | 5.4e-05 | 0.006964 | 0.00179
2.1942

## 7 Cab2 2004
| 2019 | 2019 | 2019 | 2019 | 2019 | 2019 | 2019 | 2019 | 2019 | 2019 | 2019 | 2019 | 2020 | 2020 | 2020 | 2020 | 2020 | 2020 | 2020 | 2020 | 2020 | 2020 | 2020 | 2020 | 2021 | 2021 | 2021 | 2021
| 2021-01-01 | 2021-02-01 | 2021-03-01 | 2021-04-01 | 2021-05-01 | 2021-06-01 | 2021-07-01 | 2021-08-01 | 2021-09-01 | 2021-10-01 | 2021-11-01 | 2021-12-01 | 2021-01-01 | 2021-02-01 | 2021-03-01 | 2021-04-01 | 2021-05-01 | 2021-06-01 | 2021-07-01 | 2021-08-01 | 2021-09-01 | 2021-10-01 | 2021-11-01 | 2021-12-01 | 2021-01-01 | 2021-02-01 | 2021-03-01 | 2021-04-01 | Average
SysTotValue | -7998480.4792 | -16243605.2636 | -10732673.6542 | -31413961.1598 | -31569033.3648 | -6968349.6283 | -10923702.0912 | -11331563.6785 | -10584145.7887 | -36191407.9089 | -8189275.0664 | -6761082.8213 | -7762451.8938 | -13375534.548 | -5971908.219 | -18616890.5181 | -158232730.1806 | -115542962.6873 | -10847226.4667 | -5566135.8113 | -7707519.5754 | -8995179.2469 | -7062428.471 | -9633274.3018 | -12460010.4682 | -12119826.4703 | -9497156.8761 | -21305733.0791 | -21914437.4899
SysTotValueNoPen | -5185898.1691 | -12220112.2495 | -4509153.4371 | -1125564.1049 | 568590.3035 | 629606.5464 | -4601652.9377 | -5747549.6536 | -5765519.3409 | -4580206.248 | -7233341.6895 | -6678947.1116 | -6142378.3045 | -4994362.2375 | -5971908.219 | -4643008.3771 | -333393.6993 | -416257.2724 | -2769805.3951 | -5565955.074 | -6939868.5884 | -6361193.6512 | -6759282.312 | -9475882.3018 | -8065651.9677 | -6953402.3274 | -4060026.0514 | -1468210.5011 | -4906083.3704
Cab1Gen | 39.8663 | 35.21 | 32.2059 | 51.4564 | 61.3528 | 57.9155 | 41.024 | 36.0686 | 49.3985 | 41.953 | 41.3083 | 45.2388 | 43.1734 | 46.224 | 14.5709 | 0 | 0 | 27.6179 | 53.688 | 35.8674 | 24.2557 | 32.525 | 46.7124 | 46.3916 | 46.0129 | 46.5685 | 46.8242 | 41.7142 | 38.7551
Cab2Gen | 25.6395 | 20.8749 | 17.828 | 49.2551 | 66.5664 | 65.0881 | 31.0517 | 21.5676 | 1.3121 | 0 | 0 | 0 | 0 | 0 | 24.8407 | 46.8095 | 68.1057 | 66.6288 | 51.8576 | 17.4087 | 10.1399 | 26.9116 | 48.9504 | 41.4278 | 41.8845 | 42.6439 | 40.392 | 30.5203 | 30.6323
Cab3Gen | 21.2736 | 17.6718 | 13.1908 | 45.7528 | 66.4901 | 63.3584 | 26.3793 | 4.9973 | 27.9052 | 27.1433 | 27.6987 | 36.9381 | 43.9603 | 35.3098 | 14.589 | 33.1601 | 68.0221 | 66.5305 | 49.4061 | 15.3896 | 1.7519 | 0 | 0 | 0 | 0 | 0 | 1.3852 | 24.7374 | 26.18
Cab4Gen | 5.0179 | 6.3101 | 4.7713 | 30.8366 | 53.2333 | 42.9578 | 12.2594 | 0.76008 | 0.62299 | 7.3404 | 1.2843 | 11.5543 | 17.612 | 12.0447 | 22.2355 | 29.9459 | 54.6147 | 53.3665 | 32.7122 | 8.2091 | 6.221 | 18.7317 | 11.3838 | 15.3262 | 11.074 | 17.0696 | 14.054 | 6.8094 | 18.1557
CabGen | 91.7973 | 80.0668 | 67.996 | 177.3009 | 247.6427 | 229.3198 | 110.7144 | 63.3936 | 79.2387 | 76.4367 | 70.2511 | 93.7312 | 104.7457 | 93.5785 | 76.2362 | 109.9154 | 190.7425 | 214.1438 | 187.6639 | 76.8748 | 42.3685 | 78.1683 | 107.0466 | 103.1456 | 98.9714 | 106.282 | 102.6553 | 103.7813 | 113.7218
Nox1Gen | 30.2635 | 27.5282 | 22.5098 | 58.7372 | 91.0398 | 80.2936 | 38.5369 | 21.9462 | 17.0166 | 14.4793 | 56.5981 | 43.8908 | 39.2695 | 32.529 | 26.3089 | 42.8876 | 89.35 | 90.7426 | 62.8663 | 27.6583 | 22.8545 | 38.3521 | 56.2011 | 38.7225 | 31.8885 | 35.0296 | 38.3017 | 41.4799 | 43.4744
Nox2Gen | 22.0745 | 21.3785 | 16.6593 | 55.9907 | 93.255 | 73.52 | 24.1013 | 14.4856 | 11.3027 | 7.9813 | 43.8092 | 26.6139 | 20.7739 | 19.9476 | 11.1581 | 23.7315 | 80.8126 | 73.4847 | 58.7978 | 18.0603 | 8.7669 | 25.8708 | 41.3116 | 23.4095 | 19.2433 | 23.707 | 16.6089 | 22.9539 | 32.1361
Nox3Gen | 4.5543 | 5.5677 | 5.1885 | 23.8354 | 65.1823 | 41.2843 | 5.7167 | 0.62424 | 4.9179 | 3.2592 | 3.3101 | 5.1885 | 5.5454 | 5.8938 | 1.4681 | 2.6775 | 75.9755 | 72.4449 | 29.5847 | 4.73 | 0.12778 | 2.4615 | 11.0337 | 2.6104 | 2.5908 | 7.3588 | 4.0299 | 3.525 | 14.3102
Nox4Gen | 26.6485 | 25.3401 | 19.5071 | 56.1465 | 84.6134 | 74.1812 | 33.2665 | 20.0284 | 30.8344 | 29.832 | 0 | 32.6998 | 26.7789 | 22.5303 | 15.2522 | 33.1032 | 83.4868 | 72.7378 | 58.2719 | 26.803 | 22.3603 | 35.4022 | 47.9816 | 30.2402 | 25.0322 | 26.5678 | 27.3049 | 27.152 | 36.218
Nox5Gen | 51.9069 | 41.9839 | 36.3592 | 74.0668 | 102.6447 | 99.2581 | 63.8879 | 38.633 | 53.2154 | 64.2372 | 0 | 27.3826 | 64.1437 | 52.218 | 59.7056 | 63.8687 | 103.469 | 86.2372 | 73.4322 | 40.961 | 33.0351 | 10.3275 | 0 | 55.3494 | 64.5902 | 63.3004 | 59.9009 | 60.3794 | 55.1605
NoxGen | 135.4477 | 121.7983 | 100.2239 | 268.7766 | 436.7353 | 368.5372 | 165.5092 | 95.7175 | 117.2871 | 119.789 | 103.7174 | 135.7756 | 156.5114 | 133.1186 | 113.8928 | 166.2683 | 433.0938 | 395.6472 | 282.9528 | 118.2126 | 87.1445 | 112.4142 | 156.528 | 150.332 | 143.345 | 155.9636 | 146.1464 | 155.4902 | 181.2992
ProdMCHourlyBuyPrice | 32.2056 | 70.3542 | 45.6837 | 14.7569 | 11.1142 | 18.1694 | 23.4651 | 28.7823 | 27.8736 | 31.6075 | 35.1304 | 35.1841 | 21.8374 | 16.5086 | 23.1717 | 16.4681 | 8.3159 | 4.9042 | 15.621 | 30.7191 | 24.9569 | 26.1463 | 26.2514 | 30.1935 | 22.1747 | 43.9077 | 25.6797 | 33.0417 | 26.5795
LF1Gen | 7.9091 | 8.1285 | 7.0326 | 8.4219 | 8.6795 | 8.455 | 3.7505 | 3.0022 | 3.3053 | 4.5011 | 3.579 | 4.4907 | 6.3484 | 8.4465 | 7.0735 | 8.8953 | 8.5718 | 8.1983 | 3.3892 | 2.1146 | 2.3333 | 4.2975 | 5.2307 | 6.3332 | 8.4903 | 6.5766 | 7.865 | 8.9386 | 6.2271
LF2Gen | 8.0438 | 8.1677 | 7.0651 | 8.4223 | 8.6807 | 8.3878 | 3.8059 | 2.9781 | 3.4275 | 4.5309 | 4.2337 | 4.555 | 6.4123 | 8.5184 | 7.2326 | 8.9024 | 8.5884 | 8.4134 | 4.0252 | 2.2685 | 2.2311 | 4.3391 | 6.2834 | 5.9821 | 8.5315 | 6.6478 | 7.9467 | 8.9614 | 6.3422
LF3Gen | 8.0999 | 8.0177 | 6.9627 | 8.4215 | 8.6809 | 1.7523 | 3.3918 | 2.1533 | 3.1897 | 4.0844 | 4.2991 | 4.3466 | 6.3173 | 8.5105 | 7.2694 | 8.9065 | 8.5884 | 8.496 | 4.1916 | 2.2473 | 2.0735 | 0.70393 | 3.6244 | 5.3303 | 8.3391 | 6.5184 | 8.0618 | 8.9578 | 5.7691
LF4Gen | 0 | 0 | 0 | 0 | 0 | 0 | 0 | 0 | 0.50574 | 2.5747 | 4.0018 | 4.0413 | 6.0855 | 8.4894 | 7.0096 | 8.902 | 8.5884 | 8.5182 | 3.888 | 1.8674 | 2.01 | 3.6342 | 6.4228 | 3.2736 | 8.1548 | 6.6067 | 7.9328 | 8.9598 | 3.9809
LFGen | 24.0528 | 24.314 | 21.0604 | 25.2657 | 26.0411 | 18.5951 | 10.9482 | 8.1335 | 10.4283 | 15.6912 | 16.1076 | 17.4336 | 25.1634 | 33.9648 | 28.5851 | 35.6062 | 34.3369 | 33.6259 | 15.494 | 8.4978 | 8.6479 | 12.9748 | 21.549 | 20.9192 | 33.5157 | 26.3494 | 31.8063 | 35.8176 | 22.3188
LL1Gen | 3.0227 | 4.2902 | 8.2471 | 20.8866 | 20.9777 | 9.9123 | 0.94579 | 4.3968 | 4.6436 | 8.6853 | 8.6419 | 6.5663 | 12.137 | 19.4605 | 13.785 | 21.1062 | 20.8777 | 20.7843 | 8.0482 | 4.6689 | 2.7985 | 2.488 | 12.6349 | 10.938 | 18.7576 | 12.9361 | 17.6848 | 21.5181 | 11.4943
LL2Gen | 18.2742 | 17.7632 | 16.5407 | 20.8951 | 20.9862 | 15.7883 | 8.8378 | 6.6576 | 9.1359 | 13.1222 | 13.9242 | 13.1847 | 16.0405 | 20.0263 | 18.0988 | 21.0749 | 20.8862 | 20.7106 | 10.4067 | 6.5873 | 6.1516 | 8.4992 | 11.2338 | 15.9181 | 19.7797 | 16.3416 | 19.0533 | 21.5268 | 15.2659
LL3Gen | 17.8049 | 18.1397 | 15.2942 | 20.9316 | 20.7261 | 16.3106 | 7.0056 | 6.8637 | 9.5714 | 13.339 | 0 | 7.6183 | 14.3605 | 20.2178 | 17.3194 | 20.6058 | 20.9761 | 19.1506 | 10.295 | 4.4508 | 6.1672 | 8.4815 | 8.2636 | 13.8975 | 20.1738 | 15.8071 | 19.1032 | 21.5744 | 14.0875
LL4Gen | 19.4024 | 19.4991 | 17.1657 | 21.2199 | 21.2113 | 20.2841 | 8.1935 | 0 | 0 | 0.87978 | 14.5009 | 13.1986 | 16.7804 | 20.8669 | 19.0366 | 21.1455 | 21.2087 | 20.3121 | 7.2577 | 2.5862 | 3.6865 | 10.3452 | 18.4709 | 8.43 | 21.1411 | 17.5837 | 19.9995 | 21.8684 | 14.5098
LLGen | 58.5041 | 59.6922 | 57.2478 | 83.9333 | 83.9013 | 62.2953 | 24.9827 | 17.9181 | 23.351 | 36.0263 | 37.055 | 40.5679 | 59.3183 | 80.5714 | 68.2398 | 83.9324 | 83.9487 | 80.9576 | 36.0077 | 18.2933 | 18.8038 | 29.8139 | 50.57 | 49.1836 | 79.8522 | 62.6685 | 75.8407 | 86.4876 | 55.3559
Total Hydro Generation | 309.8018 | 285.8714 | 246.5281 | 555.2765 | 794.3203 | 678.7474 | 312.1546 | 185.1627 | 230.3051 | 247.9432 | 227.1312 | 287.5082 | 345.7388 | 341.2333 | 286.954 | 395.7223 | 742.1219 | 724.3745 | 522.1184 | 221.8785 | 156.9647 | 233.3712 | 335.6936 | 323.5805 | 355.6843 | 351.2636 | 356.4487 | 381.5767 | 372.6956
| 2019 | 2019 | 2019 | 2019 | 2019 | 2019 | 2019 | 2019 | 2019 | 2019 | 2019 | 2019 | 2020 | 2020 | 2020 | 2020 | 2020 | 2020 | 2020 | 2020 | 2020 | 2020 | 2020 | 2020 | 2021 | 2021 | 2021 | 2021
| 2021-01-01 | 2021-02-01 | 2021-03-01 | 2021-04-01 | 2021-05-01 | 2021-06-01 | 2021-07-01 | 2021-08-01 | 2021-09-01 | 2021-10-01 | 2021-11-01 | 2021-12-01 | 2021-01-01 | 2021-02-01 | 2021-03-01 | 2021-04-01 | 2021-05-01 | 2021-06-01 | 2021-07-01 | 2021-08-01 | 2021-09-01 | 2021-10-01 | 2021-11-01 | 2021-12-01 | 2021-01-01 | 2021-02-01 | 2021-03-01 | 2021-04-01 | Total
SysTotValue | 22831.5135 | 13825.3825 | -3638.1557 | 26607.0982 | 20921.2451 | 81095.0008 | 25352.2192 | -5520.0953 | 18382.8566 | 14561.3345 | -34464.9616 | 17858.5753 | 9044.1012 | -28726.99 | 5197.8988 | 17547.6115 | -44243.1005 | -125534.3124 | 34379.1923 | 64234.7869 | 11385.9559 | 27775.4438 | 38476.4635 | 53359.0942 | 17950.7554 | 39446.7361 | 60544.1695 | 16932.1707 | 14127.9282
SysTotValueNoPen | 22672.5151 | 24021.7394 | -2009.8415 | 26652.4517 | 37575.7438 | 80589.064 | 18379.9889 | -5185.7848 | 18441.2685 | 7708.7066 | -33697.1551 | 17858.9233 | 13519.6863 | -28906.3567 | 5197.8988 | 12504.767 | 82266.8017 | 24032.7979 | 59575.0487 | 59970.2861 | 12059.6506 | 27444.7379 | 38476.4634 | 53359.0942 | 5955.1562 | 45503.3666 | 53445.2356 | -14833.1352 | 23663.54
Cab1Gen | -1.6894 | -0.55819 | -0.87349 | -1.7308 | -0.027161 | -1.6168 | -0.85617 | -2.0336 | 0.14258 | 0.034078 | -0.33627 | -0.29139 | -0.099842 | 0.62475 | -0.04116 | 0 | 0 | 0.019684 | -1.105 | -0.78897 | -0.91011 | -3.4287 | -3.4485 | -2.5757 | -0.79883 | -3.5408 | -1.7946 | 0.14572 | -0.98495
Cab2Gen | 12.3622 | 8.251 | 9.0262 | 12.6036 | 8.9057 | 12.1028 | 11.1597 | 19.7985 | 1.3121 | 0 | 0 | 0 | 0 | 0 | 10.8764 | 12.499 | 9.0253 | 8.7068 | 11.9211 | 5.0633 | 1.8047 | 4.5121 | 7.6194 | 9.8358 | 9.3464 | 9.8329 | 9.8485 | 14.6271 | 7.8943
Cab3Gen | -7.7051 | -5.9898 | -6.9473 | -5.2574 | -0.016041 | -2.9335 | -6.8363 | -16.3247 | -1.3981 | 0.17642 | -0.36692 | -0.60707 | 0.57907 | -1.2589 | -12.7423 | -13.2376 | 0.023433 | -0.15084 | -5.5145 | -2.8783 | -0.21117 | 0 | 0 | 0 | 0 | 0 | -0.49806 | -12.7244 | -3.6721
Cab4Gen | -2.2509 | -1.7526 | -0.99639 | -2.8546 | -0.16427 | -1.8411 | -2.4278 | -1.6091 | -0.016784 | -0.008342 | -0.007025 | 1.0598 | -0.49455 | 0.17688 | 2.1546 | 1.2368 | -0.002769 | -0.18009 | -1.5682 | -1.0279 | -0.43624 | -0.34936 | -3.1368 | -6.3243 | -6.8502 | -5.3254 | -5.5698 | -2.1611 | -1.526
CabGen | 0.7168 | -0.049533 | 0.20901 | 2.7608 | 8.6982 | 5.7114 | 1.0394 | -0.16891 | 0.039763 | 0.20216 | -0.7097 | 0.16132 | -0.01532 | -0.45725 | 0.24751 | 0.49823 | 9.046 | 8.3955 | 3.7334 | 0.36815 | 0.24722 | 0.73398 | 1.0542 | 0.93588 | 1.6974 | 0.96668 | 1.9861 | -0.11264 | 1.712
Nox1Gen | 0.62777 | 1.1198 | 0.39005 | 0.009759 | 0.15654 | 0.45798 | 1.2395 | -0.16502 | 0.10042 | -0.15707 | 0.52543 | 0.12666 | 2.113 | 2.2702 | 2.2315 | 3.4856 | -0.11977 | 0.35645 | 0.70028 | -0.046321 | 0.44366 | -0.64828 | 1.0479 | -0.38254 | -2.8662 | 0.44909 | 0.50243 | 4.3071 | 0.65271
Nox2Gen | -0.76982 | -0.069365 | -0.097103 | -0.15504 | 0.2061 | 0.6182 | -0.5074 | 0.35246 | 0.72236 | 0.36086 | -0.77538 | 0.30228 | -1.2331 | -1.0944 | 0.67308 | -1.3876 | -1.1645 | -1.1421 | -0.1494 | -0.35 | -0.025813 | 1.6108 | -0.22461 | 0.56819 | -0.11809 | 0.4562 | -1.2185 | -2.6277 | -0.25855
Nox3Gen | 0.6261 | -0.40308 | -0.24475 | -0.37619 | 0.56656 | -0.48331 | 0.12257 | 0.12363 | 0.25942 | 0.005949 | -0.44232 | -0.005928 | 0.004986 | -0.25733 | -0.12347 | -3.9415 | -2.3138 | -0.25673 | -0.76097 | -0.12944 | -0.000311 | -0.25137 | -0.90381 | -0.24827 | 0.60869 | -0.27984 | -0.48888 | -0.11612 | -0.34677
Nox4Gen | -0.40476 | -0.26389 | -0.33653 | 0.61435 | -0.78164 | -0.12733 | -1.6246 | -0.24318 | -0.17126 | -0.077688 | 0 | -0.069231 | 1.237 | -0.92386 | -2.3878 | -0.78198 | -0.31947 | -1.1042 | 0.32454 | -0.17951 | 0.17025 | -0.46633 | 0.26119 | 1.9493 | 1.0718 | -0.89305 | 0.73392 | -1.6617 | -0.23056
Nox5Gen | -0.22377 | -0.23456 | 0.3885 | 0.040506 | -0.27975 | -0.26703 | 0.36302 | 0.040549 | -0.92315 | 0.40887 | 0 | -0.26758 | -1.7996 | -0.21766 | -0.58793 | 3.2927 | -1.2019 | -1.4072 | -0.15444 | 0.64744 | -0.72568 | -0.079641 | 0 | -1.4944 | 0.6279 | 0.25135 | 0.32498 | 0.005491 | -0.12403
NoxGen | -0.1445 | 0.14889 | 0.10017 | 0.13339 | -0.1322 | 0.19852 | -0.40691 | 0.10844 | -0.012214 | 0.54092 | -0.69227 | 0.086193 | 0.32235 | -0.22306 | -0.19463 | 0.66727 | -5.1194 | -3.5537 | -0.039986 | -0.057833 | -0.13789 | 0.16522 | 0.33133 | 0.39236 | -0.67591 | -0.016248 | -0.14603 | -0.092966 | -0.30181
ProdMCHourlyBuyPrice | 0 | 0 | 0 | 0 | 0 | 0 | 0 | 0 | 0 | 0 | 0 | 0 | 0 | 0 | 0 | 0 | 0 | 0 | 0 | 0 | 0 | 0 | 0 | 0 | 0 | 0 | 0 | 0 | 0
LF1Gen | -0.012183 | -0.063799 | -0.051812 | -0.000158 | -0.000301 | 0.022481 | -0.013809 | 0.046465 | 0.021032 | -0.020133 | -0.089786 | 0.043066 | -0.013307 | -0.02356 | -0.022414 | 0.001161 | 0.012246 | -0.077896 | -0.17441 | 0.10508 | 0.10822 | 0.063315 | -0.084408 | 0.10104 | -0.005353 | 0.14409 | 0.021019 | 0.013827 | 0.0017755
LF2Gen | 0.047756 | 0.028265 | 0.0318 | 0.000425 | -9.9e-05 | -0.097517 | 0.002214 | -0.040253 | -0.057977 | 0.011239 | -0.038934 | -0.029784 | 0.14663 | 0.010081 | -0.034056 | -0.003677 | 4.9e-05 | 0.008751 | 0.11245 | -0.050647 | -0.091299 | -0.074988 | -0.12928 | 0.11728 | -0.01727 | 0.00083 | -0.038143 | 0.004895 | -0.0064735
LF3Gen | -0.042302 | 0.037535 | -0.009729 | -0.000266 | 0.000163 | 0.11622 | -0.00301 | 0.011082 | 0.007367 | 0.028228 | -0.17927 | 0.008619 | 0.046655 | -0.010081 | 0.11309 | 0.004781 | 4.9e-05 | 0.012478 | -0.01407 | 0.088198 | -0.045385 | 0.01606 | 0.13846 | -0.005171 | 0.005117 | -0.051388 | 0.10222 | 0.002107 | 0.013491
LF4Gen | 0 | 0 | 0 | 0 | 0 | 0 | 0 | 0 | 0.022794 | -0.047381 | 0.12395 | -0.026692 | -0.1542 | 0.032596 | -0.019957 | -0.005726 | 4.9e-05 | -0.014528 | 0.040675 | -0.1185 | 0.053212 | -0.02558 | 0.027794 | -0.10487 | -0.033765 | -0.12037 | -0.041678 | 0.003312 | -0.014602
LFGen | -0.006729 | 0.002003 | -0.029741 | 0 | -0.000238 | 0.041183 | -0.014605 | 0.017293 | -0.006784 | -0.028046 | -0.18463 | -0.004791 | 0.025786 | 0.009036 | 0.036658 | -0.003462 | 0.012394 | -0.071196 | -0.035355 | 0.024133 | 0.024746 | -0.021193 | -0.048706 | 0.10827 | -0.051271 | -0.026841 | 0.043418 | 0.024141 | -0.0058756
LL1Gen | 0.011694 | 0.73055 | 0.035022 | 0 | 0.004668 | 0.25403 | -0.066123 | -0.008219 | -0.14563 | -0.21064 | 0.50396 | 0.028978 | 0.20728 | 0.022462 | -0.13394 | -0.000696 | 0.002037 | -0.027788 | -0.16254 | 0.094535 | -0.075595 | -0.037527 | -0.25706 | 0.34266 | -0.20656 | 0.063508 | -0.082382 | -0.026481 | 0.030722
LL2Gen | -0.044521 | -0.49809 | 0.050249 | 0 | 0.004669 | 0.18159 | -0.057585 | 0.020393 | 0.02097 | -0.11266 | -0.064098 | 0.16082 | -0.095884 | -0.019191 | 0.14043 | -0.000696 | 0.002038 | 0.097051 | 0.10189 | 0.000283 | 0.03907 | -0.24319 | 0.1876 | -0.13066 | -0.000917 | 0.008214 | 0.079259 | -0.026491 | -0.0071232
LL3Gen | 0.023901 | -0.15505 | -0.069385 | 0 | -0.091733 | -0.50212 | 0.25688 | 0.012432 | 0.13538 | 0.29342 | 0 | 0.10915 | 0.13919 | 0.02602 | 0.058156 | -0.000593 | 0.024519 | -0.017834 | 0.023864 | 0.016169 | 0.060684 | 0.43466 | -0.073764 | -0.15201 | 0.037483 | -0.19487 | -0.02468 | 0.033553 | 0.014408
LL4Gen | 0.010274 | -0.083075 | -0.020753 | 0 | 0.00106 | 0.15583 | -0.25898 | 0 | 0 | 0.17345 | -0.72169 | -0.2138 | -0.25891 | -0.014015 | -0.088415 | 0.00269 | -0.001656 | -0.030693 | 0.043321 | -0.10493 | 0.049826 | -0.21393 | 0.11851 | 0.13299 | -0.025063 | 0.12336 | 0.019082 | 0.069766 | -0.040563
LLGen | 0.001349 | -0.005665 | -0.004867 | 0 | -0.081337 | 0.08934 | -0.12581 | 0.024607 | 0.010724 | 0.14356 | -0.28253 | 0.085156 | -0.008326 | 0.015275 | -0.023771 | 0.000707 | 0.026937 | 0.020736 | 0.006535 | 0.006056 | 0.073985 | -0.05998 | -0.024615 | 0.19298 | -0.19505 | 0.000206 | -0.00872 | 0.050347 | -0.0025775
1.4017

## 8 Cab4 2007
| 2019 | 2019 | 2019 | 2019 | 2019 | 2019 | 2019 | 2019 | 2019 | 2019 | 2019 | 2019 | 2020 | 2020 | 2020 | 2020 | 2020 | 2020 | 2020 | 2020 | 2020 | 2020 | 2020 | 2020 | 2021 | 2021 | 2021 | 2021
| 2021-01-01 | 2021-02-01 | 2021-03-01 | 2021-04-01 | 2021-05-01 | 2021-06-01 | 2021-07-01 | 2021-08-01 | 2021-09-01 | 2021-10-01 | 2021-11-01 | 2021-12-01 | 2021-01-01 | 2021-02-01 | 2021-03-01 | 2021-04-01 | 2021-05-01 | 2021-06-01 | 2021-07-01 | 2021-08-01 | 2021-09-01 | 2021-10-01 | 2021-11-01 | 2021-12-01 | 2021-01-01 | 2021-02-01 | 2021-03-01 | 2021-04-01 | Average
SysTotValue | -7990492.0475 | -16251329.7529 | -10730810.1418 | -31395588.7687 | -31519618.3126 | -6943853.604 | -10933255.097 | -11323703.5304 | -10599307.906 | -36192054.5565 | -8157533.3617 | -6775862.7901 | -7763577.1559 | -13376429.7651 | -5967451.8695 | -18604125.7443 | -157803478.1655 | -115504880.5697 | -10826535.9792 | -5571927.5027 | -7711425.7612 | -8990772.8491 | -7066077.8248 | -9639288.2109 | -12466745.8842 | -12126412.0428 | -9497076.2363 | -21317945.9521 | -21894555.7637
SysTotValueNoPen | -5178262.0752 | -12218083.7971 | -4507410.9962 | -1121688.554 | 562506.3607 | 622318.9366 | -4601358.5979 | -5738647.7398 | -5779386.9152 | -4576565.9071 | -7202363.1882 | -6693727.4283 | -6147792.953 | -4994705.9096 | -5967451.8695 | -4635770.5053 | -330078.8483 | -424659.114 | -2799393.5493 | -5570141.258 | -6944731.8026 | -6356978.0208 | -6762931.6655 | -9481896.2109 | -8058562.4569 | -6949698.9784 | -4060115.1965 | -1465203.1096 | -4906527.9054
Cab1Gen | 39.7544 | 35.2306 | 32.1904 | 51.9919 | 61.3455 | 58.128 | 40.8729 | 35.6888 | 49.5458 | 42.5722 | 41.1137 | 45.4917 | 43.2955 | 45.472 | 14.4499 | 0 | 0 | 27.5873 | 53.7458 | 35.8235 | 24.1746 | 32.6684 | 46.5095 | 46.5752 | 45.71 | 45.7942 | 46.8688 | 42.1383 | 38.7407
Cab2Gen | 25.6391 | 21.0093 | 17.5224 | 48.8495 | 66.5878 | 65.001 | 30.7249 | 21.9694 | 1.3127 | 0 | 0 | 0 | 0 | 0 | 24.7697 | 44.6557 | 68.1004 | 66.4394 | 51.6093 | 16.9731 | 10.3872 | 27.3509 | 49.2852 | 40.7263 | 41.2205 | 41.9945 | 40.3781 | 29.7768 | 30.4387
Cab3Gen | 21.2012 | 17.4613 | 13.179 | 45.7685 | 66.5114 | 63.3757 | 26.44 | 4.9732 | 27.816 | 26.6075 | 28.2975 | 37.4351 | 43.422 | 34.8965 | 14.5731 | 34.543 | 68.0168 | 66.338 | 49.7335 | 15.2674 | 1.7517 | 0 | 0 | 0 | 0 | 0 | 1.3845 | 24.6477 | 26.2014
Cab4Gen | 5.2184 | 6.5099 | 4.9838 | 31.0078 | 53.2134 | 42.875 | 12.658 | 0.82159 | 0.54857 | 7.3438 | 1.2451 | 10.6458 | 18.1583 | 12.8628 | 22.564 | 31.6885 | 54.608 | 53.2691 | 32.5998 | 8.5912 | 6.2344 | 18.4214 | 11.3725 | 16.5277 | 11.2339 | 18.6778 | 14.1948 | 7.1175 | 18.3997
CabGen | 91.813 | 80.2111 | 67.8756 | 177.6176 | 247.6582 | 229.3797 | 110.6958 | 63.453 | 79.223 | 76.5236 | 70.6153 | 93.5726 | 104.8757 | 93.2314 | 76.3567 | 110.8872 | 190.7251 | 213.6339 | 187.6883 | 76.6552 | 42.5479 | 78.4407 | 107.1672 | 103.8293 | 98.1644 | 106.4664 | 102.8263 | 103.6803 | 113.7791
Nox1Gen | 30.6235 | 26.3453 | 22.5116 | 59.1494 | 91.0166 | 80.3625 | 38.0409 | 21.8568 | 17.0417 | 14.621 | 55.813 | 43.1996 | 39.7017 | 32.5229 | 25.8564 | 41.4173 | 89.4348 | 89.4012 | 62.2762 | 28.1727 | 21.7627 | 39.448 | 55.0588 | 39.1493 | 32.9944 | 33.9529 | 37.6289 | 40.6063 | 43.2131
Nox2Gen | 21.8575 | 21.103 | 16.3145 | 55.1136 | 91.3575 | 73.0005 | 24.3639 | 14.7381 | 9.2259 | 8.1444 | 43.8636 | 27.2476 | 20.314 | 20.2615 | 11.0041 | 24.5522 | 80.6463 | 74.1369 | 59.0462 | 18.6082 | 9.3433 | 25.2329 | 41.7482 | 25.1313 | 19.6174 | 23.9005 | 16.7736 | 23.6628 | 32.1539
Nox3Gen | 4.4306 | 5.7053 | 4.9423 | 24.7382 | 65.7635 | 40.959 | 5.8404 | 0.74846 | 5.5589 | 3.0296 | 4.3989 | 5.3203 | 5.5473 | 5.4919 | 1.3433 | 4.575 | 76.7803 | 72.9001 | 30.0557 | 5.1057 | 0.12778 | 1.8515 | 11.1654 | 2.1031 | 2.8365 | 6.8198 | 4.2763 | 3.3721 | 14.4924
Nox4Gen | 26.4577 | 26.2183 | 20.1652 | 55.173 | 85.413 | 74.7968 | 33.4854 | 20.3359 | 32.6897 | 30.2395 | 0 | 31.7817 | 26.1563 | 23.488 | 15.7186 | 33.1849 | 83.5353 | 72.5707 | 57.8877 | 26.7624 | 22.4438 | 35.3052 | 48.4802 | 27.4474 | 24.3984 | 27.8611 | 27.815 | 26.8477 | 36.3092
Nox5Gen | 52.3431 | 42.1414 | 36.3412 | 74.3919 | 103.1366 | 99.4507 | 63.6067 | 38.024 | 52.6592 | 63.8833 | 0 | 27.923 | 65.0198 | 50.829 | 60.1402 | 61.9147 | 103.0506 | 87.0842 | 74.0302 | 39.4709 | 33.5897 | 10.3333 | 0 | 56.1321 | 64.0221 | 63.5303 | 59.4244 | 61.0473 | 55.1257
NoxGen | 135.7124 | 121.5134 | 100.2747 | 268.5661 | 436.6872 | 368.5695 | 165.3373 | 95.7033 | 117.1753 | 119.9178 | 104.0755 | 135.4721 | 156.739 | 132.5933 | 114.0625 | 165.644 | 433.4473 | 396.093 | 283.2959 | 118.1199 | 87.2672 | 112.1709 | 156.3119 | 149.9632 | 143.8689 | 156.0646 | 145.9181 | 155.5361 | 181.2893
ProdMCHourlyBuyPrice | 32.2056 | 70.3542 | 45.6837 | 14.7569 | 11.1142 | 18.1694 | 23.4651 | 28.7823 | 27.8736 | 31.6075 | 35.1304 | 35.1841 | 21.8374 | 16.5086 | 23.1717 | 16.4681 | 8.3159 | 4.9042 | 15.621 | 30.7191 | 24.9569 | 26.1463 | 26.2514 | 30.1935 | 22.1747 | 43.9077 | 25.6797 | 33.0417 | 26.5795
LF1Gen | 8.0153 | 8.1141 | 7.1109 | 8.4216 | 8.6796 | 8.455 | 3.7674 | 2.9398 | 3.3407 | 4.3301 | 3.4982 | 4.6227 | 6.2776 | 8.4561 | 7.1493 | 8.8973 | 8.5726 | 8.3026 | 3.4867 | 2.149 | 2.223 | 4.2996 | 5.4047 | 6.4145 | 8.5176 | 6.5149 | 7.8479 | 8.929 | 6.2406
LF2Gen | 8.0318 | 8.1251 | 7.0473 | 8.4222 | 8.6808 | 8.483 | 3.8268 | 3.018 | 3.4883 | 4.5627 | 3.994 | 4.6132 | 6.3423 | 8.5588 | 7.1512 | 8.9067 | 8.5884 | 8.389 | 3.8472 | 2.317 | 2.2696 | 4.3605 | 6.3194 | 5.8499 | 8.5139 | 6.4504 | 7.9157 | 8.9619 | 6.3227
LF3Gen | 8.0255 | 8.0717 | 6.9155 | 8.422 | 8.6807 | 1.6308 | 3.3687 | 2.1636 | 3.1259 | 3.9152 | 4.5069 | 4.1905 | 6.2376 | 8.467 | 7.3041 | 8.9029 | 8.5768 | 8.4646 | 4.1627 | 2.0966 | 2.2842 | 0.69295 | 3.4785 | 5.2817 | 8.3953 | 6.6836 | 7.9861 | 8.959 | 5.7497
LF4Gen | 0 | 0 | 0 | 0 | 0 | 0 | 0 | 0 | 0.5038 | 2.9034 | 4.2256 | 4.1279 | 6.2082 | 8.4779 | 6.9584 | 8.9066 | 8.5884 | 8.509 | 4.0041 | 1.872 | 1.8491 | 3.612 | 6.403 | 3.2564 | 8.2273 | 6.7229 | 8.0151 | 8.9579 | 4.0118
LFGen | 24.0725 | 24.3108 | 21.0737 | 25.2657 | 26.0411 | 18.5688 | 10.9628 | 8.1215 | 10.4587 | 15.7114 | 16.2125 | 17.5542 | 25.0656 | 33.9598 | 28.563 | 35.6135 | 34.3262 | 33.6652 | 15.5007 | 8.4346 | 8.6259 | 12.9651 | 21.6007 | 20.8025 | 33.6541 | 26.3719 | 31.7648 | 35.8078 | 22.3241
LL1Gen | 3.0499 | 4.1785 | 8.0417 | 20.8866 | 20.9777 | 9.9823 | 0.8682 | 4.4642 | 4.8094 | 8.7498 | 8.4384 | 6.6609 | 12.1913 | 19.4579 | 13.8279 | 21.0938 | 20.8488 | 20.9231 | 8.2973 | 4.5498 | 2.9346 | 2.5766 | 12.8594 | 10.4061 | 19.0388 | 12.9753 | 17.7714 | 21.4891 | 11.5125
LL2Gen | 18.3391 | 17.8592 | 16.5762 | 20.8951 | 20.8975 | 15.421 | 9.0463 | 6.6068 | 9.0594 | 13.2514 | 13.6818 | 13.0159 | 15.6485 | 20.0267 | 18.0606 | 21.0626 | 20.8572 | 20.651 | 10.4086 | 6.5493 | 5.9901 | 8.5472 | 11.2846 | 15.8887 | 19.8834 | 16.3386 | 18.8458 | 21.528 | 15.2222
LL3Gen | 17.8435 | 18.1515 | 15.4753 | 20.9316 | 20.8152 | 16.6535 | 6.6673 | 6.8553 | 9.4714 | 13.0569 | 0 | 7.4611 | 14.66 | 20.2074 | 17.3103 | 20.6269 | 20.9757 | 19.0965 | 9.9508 | 4.4795 | 6.1258 | 8.1076 | 8.1117 | 14.1429 | 20.1679 | 15.9214 | 19.2673 | 21.5757 | 14.0753
LL4Gen | 19.27 | 19.4889 | 17.1671 | 21.2199 | 21.2113 | 20.2475 | 8.4523 | 0 | 0 | 0.83753 | 15.0239 | 13.576 | 16.7106 | 20.8775 | 19.0455 | 21.1484 | 21.2383 | 20.4077 | 7.3428 | 2.7124 | 3.7016 | 10.6161 | 18.3626 | 8.3853 | 21.1282 | 17.4263 | 19.9663 | 21.8698 | 14.5512
LLGen | 58.5025 | 59.678 | 57.2603 | 83.9333 | 83.9018 | 62.3043 | 25.0341 | 17.9263 | 23.3403 | 35.8955 | 37.1325 | 40.7139 | 59.2103 | 80.5695 | 68.2443 | 83.9317 | 83.92 | 81.0784 | 35.9994 | 18.2909 | 18.7522 | 29.8475 | 50.5847 | 48.823 | 80.2183 | 62.6616 | 75.8508 | 86.4625 | 55.3596
Total Hydro Generation | 310.1005 | 285.7133 | 246.4843 | 555.3826 | 794.2883 | 678.8223 | 312.03 | 185.2041 | 230.1974 | 248.0483 | 228.0358 | 287.3128 | 345.8907 | 340.354 | 287.2265 | 396.0764 | 742.4186 | 724.4705 | 522.4842 | 221.5006 | 157.1932 | 233.4241 | 335.6646 | 323.418 | 355.9057 | 351.5645 | 356.36 | 381.4867 | 372.7521
| 2019 | 2019 | 2019 | 2019 | 2019 | 2019 | 2019 | 2019 | 2019 | 2019 | 2019 | 2019 | 2020 | 2020 | 2020 | 2020 | 2020 | 2020 | 2020 | 2020 | 2020 | 2020 | 2020 | 2020 | 2021 | 2021 | 2021 | 2021
| 2021-01-01 | 2021-02-01 | 2021-03-01 | 2021-04-01 | 2021-05-01 | 2021-06-01 | 2021-07-01 | 2021-08-01 | 2021-09-01 | 2021-10-01 | 2021-11-01 | 2021-12-01 | 2021-01-01 | 2021-02-01 | 2021-03-01 | 2021-04-01 | 2021-05-01 | 2021-06-01 | 2021-07-01 | 2021-08-01 | 2021-09-01 | 2021-10-01 | 2021-11-01 | 2021-12-01 | 2021-01-01 | 2021-02-01 | 2021-03-01 | 2021-04-01 | Total
SysTotValue | 7988.4317 | -7724.4893 | 1863.5124 | 18372.3911 | 49415.0522 | 24496.0243 | -9553.0058 | 7860.1481 | -15162.1173 | -646.6476 | 31741.7047 | -14779.9688 | -1125.2621 | -895.2171 | 4456.3495 | 12764.7738 | 429252.0151 | 38082.1175 | 20690.4875 | -5791.6914 | -3906.1857 | 4406.3978 | -3649.3538 | -6013.9091 | -6735.4161 | -6585.5725 | 80.6397 | -12212.873 | 19881.7263
SysTotValueNoPen | 7636.0939 | 2028.4525 | 1742.441 | 3875.5509 | -6083.9429 | -7287.6098 | 294.3398 | 8901.9139 | -13867.5743 | 3640.3409 | 30978.5013 | -14780.3168 | -5414.6486 | -343.672 | 4456.3495 | 7237.8718 | 3314.8511 | -8401.8416 | -29588.1542 | -4186.184 | -4863.2142 | 4215.6304 | -3649.3535 | -6013.9091 | 7089.5108 | 3703.349 | -89.1451 | 3007.3915 | -444.5349
Cab1Gen | -0.11186 | 0.020661 | -0.015531 | 0.5355 | -0.007325 | 0.21248 | -0.15112 | -0.37985 | 0.14731 | 0.61924 | -0.19457 | 0.25292 | 0.12206 | -0.75196 | -0.12096 | 0 | 0 | -0.030606 | 0.057798 | -0.043843 | -0.081053 | 0.14338 | -0.20287 | 0.18361 | -0.30298 | -0.77434 | 0.04469 | 0.42406 | -0.01447
Cab2Gen | -0.000429 | 0.13437 | -0.30555 | -0.40565 | 0.021415 | -0.087121 | -0.32679 | 0.40182 | 0.000574 | 0 | 0 | 0 | 0 | 0 | -0.071001 | -2.1537 | -0.005329 | -0.1894 | -0.24837 | -0.43558 | 0.24732 | 0.4393 | 0.33481 | -0.70148 | -0.66405 | -0.64946 | -0.01385 | -0.74358 | -0.19364
Cab3Gen | -0.072373 | -0.21048 | -0.01187 | 0.015613 | 0.021307 | 0.017317 | 0.060696 | -0.024064 | -0.089159 | -0.53576 | 0.59882 | 0.49697 | -0.53837 | -0.41328 | -0.015932 | 1.3829 | -0.005322 | -0.19247 | 0.32739 | -0.12221 | -0.000243 | 0 | 0 | 0 | 0 | 0 | -0.000717 | -0.089679 | 0.021396
Cab4Gen | 0.20044 | 0.19975 | 0.21254 | 0.17119 | -0.019863 | -0.082746 | 0.39858 | 0.061506 | -0.074423 | 0.003386 | -0.039236 | -0.90855 | 0.54629 | 0.81815 | 0.32844 | 1.7426 | -0.006738 | -0.097409 | -0.11242 | 0.38204 | 0.013391 | -0.31033 | -0.011287 | 1.2015 | 0.15997 | 1.6082 | 0.14085 | 0.30816 | 0.24407
CabGen | 0.01578 | 0.1443 | -0.12041 | 0.31665 | 0.015534 | 0.059928 | -0.018639 | 0.059416 | -0.015699 | 0.086863 | 0.36424 | -0.15866 | 0.12999 | -0.34708 | 0.12055 | 0.97173 | -0.017392 | -0.50989 | 0.024387 | -0.2196 | 0.17942 | 0.27235 | 0.12065 | 0.68365 | -0.80705 | 0.18438 | 0.17097 | -0.10103 | 0.057334
Nox1Gen | 0.36003 | -1.1829 | 0.001789 | 0.41226 | -0.023139 | 0.068943 | -0.49595 | -0.089447 | 0.02508 | 0.1417 | -0.78518 | -0.6912 | 0.43224 | -0.006058 | -0.45244 | -1.4703 | 0.084819 | -1.3414 | -0.59009 | 0.51445 | -1.0918 | 1.0959 | -1.1424 | 0.42672 | 1.1059 | -1.0767 | -0.67283 | -0.87364 | -0.26127
Nox2Gen | -0.21704 | -0.27544 | -0.34485 | -0.87702 | -1.8975 | -0.5195 | 0.26258 | 0.25243 | -2.0769 | 0.16309 | 0.05442 | 0.63364 | -0.45993 | 0.31394 | -0.15397 | 0.8207 | -0.16626 | 0.65215 | 0.24835 | 0.54785 | 0.57639 | -0.63791 | 0.4366 | 1.7218 | 0.37413 | 0.19352 | 0.16466 | 0.70882 | 0.017814
Nox3Gen | -0.12361 | 0.13765 | -0.24621 | 0.90279 | 0.58116 | -0.32526 | 0.12368 | 0.12421 | 0.64097 | -0.22957 | 1.0888 | 0.13185 | 0.001877 | -0.40186 | -0.12485 | 1.8975 | 0.80482 | 0.45519 | 0.47099 | 0.37579 | 0 | -0.61002 | 0.1317 | -0.50722 | 0.24568 | -0.53901 | 0.24632 | -0.1529 | 0.18216
Nox4Gen | -0.19077 | 0.87819 | 0.65813 | -0.97357 | 0.79964 | 0.61555 | 0.21889 | 0.30752 | 1.8553 | 0.40752 | 0 | -0.91815 | -0.6226 | 0.95772 | 0.46633 | 0.081728 | 0.048559 | -0.16712 | -0.38422 | -0.040656 | 0.083432 | -0.097073 | 0.49854 | -2.7928 | -0.63375 | 1.2933 | 0.5101 | -0.30429 | 0.091265
Nox5Gen | 0.43616 | 0.15752 | -0.018047 | 0.32505 | 0.49182 | 0.19257 | -0.28113 | -0.60897 | -0.55623 | -0.35395 | 0 | 0.5404 | 0.876 | -1.389 | 0.43463 | -1.954 | -0.4184 | 0.84694 | 0.59803 | -1.4901 | 0.55464 | 0.005768 | 0 | 0.78269 | -0.56811 | 0.22984 | -0.47655 | 0.66789 | -0.034804
NoxGen | 0.26476 | -0.28496 | 0.050818 | -0.21049 | -0.048019 | 0.032314 | -0.17194 | -0.01425 | -0.11177 | 0.12879 | 0.35802 | -0.30346 | 0.22759 | -0.52527 | 0.1697 | -0.6243 | 0.35353 | 0.44577 | 0.34306 | -0.092683 | 0.12268 | -0.24332 | -0.21614 | -0.3688 | 0.52388 | 0.10096 | -0.22829 | 0.045885 | -0.0098544
ProdMCHourlyBuyPrice | 0 | 0 | 0 | 0 | 0 | 0 | 0 | 0 | 0 | 0 | 0 | 0 | 0 | 0 | 0 | 0 | 0 | 0 | 0 | 0 | 0 | 0 | 0 | 0 | 0 | 0 | 0 | 0 | 0
LF1Gen | 0.10626 | -0.014472 | 0.078357 | -0.000364 | 3.4e-05 | -6.2e-05 | 0.016945 | -0.062345 | 0.035351 | -0.17104 | -0.080795 | 0.13199 | -0.070838 | 0.009569 | 0.075824 | 0.002004 | 0.000809 | 0.1043 | 0.097492 | 0.034423 | -0.11029 | 0.002102 | 0.17394 | 0.081274 | 0.027355 | -0.061626 | -0.017125 | -0.009601 | 0.013553
LF2Gen | -0.012012 | -0.042645 | -0.017864 | -0.000133 | 0.000133 | 0.095222 | 0.020803 | 0.039969 | 0.060808 | 0.031794 | -0.23973 | 0.058115 | -0.069943 | 0.040417 | -0.081383 | 0.004315 | 6e-06 | -0.02444 | -0.17798 | 0.048529 | 0.03848 | 0.021348 | 0.036023 | -0.13219 | -0.017651 | -0.19734 | -0.030984 | 0.000495 | -0.019565
LF3Gen | -0.074465 | 0.053956 | -0.047231 | 0.000497 | -0.000168 | -0.1215 | -0.0231 | 0.01038 | -0.063801 | -0.16921 | 0.2078 | -0.15612 | -0.079699 | -0.043471 | 0.034654 | -0.003608 | -0.011537 | -0.03141 | -0.028941 | -0.15075 | 0.21069 | -0.01098 | -0.14588 | -0.048599 | 0.056214 | 0.1652 | -0.075661 | 0.001185 | -0.019484
LF4Gen | 0 | 0 | 0 | 0 | 0 | 0 | 0 | 0 | -0.001932 | 0.32873 | 0.22375 | 0.086671 | 0.1227 | -0.011528 | -0.051197 | 0.004642 | 6e-06 | -0.00915 | 0.11612 | 0.004544 | -0.16086 | -0.022201 | -0.019782 | -0.017252 | 0.072524 | 0.11625 | 0.082318 | -0.001857 | 0.030803
LFGen | 0.019786 | -0.003161 | 0.013263 | 0 | 0 | -0.026341 | 0.014648 | -0.011996 | 0.030427 | 0.020266 | 0.10489 | 0.12066 | -0.097778 | -0.005012 | -0.022101 | 0.007353 | -0.010715 | 0.039299 | 0.00669 | -0.063256 | -0.021984 | -0.009729 | 0.051754 | -0.11676 | 0.13844 | 0.022481 | -0.041452 | -0.009779 | 0.0053533
LL1Gen | 0.027254 | -0.11173 | -0.20542 | 0 | 6e-06 | 0.070039 | -0.077594 | 0.067416 | 0.1658 | 0.064443 | -0.20347 | 0.094595 | 0.054314 | -0.002547 | 0.042873 | -0.012364 | -0.028954 | 0.13883 | 0.249 | -0.1191 | 0.13609 | 0.088593 | 0.22448 | -0.53186 | 0.28118 | 0.039162 | 0.086559 | -0.029018 | 0.018164
LL2Gen | 0.064847 | 0.096011 | 0.035414 | 0 | -0.088668 | -0.36729 | 0.20846 | -0.050768 | -0.076502 | 0.1292 | -0.2424 | -0.16881 | -0.39199 | 0.000383 | -0.038201 | -0.012369 | -0.028966 | -0.059531 | 0.001913 | -0.038034 | -0.16147 | 0.048015 | 0.050829 | -0.029438 | 0.10369 | -0.002953 | -0.20746 | 0.001266 | -0.043744
LL3Gen | 0.038592 | 0.011721 | 0.18113 | 0 | 0.089169 | 0.34284 | -0.33831 | -0.008437 | -0.10002 | -0.28215 | 0 | -0.15717 | 0.29947 | -0.010418 | -0.00916 | 0.021086 | -0.000436 | -0.05406 | -0.34428 | 0.02864 | -0.041374 | -0.37394 | -0.15194 | 0.24536 | -0.005883 | 0.1143 | 0.16413 | 0.001277 | -0.012138
LL4Gen | -0.13233 | -0.010227 | 0.001403 | 0 | -1.7e-05 | -0.036632 | 0.25879 | 0 | 0 | -0.04225 | 0.52308 | 0.37737 | -0.069739 | 0.010659 | 0.008922 | 0.002941 | 0.029647 | 0.09556 | 0.085037 | 0.12613 | 0.015126 | 0.27092 | -0.10829 | -0.044652 | -0.012922 | -0.15743 | -0.03316 | 0.001393 | 0.041405
LLGen | -0.001639 | -0.014227 | 0.012524 | 0 | 0.00049 | 0.008953 | 0.051347 | 0.008211 | -0.010715 | -0.13076 | 0.077495 | 0.14599 | -0.10795 | -0.001923 | 0.004435 | -0.000707 | -0.028707 | 0.1208 | -0.00833 | -0.002364 | -0.051628 | 0.033583 | 0.014702 | -0.36058 | 0.36607 | -0.006919 | 0.01007 | -0.025083 | 0.0036834
0.056516

## 9 Nox1 2009
| 2019 | 2019 | 2019 | 2019 | 2019 | 2019 | 2019 | 2019 | 2019 | 2019 | 2019 | 2019 | 2020 | 2020 | 2020 | 2020 | 2020 | 2020 | 2020 | 2020 | 2020 | 2020 | 2020 | 2020 | 2021 | 2021 | 2021 | 2021
| 2021-01-01 | 2021-02-01 | 2021-03-01 | 2021-04-01 | 2021-05-01 | 2021-06-01 | 2021-07-01 | 2021-08-01 | 2021-09-01 | 2021-10-01 | 2021-11-01 | 2021-12-01 | 2021-01-01 | 2021-02-01 | 2021-03-01 | 2021-04-01 | 2021-05-01 | 2021-06-01 | 2021-07-01 | 2021-08-01 | 2021-09-01 | 2021-10-01 | 2021-11-01 | 2021-12-01 | 2021-01-01 | 2021-02-01 | 2021-03-01 | 2021-04-01 | Average
SysTotValue | -7925450.1918 | -16161786.5843 | -10614178.0286 | -31349295.2293 | -31466947.1928 | -6879079.1535 | -10871978.7434 | -11291081.9656 | -10560340.8975 | -36193930.8679 | -8029079.7361 | -6672758.9249 | -7698966.8377 | -13324201.0439 | -5924403.7772 | -18518155.7353 | -157824076.9106 | -115239163.3165 | -10707292.6469 | -5455494.1917 | -7641755.2454 | -8901967.4077 | -6984123.6213 | -9597816.7038 | -12379897.6699 | -11708768.593 | -9205131.8863 | -21165492.5768 | -21796164.8457
SysTotValueNoPen | -5112817.1984 | -12139279.8172 | -4385237.2918 | -1073098.6109 | 613869.5028 | 686137.7109 | -4538299.3387 | -5701578.1567 | -5740261.5926 | -4581850.0223 | -7074143.0412 | -6590623.5632 | -6085494.4647 | -4942993.9784 | -5924403.7772 | -4550214.6578 | -287563.0728 | -360253.698 | -2718779.158 | -5455494.1917 | -6873480.2212 | -6267747.7905 | -6680977.4621 | -9440424.7038 | -7966128.3068 | -6847523.7451 | -3973584.1817 | -1368490.2875 | -4835026.2542
Cab1Gen | 39.8946 | 34.845 | 31.8357 | 51.8031 | 61.3502 | 58.4015 | 40.8774 | 36.2612 | 49.4538 | 41.6068 | 41.5856 | 44.7861 | 43.673 | 46.0819 | 14.4852 | 0 | 0 | 27.615 | 54.1278 | 35.6057 | 24.4378 | 33.3887 | 47.8385 | 46.9635 | 46.2096 | 47.1594 | 47.3282 | 42.265 | 38.9243
Cab2Gen | 25.7121 | 20.3898 | 18.3195 | 49.2343 | 66.5688 | 65.0163 | 30.8253 | 18.0803 | 1.312 | 0 | 0 | 0 | 0 | 0 | 24.8025 | 48.5065 | 68.1043 | 66.7197 | 51.6693 | 17.193 | 10.4007 | 26.6796 | 46.7986 | 38.2523 | 38.9963 | 41.197 | 38.0445 | 29.5698 | 30.0855
Cab3Gen | 20.7145 | 17.5074 | 13.7732 | 45.4092 | 66.4871 | 62.7791 | 26.2994 | 8.0953 | 27.9255 | 27.0841 | 28.0932 | 36.7617 | 43.4397 | 33.7507 | 13.4024 | 32.9784 | 68.0207 | 66.6377 | 49.1402 | 15.7796 | 1.752 | 0 | 0 | 0 | 0 | 0 | 1.3808 | 23.4941 | 26.0966
Cab4Gen | 5.6086 | 6.8522 | 4.335 | 31.1813 | 53.1641 | 42.9029 | 13.1784 | 0.86196 | 0.6326 | 7.3443 | 1.3467 | 11.9868 | 17.9281 | 13.9563 | 23.2123 | 30.4279 | 54.5314 | 53.5001 | 32.5661 | 8.2486 | 5.9768 | 18.407 | 12.1407 | 17.5813 | 13.705 | 18.0007 | 16.3166 | 8.3261 | 18.7221
CabGen | 91.9298 | 79.5945 | 68.2635 | 177.6279 | 247.5701 | 229.0998 | 111.1805 | 63.2988 | 79.3238 | 76.0351 | 70.9847 | 93.5346 | 105.0408 | 93.789 | 75.9024 | 111.9128 | 190.6563 | 214.4725 | 187.5035 | 76.827 | 42.5672 | 78.4753 | 106.696 | 102.7971 | 98.911 | 106.357 | 103.0701 | 103.6551 | 113.8241
Nox1Gen | 49.8212 | 39.3919 | 33.6252 | 70.7486 | 98.6905 | 93.1195 | 58.9045 | 35.5382 | 27.2431 | 18.2792 | 66.8582 | 65.9752 | 61.3091 | 51.5825 | 57.6941 | 71.1899 | 97.7839 | 96.6173 | 74.8547 | 42.967 | 42.2928 | 60.7658 | 72.7942 | 60.416 | 59.8727 | 57.677 | 57.2138 | 66.643 | 60.3525
Nox2Gen | 20.0125 | 19.9839 | 15.3242 | 53.8452 | 92.995 | 70.6082 | 21.6508 | 13.0159 | 9.0497 | 7.0357 | 38.8115 | 22.7977 | 19.0161 | 18.0306 | 8.5049 | 18.9143 | 79.9334 | 75.2177 | 57.1347 | 17.8462 | 7.8235 | 21.6826 | 37.3514 | 18.5327 | 15.5779 | 21.3231 | 14.8438 | 16.204 | 29.7524
Nox3Gen | 3.3066 | 4.7438 | 5.1857 | 23.9766 | 65.1832 | 40.6903 | 5.5929 | 0.62654 | 4.7901 | 3.1402 | 3.2328 | 5.1853 | 5.4201 | 5.4927 | 1.0964 | 3.0559 | 77.1207 | 72.169 | 29.1322 | 6.2421 | 0.12775 | 1.8515 | 9.7328 | 1.4828 | 1.7269 | 6.8167 | 4.0112 | 3.1424 | 14.0812
Nox4Gen | 21.7824 | 23.5037 | 17.8225 | 52.9682 | 84.0501 | 72.5796 | 30.0013 | 17.9624 | 29.5565 | 29.3243 | 0 | 27.3964 | 23.6101 | 20.293 | 13.4506 | 24.1497 | 84.8477 | 71.7839 | 56.7816 | 18.1201 | 11.5792 | 23.6184 | 40.9851 | 25.4832 | 21.6122 | 22.1591 | 20.9966 | 21.4473 | 32.4238
Nox5Gen | 43.4802 | 36.1048 | 30.194 | 71.2661 | 103.2051 | 97.5579 | 52.5253 | 30.2903 | 48.1162 | 62.4785 | 0 | 18.4726 | 50.4824 | 40.6826 | 36.0362 | 53.1423 | 101.5911 | 86.9279 | 69.9637 | 35.4258 | 28.1386 | 8.153 | 0 | 46.8037 | 49.1826 | 51.0323 | 52.6816 | 52.191 | 48.4331
NoxGen | 138.4029 | 123.7281 | 102.1516 | 272.8047 | 444.1238 | 374.5554 | 168.6747 | 97.4333 | 118.7555 | 120.2578 | 108.9025 | 139.8273 | 159.8378 | 136.0814 | 116.7823 | 170.452 | 441.2767 | 402.7159 | 287.8669 | 120.6012 | 89.9618 | 116.0712 | 160.8635 | 152.7184 | 147.9723 | 159.0081 | 149.7471 | 159.6277 | 185.0429
ProdMCHourlyBuyPrice | 32.2056 | 70.3542 | 45.6837 | 14.7569 | 11.1142 | 18.1694 | 23.4651 | 28.7823 | 27.8736 | 31.6075 | 35.1304 | 35.1841 | 21.8374 | 16.5086 | 23.1717 | 16.4681 | 8.3159 | 4.9042 | 15.621 | 30.7191 | 24.9569 | 26.1463 | 26.2514 | 30.1935 | 22.1747 | 43.9077 | 25.6797 | 33.0417 | 26.5795
LF1Gen | 7.973 | 8.007 | 7.0758 | 8.4223 | 8.6796 | 8.3796 | 3.7484 | 2.8806 | 3.2566 | 4.5815 | 3.6087 | 4.4925 | 6.3766 | 8.4816 | 7.2586 | 8.8744 | 8.5841 | 8.2227 | 3.5262 | 2.1673 | 2.1257 | 4.2997 | 5.2351 | 6.3248 | 8.5324 | 6.6012 | 7.8931 | 8.9429 | 6.234
LF2Gen | 8.0876 | 8.1442 | 7.0422 | 8.4221 | 8.6806 | 8.4747 | 3.8083 | 2.9729 | 3.4913 | 4.6597 | 4.198 | 4.6123 | 6.3226 | 8.4992 | 7.1598 | 8.9135 | 8.5883 | 8.4121 | 3.7519 | 2.2612 | 2.3386 | 4.3395 | 6.4254 | 5.7832 | 8.5095 | 6.4994 | 7.9682 | 8.9563 | 6.3329
LF3Gen | 8.0162 | 8.1225 | 6.9317 | 8.4213 | 8.6811 | 1.6403 | 3.3992 | 2.2673 | 3.2158 | 3.9257 | 4.5976 | 4.4928 | 6.2792 | 8.5074 | 7.1498 | 8.9148 | 8.5883 | 8.5329 | 4.1921 | 2.1529 | 2.092 | 0.69356 | 3.4713 | 5.241 | 8.4251 | 6.7116 | 7.9943 | 8.959 | 5.772
LF4Gen | 0 | 0 | 0 | 0 | 0 | 0 | 0 | 0 | 0.49422 | 2.5415 | 3.8553 | 3.8473 | 6.1397 | 8.4709 | 6.9933 | 8.9093 | 8.5883 | 8.5779 | 4.0384 | 1.9017 | 2.0722 | 3.718 | 6.317 | 3.4304 | 8.1489 | 6.606 | 7.9548 | 8.9581 | 3.9844
LFGen | 24.0768 | 24.2737 | 21.0497 | 25.2657 | 26.0413 | 18.4946 | 10.9559 | 8.1208 | 10.4579 | 15.7084 | 16.2474 | 17.4449 | 25.1181 | 33.9591 | 28.5615 | 35.612 | 34.349 | 33.7456 | 15.5085 | 8.4832 | 8.6285 | 13.0507 | 21.4353 | 20.7794 | 33.6158 | 26.4182 | 31.8105 | 35.8163 | 22.3225
LL1Gen | 3.0641 | 3.9896 | 8.3163 | 20.8866 | 20.9736 | 9.6614 | 0.84492 | 4.7282 | 4.4771 | 8.4934 | 8.8245 | 6.9675 | 11.6688 | 19.4163 | 13.9078 | 21.0627 | 20.8737 | 20.7853 | 8.0392 | 4.7053 | 2.8236 | 2.7046 | 13.2778 | 10.6614 | 19.0236 | 12.8471 | 17.86 | 21.543 | 11.5153
LL2Gen | 18.2929 | 17.9478 | 16.4418 | 20.8951 | 20.923 | 15.1614 | 8.7582 | 6.427 | 9.2654 | 13.4226 | 13.3557 | 12.881 | 16.2401 | 20.0316 | 18.0288 | 21.0315 | 20.8821 | 20.848 | 10.6014 | 6.4234 | 6.2246 | 8.576 | 11.0827 | 15.8472 | 19.7819 | 16.4646 | 19.0009 | 21.5517 | 15.2282
LL3Gen | 17.764 | 18.2783 | 15.2879 | 20.9316 | 20.8221 | 17.3399 | 7.0126 | 6.7693 | 9.6012 | 13.2542 | 0 | 7.3631 | 14.1381 | 20.1885 | 17.3057 | 20.6782 | 20.9793 | 19.107 | 9.9698 | 4.5478 | 6.0754 | 8.0629 | 8.2647 | 14.0367 | 20.2093 | 15.8504 | 18.963 | 21.5355 | 14.0835
LL4Gen | 19.3776 | 19.4759 | 17.2113 | 21.2199 | 21.2126 | 20.0006 | 8.5421 | 0 | 0 | 0.74682 | 15.0276 | 13.3953 | 17.2386 | 20.8689 | 19.067 | 21.1592 | 21.2382 | 20.3156 | 7.3942 | 2.6162 | 3.6283 | 10.5858 | 17.8971 | 8.3045 | 21.1843 | 17.5106 | 20.0233 | 21.8574 | 14.5392
LLGen | 58.4985 | 59.6916 | 57.2573 | 83.9333 | 83.9312 | 62.1633 | 25.1579 | 17.9245 | 23.3437 | 35.9171 | 37.1956 | 40.607 | 59.2857 | 80.5053 | 68.3094 | 83.9317 | 83.9733 | 81.0559 | 36.0046 | 18.2927 | 18.7519 | 29.9293 | 50.4886 | 48.8499 | 80.1991 | 62.6727 | 75.8472 | 86.4876 | 55.3645
Total Hydro Generation | 312.908 | 287.2879 | 248.722 | 559.6315 | 801.6665 | 684.313 | 315.9689 | 186.7774 | 231.881 | 247.9185 | 233.3302 | 291.4139 | 349.2824 | 344.3348 | 289.5556 | 401.9085 | 750.2555 | 731.9898 | 526.8835 | 224.204 | 159.9094 | 237.5265 | 339.4834 | 325.1447 | 360.6982 | 354.4561 | 360.4749 | 385.5867 | 376.554
| 2019 | 2019 | 2019 | 2019 | 2019 | 2019 | 2019 | 2019 | 2019 | 2019 | 2019 | 2019 | 2020 | 2020 | 2020 | 2020 | 2020 | 2020 | 2020 | 2020 | 2020 | 2020 | 2020 | 2020 | 2021 | 2021 | 2021 | 2021
| 2021-01-01 | 2021-02-01 | 2021-03-01 | 2021-04-01 | 2021-05-01 | 2021-06-01 | 2021-07-01 | 2021-08-01 | 2021-09-01 | 2021-10-01 | 2021-11-01 | 2021-12-01 | 2021-01-01 | 2021-02-01 | 2021-03-01 | 2021-04-01 | 2021-05-01 | 2021-06-01 | 2021-07-01 | 2021-08-01 | 2021-09-01 | 2021-10-01 | 2021-11-01 | 2021-12-01 | 2021-01-01 | 2021-02-01 | 2021-03-01 | 2021-04-01 | Total
SysTotValue | 65041.8557 | 89543.1686 | 116632.1132 | 46293.5394 | 52671.1198 | 64774.4505 | 61276.3536 | 32621.5648 | 38967.0085 | -1876.3114 | 128453.6256 | 103103.8652 | 64610.3183 | 52228.7212 | 43048.0923 | 85970.009 | -20598.7451 | 265717.2532 | 119243.3323 | 116433.311 | 69670.5158 | 88805.4415 | 81954.2034 | 41471.5071 | 86848.2143 | 417643.4499 | 291944.35 | 152453.3753 | 98390.918
SysTotValueNoPen | 65444.8768 | 78803.9799 | 122173.7044 | 48589.9431 | 51363.1421 | 63818.7743 | 63059.2591 | 37069.5831 | 39125.3226 | -5284.1152 | 128220.1471 | 103103.8652 | 62298.4883 | 51711.9312 | 43048.0923 | 85555.8475 | 42515.7755 | 64405.416 | 80614.3913 | 114647.0663 | 71251.5814 | 89230.2303 | 81954.2034 | 41471.5071 | 92434.1501 | 102175.2333 | 86531.0148 | 96712.8221 | 71501.6512
Cab1Gen | 0.14025 | -0.38561 | -0.35474 | -0.1888 | 0.00472 | 0.27346 | 0.00449 | 0.57244 | -0.092001 | -0.96544 | 0.47187 | -0.70561 | 0.37752 | 0.60985 | 0.035281 | 0 | 0 | 0.027667 | 0.38201 | -0.21778 | 0.26316 | 0.72031 | 1.329 | 0.38826 | 0.49969 | 1.3652 | 0.45932 | 0.1267 | 0.18361
Cab2Gen | 0.073067 | -0.61944 | 0.7971 | 0.38483 | -0.019029 | 0.015313 | 0.10041 | -3.8891 | -0.000676 | 0 | 0 | 0 | 0 | 0 | 0.032813 | 3.8508 | 0.003882 | 0.28033 | 0.060082 | 0.21992 | 0.01346 | -0.67132 | -2.4866 | -2.474 | -2.2242 | -0.79747 | -2.3336 | -0.20695 | -0.35323
Cab3Gen | -0.48673 | 0.046127 | 0.59429 | -0.35924 | -0.024387 | -0.59659 | -0.14066 | 3.1221 | 0.10946 | 0.47652 | -0.20431 | -0.67338 | 0.017716 | -1.1458 | -1.1707 | -1.5645 | 0.003878 | 0.29964 | -0.59328 | 0.51225 | 0.000306 | 0 | 0 | 0 | 0 | 0 | -0.003683 | -1.1536 | -0.10481
Cab4Gen | 0.39021 | 0.34231 | -0.64878 | 0.1735 | -0.049392 | 0.02784 | 0.52043 | 0.040366 | 0.084032 | 0.000482 | 0.10164 | 1.3411 | -0.23016 | 1.0935 | 0.64831 | -1.2606 | -0.076539 | 0.23092 | -0.033638 | -0.34261 | -0.25759 | -0.014373 | 0.76815 | 1.0535 | 2.4711 | -0.67713 | 2.1218 | 1.2086 | 0.32239
CabGen | 0.11679 | -0.6166 | 0.38786 | 0.010293 | -0.088088 | -0.27998 | 0.48468 | -0.15417 | 0.10081 | -0.48844 | 0.36935 | -0.03792 | 0.16508 | 0.55757 | -0.4543 | 1.0256 | -0.068778 | 0.83855 | -0.18482 | 0.17178 | 0.019337 | 0.034616 | -0.47126 | -1.0322 | 0.74663 | -0.10942 | 0.2438 | -0.02523 | 0.045057
Nox1Gen | 19.1977 | 13.0466 | 11.1136 | 11.5992 | 7.6738 | 12.757 | 20.8635 | 13.6814 | 10.2014 | 3.6582 | 11.0452 | 22.7756 | 21.6074 | 19.0596 | 31.8377 | 29.7726 | 8.3491 | 7.2161 | 12.5786 | 14.7943 | 20.5301 | 21.3177 | 17.7355 | 21.2667 | 26.8783 | 23.724 | 19.5849 | 26.0367 | 17.1394
Nox2Gen | -1.8449 | -1.1191 | -0.99028 | -1.2685 | 1.6375 | -2.3923 | -2.7131 | -1.7222 | -0.17617 | -1.1087 | -5.0521 | -4.4498 | -1.2979 | -2.2309 | -2.4991 | -5.6379 | -0.71287 | 1.0808 | -1.9115 | -0.76197 | -1.5198 | -3.5503 | -4.3968 | -6.5987 | -4.0395 | -2.5774 | -1.9298 | -7.4588 | -2.4015
Nox3Gen | -1.1241 | -0.96153 | 0.24341 | -0.76156 | -0.58033 | -0.26871 | -0.24749 | -0.12192 | -0.76885 | 0.11057 | -1.1661 | -0.13502 | -0.12716 | 0.00075 | -0.24683 | -1.5191 | 0.34038 | -0.73105 | -0.92348 | 1.1364 | -2.9e-05 | 3.1e-05 | -1.4326 | -0.62031 | -1.1097 | -0.003178 | -0.26508 | -0.2297 | -0.41115
Nox4Gen | -4.6753 | -2.7146 | -2.3427 | -2.2047 | -1.3629 | -2.2172 | -3.4841 | -2.3736 | -3.1331 | -0.91527 | 0 | -4.3852 | -2.5462 | -3.195 | -2.2679 | -9.0351 | 1.3123 | -0.78679 | -1.106 | -8.6423 | -10.8646 | -11.6867 | -7.495 | -1.9642 | -2.7862 | -5.702 | -6.8183 | -5.4004 | -3.8855
Nox5Gen | -8.8628 | -6.0366 | -6.1471 | -3.1258 | 0.068551 | -1.8928 | -11.0815 | -7.7337 | -4.5431 | -1.4048 | 0 | -9.4504 | -14.5373 | -10.1464 | -24.104 | -8.7724 | -1.4595 | -0.15621 | -4.0665 | -4.0451 | -5.4511 | -2.1803 | 0 | -9.3283 | -14.8395 | -12.4979 | -6.7427 | -8.8563 | -6.6926
NoxGen | 2.6905 | 2.2148 | 1.8769 | 4.2386 | 7.4366 | 5.9859 | 3.3374 | 1.73 | 1.5801 | 0.34003 | 4.827 | 4.3552 | 3.0988 | 3.4881 | 2.7198 | 4.8079 | 7.8294 | 6.6229 | 4.571 | 2.4813 | 2.6945 | 3.9004 | 4.5516 | 2.7552 | 4.1034 | 2.9436 | 3.829 | 4.0916 | 3.7536
ProdMCHourlyBuyPrice | 0 | 0 | 0 | 0 | 0 | 0 | 0 | 0 | 0 | 0 | 0 | 0 | 0 | 0 | 0 | 0 | 0 | 0 | 0 | 0 | 0 | 0 | 0 | 0 | 0 | 0 | 0 | 0 | 0
LF1Gen | -0.042361 | -0.10706 | -0.035165 | 0.000783 | 5.9e-05 | -0.075332 | -0.019056 | -0.059251 | -0.084126 | 0.25139 | 0.11054 | -0.1302 | 0.099024 | 0.025494 | 0.10926 | -0.022887 | 0.011486 | -0.079917 | 0.039508 | 0.018339 | -0.097306 | 3e-05 | -0.16954 | -0.089695 | 0.014707 | 0.086304 | 0.045209 | 0.013891 | -0.0066382
LF2Gen | 0.05581 | 0.019168 | -0.005058 | -8.2e-05 | -0.00018 | -0.008315 | -0.018468 | -0.045137 | 0.003008 | 0.097008 | 0.20397 | -0.00081 | -0.019711 | -0.059591 | 0.008541 | 0.006805 | -4.7e-05 | 0.023126 | -0.095323 | -0.055812 | 0.069042 | -0.021008 | 0.10602 | -0.066749 | -0.00442 | 0.048954 | 0.052502 | -0.005597 | 0.010273
LF3Gen | -0.009242 | 0.050763 | 0.016213 | -0.000702 | 0.000313 | 0.009426 | 0.030556 | 0.10369 | 0.089898 | 0.010441 | 0.090712 | 0.30231 | 0.04163 | 0.040389 | -0.15423 | 0.011875 | 0.011496 | 0.068277 | 0.029442 | 0.05633 | -0.19225 | 0.000617 | -0.007182 | -0.040694 | 0.029841 | 0.027983 | 0.008238 | 0 | 0.022362
LF4Gen | 0 | 0 | 0 | 0 | 0 | 0 | 0 | 0 | -0.009583 | -0.36186 | -0.37023 | -0.28061 | -0.06849 | -0.006969 | 0.034868 | 0.002677 | -4.7e-05 | 0.068915 | 0.034226 | 0.029727 | 0.22309 | 0.10598 | -0.085985 | 0.17405 | -0.078427 | -0.11686 | -0.060283 | 0.000217 | -0.027343
LFGen | 0.004208 | -0.037134 | -0.024011 | 0 | 0.000191 | -0.07422 | -0.006967 | -0.000697 | -0.000803 | -0.003019 | 0.034906 | -0.10931 | 0.052453 | -0.000677 | -0.001557 | -0.001531 | 0.022888 | 0.080403 | 0.007852 | 0.048584 | 0.002567 | 0.085615 | -0.16544 | -0.023093 | -0.038298 | 0.046382 | 0.045666 | 0.008512 | -0.0016618
LL1Gen | 0.014111 | -0.18892 | 0.27466 | 0 | -0.004062 | -0.32093 | -0.023283 | 0.26399 | -0.33226 | -0.25638 | 0.38611 | 0.30658 | -0.52245 | -0.041643 | 0.07996 | -0.031047 | 0.024915 | -0.13781 | -0.25804 | 0.15545 | -0.11103 | 0.128 | 0.41839 | 0.25522 | -0.015208 | -0.12825 | 0.088619 | 0.053946 | 0.0028091
LL2Gen | -0.046182 | 0.088616 | -0.13441 | 0 | 0.025455 | -0.25962 | -0.28802 | -0.17984 | 0.20599 | 0.17129 | -0.32618 | -0.13484 | 0.59166 | 0.004946 | -0.031818 | -0.03106 | 0.024925 | 0.19695 | 0.19279 | -0.12583 | 0.23445 | 0.02879 | -0.20186 | -0.041476 | -0.10149 | 0.12598 | 0.15507 | 0.023672 | 0.0059988
LL3Gen | -0.079474 | 0.12686 | -0.18737 | 0 | 0.006807 | 0.68641 | 0.34532 | -0.085999 | 0.12973 | 0.19736 | 0 | -0.09797 | -0.52188 | -0.018852 | -0.004603 | 0.051359 | 0.003631 | 0.010443 | 0.019026 | 0.068347 | -0.050402 | -0.044708 | 0.15308 | -0.10614 | 0.04141 | -0.071047 | -0.30434 | -0.040136 | 0.0081024
LL4Gen | 0.10756 | -0.013013 | 0.044127 | 0 | 0.001257 | -0.24682 | 0.089807 | 0 | 0 | -0.090713 | 0.003684 | -0.18063 | 0.52798 | -0.008627 | 0.021537 | 0.010748 | -0.000163 | -0.092115 | 0.051443 | -0.0962 | -0.073348 | -0.030299 | -0.46546 | -0.080755 | 0.056068 | 0.084368 | 0.057017 | -0.012401 | -0.011962
LLGen | -0.00399 | 0.013541 | -0.00299 | 0 | 0.029457 | -0.14095 | 0.12382 | -0.001844 | 0.003463 | 0.021552 | 0.063081 | -0.10685 | 0.075313 | -0.064176 | 0.065076 | 0 | 0.053307 | -0.022536 | 0.005218 | 0.001768 | -0.000322 | 0.081784 | -0.096136 | 0.026849 | -0.01922 | 0.011054 | -0.003635 | 0.025083 | 0.0049184
3.8019

## 10 Nox3 2010
| 2019 | 2019 | 2019 | 2019 | 2019 | 2019 | 2019 | 2019 | 2019 | 2019 | 2019 | 2019 | 2020 | 2020 | 2020 | 2020 | 2020 | 2020 | 2020 | 2020 | 2020 | 2020 | 2020 | 2020 | 2021 | 2021 | 2021 | 2021
| 2021-01-01 | 2021-02-01 | 2021-03-01 | 2021-04-01 | 2021-05-01 | 2021-06-01 | 2021-07-01 | 2021-08-01 | 2021-09-01 | 2021-10-01 | 2021-11-01 | 2021-12-01 | 2021-01-01 | 2021-02-01 | 2021-03-01 | 2021-04-01 | 2021-05-01 | 2021-06-01 | 2021-07-01 | 2021-08-01 | 2021-09-01 | 2021-10-01 | 2021-11-01 | 2021-12-01 | 2021-01-01 | 2021-02-01 | 2021-03-01 | 2021-04-01 | Average
SysTotValue | -7864255.208 | -16017587.0198 | -10548615.9435 | -31288138.0121 | -31456312.9146 | -6793098.0774 | -10800342.8927 | -11237685.4593 | -10536809.2621 | -36131521.4087 | -7985877.1367 | -6601325.8346 | -7688374.7057 | -13293698.3407 | -5879818.3414 | -18522617.2257 | -157800077.2415 | -115536296.7805 | -10592466.8522 | -5307613.3617 | -7634565.3931 | -8842876.6126 | -6872446.559 | -9508944.4868 | -12366939.4483 | -11137570.8336 | -8794355.0424 | -21024069.2223 | -21716582.1292
SysTotValueNoPen | -5051776.9675 | -11993184.363 | -4320023.1985 | -1013499.8726 | 647343.8662 | 782994.7572 | -4481731.9401 | -5653682.3537 | -5686859.5996 | -4541223.1113 | -7030945.0017 | -6519186.6485 | -6074677.5782 | -4910051.2976 | -5879818.3414 | -4547810.8158 | -207838.5477 | -308346.6454 | -2643565.1884 | -5300846.1962 | -6866071.9381 | -6211085.5896 | -6569300.3998 | -9351552.4868 | -7960924.3353 | -6759081.2353 | -3930988.1643 | -1296401.4256 | -4774290.5221
Cab1Gen | 39.9691 | 35.2553 | 32.3719 | 51.6284 | 61.3445 | 58.0117 | 41.0415 | 35.8807 | 49.6506 | 40.6173 | 41.072 | 45.0941 | 43.5398 | 45.8839 | 15.317 | 0 | 0 | 27.6066 | 53.7867 | 35.6096 | 24.2296 | 33.7359 | 47.9024 | 48.0899 | 47.1673 | 47.6414 | 47.6274 | 42.2349 | 39.0111
Cab2Gen | 25.3031 | 21.2127 | 17.0449 | 48.2871 | 66.5713 | 64.2927 | 30.9617 | 21.7339 | 1.3124 | 0 | 0 | 0 | 0 | 0 | 24.042 | 47.3565 | 68.0512 | 66.6792 | 51.6318 | 16.8704 | 10.716 | 26.2622 | 46.7345 | 39.1864 | 40.6945 | 41.6256 | 39.3518 | 30.319 | 30.2229
Cab3Gen | 21.1427 | 17.5404 | 13.6044 | 46.1958 | 66.5216 | 62.6791 | 26.4357 | 4.7252 | 27.7829 | 26.3183 | 28.1427 | 35.8039 | 43.0895 | 35.9388 | 14.268 | 35.5599 | 68.0043 | 66.5606 | 49.9607 | 15.7559 | 1.7514 | 0 | 0 | 0 | 0 | 0 | 1.4729 | 22.9008 | 26.1484
Cab4Gen | 5.2093 | 6.1852 | 4.9869 | 31.4531 | 53.2117 | 43.7761 | 13.1014 | 0.99005 | 0.55806 | 8.7847 | 1.5199 | 12.7146 | 17.7806 | 12.7066 | 22.3986 | 28.1229 | 54.5183 | 53.4249 | 32.1554 | 8.4106 | 5.8934 | 18.0834 | 12.5647 | 16.153 | 11.1173 | 17.1277 | 14.8922 | 8.1697 | 18.4289
CabGen | 91.6241 | 80.1935 | 68.0081 | 177.5645 | 247.649 | 228.7596 | 111.5403 | 63.3299 | 79.304 | 75.7203 | 70.6935 | 93.6126 | 104.4099 | 94.5293 | 76.0256 | 111.0394 | 190.5738 | 214.2712 | 187.5346 | 76.6465 | 42.5904 | 78.0815 | 107.1195 | 103.4294 | 98.9792 | 106.3947 | 103.3442 | 103.6243 | 113.8069
Nox1Gen | 42.2539 | 36.0356 | 28.9476 | 68.5523 | 98.8666 | 92.3662 | 52.9394 | 29.616 | 22.2889 | 17.9211 | 61.8447 | 56.2741 | 55.0464 | 45.1172 | 50.0147 | 63.0233 | 97.5992 | 95.7072 | 72.179 | 41.1156 | 38.8263 | 55.1706 | 59.299 | 52.8907 | 49.9125 | 51.918 | 52.3556 | 60.2803 | 55.2986
Nox2Gen | 8.74 | 11.8128 | 9.4814 | 37.6728 | 77.7477 | 55.0781 | 11.0216 | 7.3188 | 5.1091 | 6.8152 | 27.7264 | 9.2663 | 7.9802 | 8.9829 | 3.4576 | 9.4884 | 77.8203 | 74.9287 | 42.2447 | 10.3422 | 3.9234 | 10.3581 | 24.0516 | 6.0192 | 6.7082 | 13.6727 | 8.6584 | 7.3756 | 20.8501
Nox3Gen | 43.3915 | 35.4842 | 30.0951 | 65.6249 | 98.3849 | 90.1893 | 53.7396 | 31.5334 | 45.8482 | 51.2985 | 20.8084 | 51.533 | 50.8125 | 40.2035 | 38.3526 | 51.4563 | 96.8125 | 84.3783 | 68.0788 | 34.1572 | 20.5824 | 40.4605 | 58.1065 | 51.8602 | 49.6377 | 48.5702 | 49.9181 | 57.6708 | 52.1068
Nox4Gen | 15.007 | 14.7302 | 10.7534 | 43.9751 | 77.8601 | 57.2858 | 16.2401 | 7.0861 | 10.5644 | 7.5593 | 0 | 15.1693 | 15.2373 | 14.3441 | 6.7508 | 12.1108 | 83.5692 | 74.0207 | 46.2953 | 11.1682 | 6.782 | 8.1454 | 22.8109 | 11.4178 | 10.1217 | 14.1768 | 11.0612 | 9.0994 | 22.6194
Nox5Gen | 31.197 | 27.0654 | 24.3866 | 61.6486 | 102.9027 | 88.1588 | 36.9835 | 23.2427 | 36.9547 | 38.6647 | 0 | 9.7803 | 31.801 | 29.6126 | 20.0803 | 35.4283 | 100.2425 | 85.5514 | 65.163 | 25.7408 | 20.0347 | 4.5506 | 0 | 32.8388 | 32.7068 | 32.6664 | 29.2451 | 27.6438 | 37.6533
NoxGen | 140.5894 | 125.1282 | 103.664 | 277.4737 | 455.7621 | 383.0782 | 170.9243 | 98.797 | 120.7654 | 122.2589 | 110.3795 | 142.023 | 160.8774 | 138.2603 | 118.656 | 171.5072 | 456.0437 | 414.5863 | 293.9609 | 122.524 | 90.1488 | 118.6852 | 164.2029 | 155.0267 | 149.0869 | 161.0041 | 151.2384 | 162.0698 | 188.5258
ProdMCHourlyBuyPrice | 32.2056 | 70.3542 | 45.6837 | 14.7569 | 11.1142 | 18.1694 | 23.4651 | 28.7823 | 27.8736 | 31.6075 | 35.1304 | 35.1841 | 21.8374 | 16.5086 | 23.1717 | 16.4681 | 8.3159 | 4.9042 | 15.621 | 30.7191 | 24.9569 | 26.1463 | 26.2514 | 30.1935 | 22.1747 | 43.9077 | 25.6797 | 33.0417 | 26.5795
LF1Gen | 7.9687 | 8.0837 | 7.0305 | 8.4222 | 8.6792 | 8.3558 | 3.7715 | 3.0059 | 3.2993 | 4.6935 | 3.5722 | 4.59 | 6.4079 | 8.4767 | 7.2341 | 8.8932 | 8.5844 | 8.2322 | 3.4224 | 2.0421 | 2.2985 | 4.3672 | 5.2746 | 6.2884 | 8.498 | 6.5177 | 7.9141 | 8.9424 | 6.2452
LF2Gen | 7.9907 | 8.0993 | 7.066 | 8.4217 | 8.6811 | 8.4721 | 3.8795 | 2.9989 | 3.3075 | 4.732 | 4.4039 | 4.579 | 6.4663 | 8.4944 | 7.2072 | 8.9011 | 8.5881 | 8.3989 | 3.8569 | 2.2488 | 2.3425 | 4.4145 | 6.4276 | 5.8686 | 8.5279 | 6.4862 | 7.9766 | 8.9539 | 6.3497
LF3Gen | 8.0946 | 8.1095 | 6.9597 | 8.4218 | 8.681 | 1.6755 | 3.3387 | 2.1393 | 3.2742 | 3.8178 | 4.3091 | 4.2546 | 6.1533 | 8.5273 | 7.2435 | 8.901 | 8.5881 | 8.491 | 4.1976 | 2.2432 | 2.242 | 0.68344 | 3.5201 | 5.3562 | 8.3711 | 6.7233 | 7.9653 | 8.955 | 5.7585
LF4Gen | 0 | 0 | 0 | 0 | 0 | 0 | 0 | 0 | 0.56571 | 2.4955 | 3.8995 | 4.0513 | 6.0585 | 8.499 | 6.8735 | 8.9028 | 8.5881 | 8.5084 | 4.0166 | 1.9354 | 1.7542 | 3.5136 | 6.3659 | 3.3053 | 8.1885 | 6.5994 | 7.9545 | 8.9569 | 3.9655
LFGen | 24.0541 | 24.2926 | 21.0562 | 25.2657 | 26.0413 | 18.5034 | 10.9897 | 8.1442 | 10.4468 | 15.7389 | 16.1733 | 17.4749 | 25.086 | 33.9974 | 28.5583 | 35.5981 | 34.3489 | 33.6304 | 15.4934 | 8.4695 | 8.6372 | 12.9787 | 21.5833 | 20.8185 | 33.5854 | 26.3266 | 31.8105 | 35.8082 | 22.3183
LL1Gen | 3.0062 | 4.0492 | 8.1495 | 20.8866 | 20.9789 | 9.5929 | 0.76689 | 4.4799 | 4.7185 | 8.1982 | 8.6337 | 6.8164 | 11.7822 | 19.4334 | 13.7308 | 20.9755 | 20.8737 | 20.8734 | 8.1297 | 4.6791 | 2.9426 | 2.1957 | 12.9593 | 10.6445 | 19.1023 | 12.9208 | 17.8051 | 21.5234 | 11.4589
LL2Gen | 18.2954 | 17.8825 | 16.573 | 20.8951 | 20.8987 | 15.4275 | 8.8685 | 6.6381 | 9.1378 | 13.4364 | 13.7059 | 13.0146 | 16.1492 | 20.1592 | 17.9064 | 20.9442 | 20.8821 | 20.6227 | 10.3295 | 6.4331 | 6.2581 | 8.8225 | 11.0206 | 15.7698 | 19.8187 | 16.3079 | 19.0151 | 21.5321 | 15.2409
LL3Gen | 17.7831 | 18.2758 | 15.2455 | 20.9316 | 20.8128 | 17.0209 | 7.0415 | 6.8529 | 9.4854 | 13.5939 | 0 | 7.34 | 14.233 | 19.9705 | 17.5855 | 20.8232 | 20.9793 | 19.0716 | 10.0595 | 4.6962 | 6.0355 | 7.9296 | 8.34 | 14.284 | 20.0426 | 15.9674 | 19.0237 | 21.5648 | 14.1068
LL4Gen | 19.4249 | 19.4769 | 17.2924 | 21.2199 | 21.2112 | 20.086 | 8.4383 | 0 | 0 | 0.74695 | 14.9209 | 13.4372 | 17.0625 | 20.9396 | 19.1043 | 21.1888 | 21.2382 | 20.3366 | 7.4923 | 2.4747 | 3.5946 | 10.803 | 18.3497 | 8.3438 | 21.0578 | 17.4475 | 19.9954 | 21.8674 | 14.5554
LLGen | 58.5096 | 59.6844 | 57.2605 | 83.9333 | 83.9017 | 62.1272 | 25.1153 | 17.9709 | 23.3418 | 35.9755 | 37.2486 | 40.6082 | 59.227 | 80.5027 | 68.3269 | 83.9317 | 83.9733 | 80.9044 | 36.011 | 18.2831 | 18.8308 | 29.7508 | 50.6363 | 49.0422 | 80.0214 | 62.6436 | 75.8393 | 86.4876 | 55.3603
Total Hydro Generation | 314.7772 | 289.2987 | 249.9888 | 564.2371 | 813.3541 | 692.4685 | 318.5696 | 188.2419 | 233.8579 | 249.6935 | 234.4949 | 293.7187 | 349.6003 | 347.2897 | 291.5668 | 402.0763 | 764.9396 | 743.3923 | 532.9999 | 225.9231 | 160.2071 | 239.4963 | 343.542 | 328.3167 | 361.6729 | 356.369 | 362.2324 | 387.9899 | 380.0113
| 2019 | 2019 | 2019 | 2019 | 2019 | 2019 | 2019 | 2019 | 2019 | 2019 | 2019 | 2019 | 2020 | 2020 | 2020 | 2020 | 2020 | 2020 | 2020 | 2020 | 2020 | 2020 | 2020 | 2020 | 2021 | 2021 | 2021 | 2021
| 2021-01-01 | 2021-02-01 | 2021-03-01 | 2021-04-01 | 2021-05-01 | 2021-06-01 | 2021-07-01 | 2021-08-01 | 2021-09-01 | 2021-10-01 | 2021-11-01 | 2021-12-01 | 2021-01-01 | 2021-02-01 | 2021-03-01 | 2021-04-01 | 2021-05-01 | 2021-06-01 | 2021-07-01 | 2021-08-01 | 2021-09-01 | 2021-10-01 | 2021-11-01 | 2021-12-01 | 2021-01-01 | 2021-02-01 | 2021-03-01 | 2021-04-01 | Total
SysTotValue | 61194.9838 | 144199.5645 | 65562.0851 | 61157.2172 | 10634.2782 | 85981.0761 | 71635.8506 | 53396.5063 | 23531.6354 | 62409.4592 | 43202.5994 | 71433.0903 | 10592.1319 | 30502.7032 | 44585.4358 | -4461.4904 | 23999.6691 | -297133.464 | 114825.7948 | 147880.83 | 7189.8523 | 59090.7951 | 111677.0623 | 88872.217 | 12958.2216 | 571197.7593 | 410776.844 | 141423.3546 | 79582.7165
SysTotValueNoPen | 61040.2309 | 146095.4542 | 65214.0933 | 59598.7383 | 33474.3634 | 96857.0463 | 56567.3986 | 47895.803 | 53401.993 | 40626.911 | 43198.0394 | 71436.9147 | 10816.8865 | 32942.6808 | 44585.4358 | 2403.842 | 79724.5251 | 51907.0525 | 75213.9696 | 154647.9955 | 7408.2831 | 56662.2009 | 111677.0623 | 88872.217 | 5203.9715 | 88442.5098 | 42596.0174 | 72088.8619 | 60735.7321
Cab1Gen | 0.074408 | 0.41026 | 0.53625 | -0.17466 | -0.005743 | -0.38977 | 0.16414 | -0.38053 | 0.19683 | -0.98947 | -0.51355 | 0.30795 | -0.13319 | -0.19799 | 0.83182 | 0 | 0 | -0.008409 | -0.34115 | 0.003869 | -0.20816 | 0.34724 | 0.063956 | 1.1264 | 0.95767 | 0.48206 | 0.29919 | -0.030142 | 0.086761
Cab2Gen | -0.40907 | 0.82284 | -1.2746 | -0.94719 | 0.0025 | -0.72359 | 0.13634 | 3.6536 | 0.000417 | 0 | 0 | 0 | 0 | 0 | -0.76058 | -1.15 | -0.053047 | -0.040581 | -0.037567 | -0.3226 | 0.31535 | -0.41735 | -0.064052 | 0.9341 | 1.6982 | 0.42865 | 1.3072 | 0.74916 | 0.13743
Cab3Gen | 0.42822 | 0.032915 | -0.16884 | 0.78663 | 0.034536 | -0.10005 | 0.1363 | -3.37 | -0.14258 | -0.76579 | 0.049525 | -0.95783 | -0.35018 | 2.1881 | 0.86564 | 2.5815 | -0.016382 | -0.077123 | 0.82055 | -0.023756 | -0.000613 | 0 | 0 | 0 | 0 | 0 | 0.09213 | -0.59337 | 0.051766
Cab4Gen | -0.39926 | -0.66703 | 0.65187 | 0.27183 | 0.047635 | 0.87324 | -0.076975 | 0.12809 | -0.074537 | 1.4404 | 0.17315 | 0.7278 | -0.14753 | -1.2497 | -0.81367 | -2.305 | -0.013153 | -0.075148 | -0.41071 | 0.16201 | -0.083432 | -0.32361 | 0.42407 | -1.4282 | -2.5877 | -0.87297 | -1.4244 | -0.1564 | -0.29319
CabGen | -0.3057 | 0.59898 | -0.25535 | -0.063393 | 0.078928 | -0.34018 | 0.3598 | 0.031089 | -0.019868 | -0.31487 | -0.29118 | 0.077923 | -0.6309 | 0.74034 | 0.12321 | -0.87345 | -0.082582 | -0.20126 | 0.031122 | -0.18047 | 0.023139 | -0.39372 | 0.42347 | 0.6323 | 0.068165 | 0.037734 | 0.27411 | -0.030748 | -0.017263
Nox1Gen | -7.5673 | -3.3563 | -4.6776 | -2.1963 | 0.1761 | -0.75334 | -5.965 | -5.9222 | -4.9542 | -0.35805 | -5.0135 | -9.7011 | -6.2627 | -6.4653 | -7.6795 | -8.1665 | -0.18468 | -0.91007 | -2.6757 | -1.8514 | -3.4664 | -5.5952 | -13.4952 | -7.5253 | -9.9602 | -5.759 | -4.8582 | -6.3627 | -5.0538
Nox2Gen | -11.2725 | -8.1711 | -5.8428 | -16.1724 | -15.2473 | -15.5301 | -10.6292 | -5.6971 | -3.9406 | -0.22051 | -11.0851 | -13.5315 | -11.0359 | -9.0478 | -5.0473 | -9.4258 | -2.1132 | -0.289 | -14.89 | -7.504 | -3.9001 | -11.3245 | -13.2998 | -12.5135 | -8.8697 | -7.6503 | -6.1854 | -8.8284 | -8.9023
Nox3Gen | 40.085 | 30.7404 | 24.9094 | 41.6483 | 33.2018 | 49.499 | 48.1467 | 30.9069 | 41.0582 | 48.1583 | 17.5756 | 46.3478 | 45.3923 | 34.7109 | 37.2561 | 48.4004 | 19.6918 | 12.2092 | 38.9466 | 27.9151 | 20.4547 | 38.6091 | 48.3737 | 50.3773 | 47.9108 | 41.7536 | 45.9069 | 54.5284 | 38.0255
Nox4Gen | -6.7754 | -8.7735 | -7.0691 | -8.9931 | -6.1899 | -15.2938 | -13.7611 | -10.8763 | -18.9921 | -21.7649 | 0 | -12.2271 | -8.3728 | -5.9489 | -6.6998 | -12.0389 | -1.2784 | 2.2368 | -10.4863 | -6.9519 | -4.7972 | -15.473 | -18.1743 | -14.0654 | -11.4905 | -7.9824 | -9.9354 | -12.3479 | -9.8044
Nox5Gen | -12.2832 | -9.0394 | -5.8075 | -9.6175 | -0.30242 | -9.399 | -15.5418 | -7.0476 | -11.1614 | -23.8138 | 0 | -8.6923 | -18.6814 | -11.07 | -15.9559 | -17.714 | -1.3486 | -1.3766 | -4.8007 | -9.685 | -8.1039 | -3.6024 | 0 | -13.9649 | -16.4758 | -18.3659 | -23.4366 | -24.5472 | -10.7798
NoxGen | 2.1866 | 1.4001 | 1.5124 | 4.669 | 11.6382 | 8.5228 | 2.2496 | 1.3637 | 2.0099 | 2.0011 | 1.477 | 2.1957 | 1.0395 | 2.1789 | 1.8736 | 1.0552 | 14.7669 | 11.8704 | 6.0939 | 1.9228 | 0.18705 | 2.614 | 3.3394 | 2.3083 | 1.1146 | 1.996 | 1.4913 | 2.4421 | 3.4829
ProdMCHourlyBuyPrice | 0 | 0 | 0 | 0 | 0 | 0 | 0 | 0 | 0 | 0 | 0 | 0 | 0 | 0 | 0 | 0 | 0 | 0 | 0 | 0 | 0 | 0 | 0 | 0 | 0 | 0 | 0 | 0 | 0
LF1Gen | -0.004247 | 0.076704 | -0.045249 | -0.000158 | -0.000415 | -0.023817 | 0.023183 | 0.12538 | 0.042798 | 0.11199 | -0.036558 | 0.097525 | 0.031328 | -0.004818 | -0.024451 | 0.018839 | 0.000372 | 0.009531 | -0.1038 | -0.12523 | 0.1728 | 0.067547 | 0.039427 | -0.036376 | -0.034401 | -0.083529 | 0.021031 | -0.000517 | 0.011246
LF2Gen | -0.096852 | -0.044896 | 0.023756 | -0.000384 | 0.000458 | -0.002591 | 0.071223 | 0.026048 | -0.18384 | 0.07232 | 0.20595 | -0.033354 | 0.14372 | -0.00482 | 0.047452 | -0.012394 | -0.000179 | -0.013248 | 0.10499 | -0.012437 | 0.00391 | 0.075027 | 0.00216 | 0.085466 | 0.018443 | -0.013212 | 0.008333 | -0.002337 | 0.01674
LF3Gen | 0.078401 | -0.01293 | 0.028024 | 0.000543 | -8.8e-05 | 0.035269 | -0.060566 | -0.12802 | 0.058422 | -0.10783 | -0.2885 | -0.23812 | -0.12589 | 0.019834 | 0.093625 | -0.013818 | -0.000179 | -0.041925 | 0.005476 | 0.090272 | 0.15004 | -0.010121 | 0.048774 | 0.11522 | -0.054041 | 0.011698 | -0.02908 | -0.004017 | -0.013555
LF4Gen | 0 | 0 | 0 | 0 | 0 | 0 | 0 | 0 | 0.071488 | -0.045994 | 0.044181 | 0.20394 | -0.081194 | 0.028143 | -0.11982 | -0.006517 | -0.000179 | -0.069544 | -0.021784 | 0.03375 | -0.31804 | -0.20437 | 0.048929 | -0.12516 | 0.039604 | -0.006642 | -0.000302 | -0.001227 | -0.018955
LFGen | -0.022698 | 0.018877 | 0.006531 | 0 | -4.4e-05 | 0.00886 | 0.033839 | 0.023402 | -0.011131 | 0.030496 | -0.074111 | 0.029996 | -0.032033 | 0.038337 | -0.003192 | -0.01389 | -0.000166 | -0.11519 | -0.015115 | -0.013649 | 0.008718 | -0.071922 | 0.14798 | 0.039146 | -0.030395 | -0.091684 | -1.8e-05 | -0.008098 | -0.0041838
LL1Gen | -0.057879 | 0.059638 | -0.1668 | 0 | 0.005266 | -0.068518 | -0.078027 | -0.24834 | 0.2414 | -0.29523 | -0.19083 | -0.15109 | 0.11343 | 0.017136 | -0.17705 | -0.087267 | -5e-06 | 0.088109 | 0.090538 | -0.02615 | 0.11903 | -0.50888 | -0.31844 | -0.016838 | 0.078763 | 0.07374 | -0.05493 | -0.019613 | -0.056387
LL2Gen | 0.002566 | -0.065272 | 0.13122 | 0 | -0.02422 | 0.26609 | 0.11029 | 0.21109 | -0.12763 | 0.013796 | 0.35026 | 0.13354 | -0.090887 | 0.12754 | -0.12247 | -0.087301 | -5e-06 | -0.22529 | -0.27185 | 0.009629 | 0.033494 | 0.24655 | -0.062176 | -0.077376 | 0.036757 | -0.15673 | 0.014199 | -0.019621 | 0.012721
LL3Gen | 0.019093 | -0.002552 | -0.04243 | 0 | -0.009212 | -0.31901 | 0.028938 | 0.083665 | -0.11574 | 0.33966 | 0 | -0.023112 | 0.094905 | -0.218 | 0.2798 | 0.14494 | -4e-06 | -0.035351 | 0.089693 | 0.14841 | -0.039976 | -0.13324 | 0.075238 | 0.24724 | -0.1667 | 0.11707 | 0.060781 | 0.02923 | 0.023333
LL4Gen | 0.047289 | 0.001017 | 0.081194 | 0 | -0.001362 | 0.085374 | -0.10378 | 0 | 0 | 0.000138 | -0.1067 | 0.041854 | -0.17609 | 0.070679 | 0.03731 | 0.029626 | 1.5e-05 | 0.021061 | 0.098094 | -0.1415 | -0.033669 | 0.21711 | 0.45258 | 0.039264 | -0.12647 | -0.063187 | -0.027899 | 0.010005 | 0.016141
LLGen | 0.011069 | -0.00717 | 0.003183 | 0 | -0.029527 | -0.036063 | -0.042577 | 0.046411 | -0.001971 | 0.058367 | 0.052992 | 0.001193 | -0.058647 | -0.002651 | 0.017586 | 0 | 0 | -0.15147 | 0.006471 | -0.009616 | 0.078876 | -0.17846 | 0.14774 | 0.19229 | -0.17766 | -0.029113 | -0.00785 | 0 | -0.0041643
3.4573

## 11 Nox2 2011
| 2019 | 2019 | 2019 | 2019 | 2019 | 2019 | 2019 | 2019 | 2019 | 2019 | 2019 | 2019 | 2020 | 2020 | 2020 | 2020 | 2020 | 2020 | 2020 | 2020 | 2020 | 2020 | 2020 | 2020 | 2021 | 2021 | 2021 | 2021
| 2021-01-01 | 2021-02-01 | 2021-03-01 | 2021-04-01 | 2021-05-01 | 2021-06-01 | 2021-07-01 | 2021-08-01 | 2021-09-01 | 2021-10-01 | 2021-11-01 | 2021-12-01 | 2021-01-01 | 2021-02-01 | 2021-03-01 | 2021-04-01 | 2021-05-01 | 2021-06-01 | 2021-07-01 | 2021-08-01 | 2021-09-01 | 2021-10-01 | 2021-11-01 | 2021-12-01 | 2021-01-01 | 2021-02-01 | 2021-03-01 | 2021-04-01 | Average
SysTotValue | -7821286.5304 | -15944780.7285 | -10513065.1718 | -31266509.8601 | -31531582.6772 | -6761573.0544 | -10789987.5408 | -11225296.9568 | -10516513.2537 | -36020706.4207 | -7965617.569 | -6567521.5089 | -7646239.3627 | -13287090.8026 | -5867780.9182 | -18522354.9495 | -158381945.4232 | -115751799.6617 | -10567487.1588 | -5275639.1535 | -7626226.8597 | -8815959.932 | -6834840.3719 | -9480570.6175 | -12327544.2652 | -11130275.5651 | -8788576.0224 | -21004069.9188 | -21722601.5091
SysTotValueNoPen | -5009614.4714 | -11931091.317 | -4283934.5492 | -987266.5422 | 657449.903 | 820265.9064 | -4464885.9302 | -5636516.896 | -5682204.7544 | -4481080.7554 | -7010683.9141 | -6485386.1472 | -6032682.0046 | -4902881.3877 | -5867780.9182 | -4546803.5349 | -200755.8865 | -303145.1276 | -2625201.3195 | -5275639.1535 | -6850238.126 | -6182172.5532 | -6531694.2127 | -9323178.6175 | -7917260.7797 | -6725875.2386 | -3908818.9696 | -1271142.932 | -4748579.2939
Cab1Gen | 40.9842 | 35.4546 | 31.8802 | 51.9491 | 61.2566 | 58.1455 | 41.3661 | 36.5607 | 49.4144 | 40.5294 | 41.735 | 45.9692 | 43.4588 | 46.5648 | 15.1894 | 0 | 0 | 27.6103 | 54.5355 | 35.7513 | 24.3827 | 33.7628 | 48.1672 | 47.5033 | 46.2225 | 47.2851 | 47.5255 | 42.316 | 39.1257
Cab2Gen | 25.2266 | 20.5758 | 17.5756 | 48.929 | 66.608 | 64.9736 | 30.4721 | 20.8963 | 1.3145 | 0 | 0 | 0 | 0 | 0 | 23.2309 | 46.4176 | 68.0585 | 66.3687 | 51.7241 | 17.0832 | 10.3882 | 26.2162 | 47.6786 | 41.8398 | 41.7769 | 42.7577 | 39.9419 | 31.5488 | 30.4144
Cab3Gen | 21.2821 | 17.6468 | 13.9733 | 45.8931 | 66.5263 | 63.1411 | 26.4676 | 5.0023 | 28.0197 | 26.6663 | 27.8406 | 37.1848 | 45.3634 | 35.7126 | 15.0101 | 35.6528 | 68.0115 | 66.5815 | 49.5302 | 15.7649 | 1.7508 | 0 | 0 | 0 | 0 | 0 | 1.4747 | 23.2521 | 26.3482
Cab4Gen | 4.6071 | 6.2408 | 4.5882 | 30.829 | 53.2265 | 43.1035 | 12.6704 | 0.84828 | 0.55227 | 8.781 | 1.0902 | 10.7179 | 16.1993 | 11.4597 | 22.5829 | 28.2431 | 54.6037 | 53.4062 | 31.9285 | 8.2005 | 5.961 | 18.2562 | 11.5291 | 14.1362 | 10.5669 | 16.3995 | 14.5116 | 6.9413 | 17.935
CabGen | 92.1 | 79.9179 | 68.0173 | 177.6002 | 247.6174 | 229.3637 | 110.9762 | 63.3076 | 79.3009 | 75.9766 | 70.6257 | 93.8719 | 105.0215 | 93.7372 | 76.0132 | 110.3135 | 190.6738 | 213.9667 | 187.7183 | 76.7999 | 42.4827 | 78.2352 | 107.2928 | 103.4792 | 98.5662 | 106.4424 | 103.4538 | 104.0582 | 113.8189
Nox1Gen | 31.8444 | 27.2199 | 22.828 | 62.4195 | 98.9511 | 86.2321 | 40.2274 | 24.8791 | 18.4209 | 14.4228 | 44.3517 | 48.7168 | 49.6529 | 44.8309 | 40.2667 | 55.9821 | 95.5365 | 98.5099 | 69.7934 | 35.8222 | 33.3449 | 44.6674 | 50.5467 | 43.3079 | 42.0792 | 44.513 | 42.6865 | 44.7899 | 48.4587
Nox2Gen | 38.2676 | 32.7094 | 27.5653 | 64.7695 | 99.0306 | 89.3866 | 48.3247 | 28.7548 | 19.3702 | 14.4311 | 50.9518 | 37.1634 | 39.2202 | 31.0053 | 33.5452 | 43.5493 | 101.517 | 86.6447 | 66.0221 | 32.085 | 25.6761 | 36.1513 | 50.9237 | 45.3275 | 42.8786 | 43.143 | 42.7288 | 48.3829 | 47.1259
Nox3Gen | 41.0954 | 34.8439 | 29.0065 | 63.5115 | 96.5583 | 88.7024 | 48.5231 | 26.8985 | 43.4697 | 51.4562 | 16.4989 | 46.0904 | 44.5112 | 34.8885 | 31.6739 | 44.1111 | 94.6821 | 83.0793 | 64.6829 | 29.7156 | 17.4985 | 32.5802 | 48.8479 | 42.5988 | 40.6324 | 40.7908 | 42.1152 | 49.8879 | 47.4625
Nox4Gen | 8.2995 | 10.4791 | 7.5776 | 33.4815 | 67.0547 | 45.9522 | 9.2102 | 4.1075 | 8.3863 | 6.8378 | 0 | 6.2082 | 7.0185 | 7.9734 | 2.4829 | 6.9181 | 79.2022 | 65.0189 | 36.6604 | 7.8963 | 3.1643 | 3.5583 | 15.6717 | 5.1977 | 4.7515 | 9.9046 | 7.5149 | 3.9639 | 16.9461
Nox5Gen | 22.1425 | 21.0586 | 17.6799 | 55.8991 | 95.9683 | 76.3318 | 25.3196 | 14.8067 | 31.3407 | 36.0513 | 0 | 4.9544 | 22.3576 | 20.0074 | 11.3296 | 21.6494 | 86.5426 | 81.3239 | 59.5153 | 18.0038 | 11.3113 | 2.8709 | 0 | 19.6675 | 20.2341 | 23.5945 | 16.9988 | 16.1142 | 29.7526
NoxGen | 141.6492 | 126.3109 | 104.6573 | 280.0811 | 457.563 | 386.6049 | 171.605 | 99.4467 | 120.9877 | 123.1991 | 111.8024 | 143.1333 | 162.7604 | 138.7054 | 119.2983 | 172.2099 | 457.4804 | 414.5767 | 296.6741 | 123.5229 | 90.9951 | 119.828 | 165.9452 | 156.0995 | 150.5758 | 161.9459 | 152.0443 | 163.1388 | 189.7443
ProdMCHourlyBuyPrice | 32.2056 | 70.3542 | 45.6837 | 14.7569 | 11.1142 | 18.1694 | 23.4651 | 28.7823 | 27.8736 | 31.6075 | 35.1304 | 35.1841 | 21.8374 | 16.5086 | 23.1717 | 16.4681 | 8.3159 | 4.9042 | 15.621 | 30.7191 | 24.9569 | 26.1463 | 26.2514 | 30.1935 | 22.1747 | 43.9077 | 25.6797 | 33.0417 | 26.5795
LF1Gen | 8.0231 | 8.1713 | 7.043 | 8.4214 | 8.68 | 8.4517 | 3.7309 | 3.0047 | 3.6235 | 4.5934 | 3.3976 | 4.6601 | 6.314 | 8.5522 | 7.1999 | 8.889 | 8.5803 | 8.3252 | 3.4465 | 2.213 | 2.2985 | 4.2801 | 5.2757 | 6.3004 | 8.4785 | 6.5736 | 7.881 | 8.9474 | 6.2627
LF2Gen | 8.0258 | 8.0832 | 7.0317 | 8.4226 | 8.6805 | 8.4689 | 3.7793 | 2.9664 | 3.3201 | 4.6153 | 4.3169 | 4.5222 | 6.3734 | 8.467 | 7.2054 | 8.9062 | 8.5874 | 8.411 | 3.8307 | 2.2479 | 2.327 | 4.4149 | 6.3496 | 5.8427 | 8.5314 | 6.5176 | 7.9803 | 8.95 | 6.3277
LF3Gen | 8.0387 | 8.0585 | 6.9578 | 8.4217 | 8.6808 | 1.5994 | 3.4778 | 2.1418 | 3.0312 | 3.9691 | 4.3918 | 4.2949 | 6.2682 | 8.5151 | 7.1293 | 8.9006 | 8.5874 | 8.4921 | 4.1695 | 2.0893 | 2.0326 | 0.66084 | 3.4787 | 5.2673 | 8.3702 | 6.604 | 8.0142 | 8.9496 | 5.7355
LF4Gen | 0 | 0 | 0 | 0 | 0 | 0 | 0 | 0 | 0.5192 | 2.6232 | 4.101 | 3.9308 | 6.1269 | 8.4465 | 7.0279 | 8.9059 | 8.5874 | 8.5249 | 4.0318 | 1.9502 | 1.9575 | 3.602 | 6.5103 | 3.4199 | 8.2549 | 6.6296 | 7.8835 | 8.9541 | 3.9996
LFGen | 24.0876 | 24.313 | 21.0325 | 25.2657 | 26.0413 | 18.5201 | 10.988 | 8.1129 | 10.494 | 15.8011 | 16.1956 | 17.4079 | 25.0826 | 33.9808 | 28.5625 | 35.6017 | 34.3425 | 33.7531 | 15.4786 | 8.5003 | 8.6156 | 12.9578 | 21.6022 | 20.8303 | 33.635 | 26.3248 | 31.7591 | 35.8011 | 22.3246
LL1Gen | 3.2412 | 3.9099 | 8.2444 | 20.8866 | 20.9406 | 9.7848 | 0.82561 | 4.3207 | 4.0817 | 8.1183 | 7.9216 | 6.3443 | 11.5832 | 19.4206 | 13.6566 | 20.9792 | 20.8687 | 20.7407 | 7.8398 | 4.454 | 3.107 | 2.3546 | 13.2266 | 10.3884 | 19.0775 | 13.0731 | 17.7861 | 21.5249 | 11.3822
LL2Gen | 18.3127 | 18.1424 | 16.5443 | 20.8951 | 20.9195 | 15.6805 | 9.0762 | 6.7352 | 9.5258 | 13.3872 | 13.9912 | 12.9756 | 15.9652 | 20.2108 | 17.904 | 20.9479 | 20.8846 | 20.7063 | 10.6975 | 6.5439 | 6.0712 | 8.7475 | 11.0261 | 15.8753 | 19.8443 | 16.2831 | 19.0477 | 21.5336 | 15.3027
LL3Gen | 17.6511 | 18.1869 | 15.2718 | 20.9316 | 20.8464 | 16.5717 | 6.6797 | 6.8755 | 9.7772 | 13.8087 | 0 | 7.5662 | 14.7548 | 19.9372 | 17.6872 | 20.8157 | 20.956 | 19.24 | 9.7634 | 4.6099 | 5.8515 | 7.947 | 8.0939 | 14.2341 | 20.1087 | 15.9706 | 19.1224 | 21.5625 | 14.1008
LL4Gen | 19.2867 | 19.4471 | 17.1972 | 21.2199 | 21.2244 | 20.1406 | 8.5413 | 0 | 0 | 0.77744 | 15.3799 | 13.668 | 16.9188 | 20.9092 | 19.0888 | 21.1889 | 21.2221 | 20.3905 | 7.7022 | 2.6817 | 3.7317 | 10.7288 | 18.3661 | 8.326 | 21.1858 | 17.3355 | 19.8771 | 21.8665 | 14.5858
LLGen | 58.4917 | 59.6863 | 57.2577 | 83.9333 | 83.9309 | 62.1776 | 25.1228 | 17.9314 | 23.3847 | 36.0916 | 37.2818 | 40.5542 | 59.2221 | 80.4778 | 68.3365 | 83.9317 | 83.9315 | 81.0774 | 36.0029 | 18.2895 | 18.7614 | 29.7779 | 50.679 | 48.8238 | 80.2164 | 62.6623 | 75.8334 | 86.4876 | 55.3698
Total Hydro Generation | 316.3285 | 290.2281 | 250.9648 | 566.8803 | 815.1526 | 696.6663 | 318.6919 | 188.7986 | 234.1674 | 251.0684 | 235.9055 | 294.9673 | 352.0866 | 346.9013 | 292.2104 | 402.0567 | 766.4282 | 743.3739 | 535.8739 | 227.1126 | 160.8549 | 240.7989 | 345.5192 | 329.2328 | 362.9935 | 357.3753 | 363.0905 | 389.4856 | 381.2576
| 2019 | 2019 | 2019 | 2019 | 2019 | 2019 | 2019 | 2019 | 2019 | 2019 | 2019 | 2019 | 2020 | 2020 | 2020 | 2020 | 2020 | 2020 | 2020 | 2020 | 2020 | 2020 | 2020 | 2020 | 2021 | 2021 | 2021 | 2021
| 2021-01-01 | 2021-02-01 | 2021-03-01 | 2021-04-01 | 2021-05-01 | 2021-06-01 | 2021-07-01 | 2021-08-01 | 2021-09-01 | 2021-10-01 | 2021-11-01 | 2021-12-01 | 2021-01-01 | 2021-02-01 | 2021-03-01 | 2021-04-01 | 2021-05-01 | 2021-06-01 | 2021-07-01 | 2021-08-01 | 2021-09-01 | 2021-10-01 | 2021-11-01 | 2021-12-01 | 2021-01-01 | 2021-02-01 | 2021-03-01 | 2021-04-01 | Total
SysTotValue | 42968.6777 | 72806.2913 | 35550.7717 | 21628.152 | -75269.7626 | 31525.023 | 10355.3519 | 12388.5026 | 20296.0085 | 110814.988 | 20259.5676 | 33804.3257 | 42135.343 | 6607.538 | 12037.4232 | 262.2762 | -581868.1817 | -215502.8812 | 24979.6934 | 31974.2082 | 8338.5334 | 26916.6806 | 37606.1871 | 28373.8693 | 39395.1831 | 7295.2685 | 5779.02 | 19999.3035 | -6019.3799
SysTotValueNoPen | 42162.4961 | 62093.046 | 36088.6492 | 26233.3304 | 10106.0368 | 37271.1492 | 16846.0099 | 17165.4577 | 4654.8452 | 60142.3559 | 20261.0876 | 33800.5013 | 41995.5736 | 7169.9099 | 12037.4232 | 1007.2809 | 7082.6612 | 5201.5178 | 18363.8689 | 25207.0427 | 15833.812 | 28913.0364 | 37606.1871 | 28373.8693 | 43663.5556 | 33205.9967 | 22169.1946 | 25258.4936 | 25711.2282
Cab1Gen | 1.0151 | 0.19926 | -0.49176 | 0.32068 | -0.087903 | 0.13376 | 0.32456 | 0.67998 | -0.23622 | -0.087938 | 0.66295 | 0.87516 | -0.081018 | 0.6809 | -0.12766 | 0 | 0 | 0.003745 | 0.7488 | 0.14168 | 0.15304 | 0.026841 | 0.26479 | -0.58664 | -0.94482 | -0.35629 | -0.10184 | 0.081172 | 0.11466
Cab2Gen | -0.076432 | -0.63688 | 0.53075 | 0.64187 | 0.036765 | 0.68091 | -0.4895 | -0.83759 | 0.002148 | 0 | 0 | 0 | 0 | 0 | -0.81108 | -0.9389 | 0.00726 | -0.31044 | 0.092349 | 0.21278 | -0.32784 | -0.046004 | 0.94405 | 2.6534 | 1.0823 | 1.1321 | 0.59018 | 1.2298 | 0.1915
Cab3Gen | 0.13944 | 0.1064 | 0.36887 | -0.30275 | 0.00468 | 0.46205 | 0.031905 | 0.27707 | 0.23682 | 0.34801 | -0.30211 | 1.3809 | 2.2739 | -0.22618 | 0.74205 | 0.092844 | 0.007251 | 0.020948 | -0.43058 | 0.009029 | -0.000572 | 0 | 0 | 0 | 0 | 0 | 0.001771 | 0.35135 | 0.19976
Cab4Gen | -0.60222 | 0.055609 | -0.39868 | -0.62409 | 0.014806 | -0.67258 | -0.43109 | -0.14177 | -0.005797 | -0.003729 | -0.42967 | -1.9968 | -1.5813 | -1.2469 | 0.18424 | 0.12017 | 0.085474 | -0.018727 | -0.22689 | -0.21011 | 0.067693 | 0.17281 | -1.0357 | -2.0169 | -0.55047 | -0.72817 | -0.38056 | -1.2285 | -0.49392
CabGen | 0.47588 | -0.27561 | 0.009191 | 0.035704 | -0.031653 | 0.60415 | -0.56412 | -0.022307 | -0.003048 | 0.25634 | -0.067814 | 0.25934 | 0.61162 | -0.79215 | -0.012437 | -0.72589 | 0.099987 | -0.30447 | 0.18368 | 0.15339 | -0.10767 | 0.15365 | 0.1733 | 0.049852 | -0.41294 | 0.047647 | 0.10955 | 0.43386 | 0.012037
Nox1Gen | -10.4095 | -8.8157 | -6.1196 | -6.1328 | 0.08455 | -6.1341 | -12.712 | -4.7369 | -3.868 | -3.4984 | -17.493 | -7.5573 | -5.3935 | -0.28628 | -9.748 | -7.0413 | -2.0627 | 2.8026 | -2.3856 | -5.2934 | -5.4814 | -10.5032 | -8.7522 | -9.5828 | -7.8333 | -7.405 | -9.6692 | -15.4904 | -6.8399
Nox2Gen | 29.5275 | 20.8966 | 18.0839 | 27.0968 | 21.2829 | 34.3085 | 37.303 | 21.4361 | 14.2611 | 7.6159 | 23.2254 | 27.8972 | 31.24 | 22.0224 | 30.0876 | 34.0608 | 23.6968 | 11.716 | 23.7773 | 21.7427 | 21.7527 | 25.7933 | 26.8721 | 39.3084 | 36.1704 | 29.4703 | 34.0704 | 41.0073 | 26.2758
Nox3Gen | -2.2962 | -0.64036 | -1.0886 | -2.1133 | -1.8267 | -1.4869 | -5.2166 | -4.6349 | -2.3786 | 0.15763 | -4.3095 | -5.4426 | -6.3013 | -5.315 | -6.6787 | -7.3452 | -2.1304 | -1.2989 | -3.3959 | -4.4416 | -3.0839 | -7.8803 | -9.2586 | -9.2614 | -9.0053 | -7.7794 | -7.8029 | -7.7828 | -4.6442
Nox4Gen | -6.7075 | -4.251 | -3.1758 | -10.4937 | -10.8055 | -11.3336 | -7.0299 | -2.9786 | -2.1781 | -0.72157 | 0 | -8.9611 | -8.2188 | -6.3708 | -4.2679 | -5.1927 | -4.3671 | -9.0019 | -9.6349 | -3.2718 | -3.6177 | -4.5872 | -7.1392 | -6.2201 | -5.3703 | -4.2722 | -3.5463 | -5.1355 | -5.6732
Nox5Gen | -9.0546 | -6.0068 | -6.7066 | -5.7495 | -6.9344 | -11.8271 | -11.6639 | -8.436 | -5.614 | -2.6134 | 0 | -4.8259 | -9.4434 | -9.6052 | -8.7507 | -13.7789 | -13.6999 | -4.2275 | -5.6477 | -7.737 | -8.7234 | -1.6797 | 0 | -13.1713 | -12.4726 | -9.0719 | -12.2462 | -11.5296 | -7.9006
NoxGen | 1.0598 | 1.1827 | 0.9933 | 2.6075 | 1.8009 | 3.5267 | 0.68063 | 0.64972 | 0.22238 | 0.94021 | 1.4229 | 1.1103 | 1.883 | 0.44513 | 0.64231 | 0.70271 | 1.4368 | -0.009688 | 2.7133 | 0.99888 | 0.84632 | 1.1428 | 1.7423 | 1.0728 | 1.4889 | 0.94174 | 0.80588 | 1.069 | 1.2185
ProdMCHourlyBuyPrice | 0 | 0 | 0 | 0 | 0 | 0 | 0 | 0 | 0 | 0 | 0 | 0 | 0 | 0 | 0 | 0 | 0 | 0 | 0 | 0 | 0 | 0 | 0 | 0 | 0 | 0 | 0 | 0 | 0
LF1Gen | 0.054417 | 0.087615 | 0.012483 | -0.00076 | 0.00083 | 0.095923 | -0.040653 | -0.001269 | 0.32419 | -0.10008 | -0.17452 | 0.07004 | -0.09391 | 0.075501 | -0.034257 | -0.004262 | -0.004173 | 0.092964 | 0.024096 | 0.17088 | -3.2e-05 | -0.087113 | 0.001144 | 0.012034 | -0.019469 | 0.055928 | -0.033104 | 0.005016 | 0.017481
LF2Gen | 0.035049 | -0.01611 | -0.034273 | 0.000836 | -0.000572 | -0.003171 | -0.10022 | -0.03251 | 0.012603 | -0.11671 | -0.087042 | -0.05679 | -0.092917 | -0.027449 | -0.001808 | 0.005061 | -0.00073 | 0.012095 | -0.026122 | -0.000924 | -0.015507 | 0.000377 | -0.077937 | -0.025942 | 0.003521 | 0.031417 | 0.003782 | -0.003976 | -0.021999
LF3Gen | -0.055922 | -0.051074 | -0.00191 | -7.7e-05 | -0.000203 | -0.076117 | 0.13912 | 0.002487 | -0.24305 | 0.15132 | 0.082732 | 0.040225 | 0.1149 | -0.012155 | -0.11413 | -0.000425 | -0.00073 | 0.00117 | -0.028052 | -0.15385 | -0.20937 | -0.022602 | -0.041403 | -0.088962 | -0.000857 | -0.11925 | 0.048939 | -0.005347 | -0.023021
LF4Gen | 0 | 0 | 0 | 0 | 0 | 0 | 0 | 0 | -0.046513 | 0.12767 | 0.2015 | -0.12049 | 0.068472 | -0.052515 | 0.15441 | 0.003173 | -0.00073 | 0.016477 | 0.015257 | 0.014719 | 0.20335 | 0.088382 | 0.1444 | 0.11467 | 0.06642 | 0.030157 | -0.071005 | -0.002829 | 0.034106
LFGen | 0.033543 | 0.020431 | -0.0237 | 0 | 5.4e-05 | 0.016634 | -0.001759 | -0.031293 | 0.047228 | 0.062193 | 0.022285 | -0.067012 | -0.00345 | -0.016616 | 0.004218 | 0.003548 | -0.006362 | 0.12271 | -0.014821 | 0.030823 | -0.021559 | -0.020954 | 0.018941 | 0.011796 | 0.049615 | -0.001753 | -0.051389 | -0.007136 | 0.0062932
LL1Gen | 0.23505 | -0.13927 | 0.094863 | 0 | -0.03828 | 0.1919 | 0.058721 | -0.15916 | -0.63681 | -0.079863 | -0.71207 | -0.47213 | -0.19901 | -0.012794 | -0.074217 | 0.003707 | -0.004986 | -0.13277 | -0.28992 | -0.22514 | 0.16437 | 0.15894 | 0.26727 | -0.25611 | -0.024777 | 0.15232 | -0.018959 | 0.001542 | -0.076699
LL2Gen | 0.01722 | 0.25986 | -0.02867 | 0 | 0.020798 | 0.25298 | 0.20769 | 0.097171 | 0.38798 | -0.049264 | 0.28533 | -0.038942 | -0.18401 | 0.051631 | -0.002393 | 0.003707 | 0.002519 | 0.083635 | 0.36797 | 0.11085 | -0.18685 | -0.075044 | 0.005522 | 0.10546 | 0.025621 | -0.024811 | 0.032674 | 0.001543 | 0.061793
LL3Gen | -0.13198 | -0.088906 | 0.026308 | 0 | 0.033506 | -0.44915 | -0.36188 | 0.022539 | 0.29181 | 0.21475 | 0 | 0.22616 | 0.5218 | -0.033309 | 0.10166 | -0.007469 | -0.023266 | 0.16832 | -0.29603 | -0.086316 | -0.18393 | 0.017331 | -0.24611 | -0.049922 | 0.066081 | 0.003191 | 0.098691 | -0.002218 | -0.006012
LL4Gen | -0.13816 | -0.029809 | -0.095229 | 0 | 0.013201 | 0.054599 | 0.10298 | 0 | 0 | 0.03049 | 0.45896 | 0.23085 | -0.1437 | -0.030373 | -0.015541 | 5.5e-05 | -0.016062 | 0.053845 | 0.20987 | 0.20702 | 0.13706 | -0.074181 | 0.016418 | -0.017809 | 0.12802 | -0.11199 | -0.11836 | -0.000867 | 0.030403
LLGen | -0.017878 | 0.00188 | -0.002729 | 0 | 0.029225 | 0.05034 | 0.007523 | -0.039447 | 0.042978 | 0.11611 | 0.033212 | -0.054053 | -0.004915 | -0.024845 | 0.009515 | 0 | -0.041794 | 0.17304 | -0.008109 | 0.0064 | -0.069349 | 0.027045 | 0.042716 | -0.21838 | 0.19495 | 0.018704 | -0.005958 | 0 | 0.0095065
1.2464

## 12 Nox4 2012
| 2019 | 2019 | 2019 | 2019 | 2019 | 2019 | 2019 | 2019 | 2019 | 2019 | 2019 | 2019 | 2020 | 2020 | 2020 | 2020 | 2020 | 2020 | 2020 | 2020 | 2020 | 2020 | 2020 | 2020 | 2021 | 2021 | 2021 | 2021
| 2021-01-01 | 2021-02-01 | 2021-03-01 | 2021-04-01 | 2021-05-01 | 2021-06-01 | 2021-07-01 | 2021-08-01 | 2021-09-01 | 2021-10-01 | 2021-11-01 | 2021-12-01 | 2021-01-01 | 2021-02-01 | 2021-03-01 | 2021-04-01 | 2021-05-01 | 2021-06-01 | 2021-07-01 | 2021-08-01 | 2021-09-01 | 2021-10-01 | 2021-11-01 | 2021-12-01 | 2021-01-01 | 2021-02-01 | 2021-03-01 | 2021-04-01 | Average
SysTotValue | -7810626.6331 | -15889709.1886 | -10444870.9114 | -31318699.3814 | -31358890.3996 | -6700301.653 | -10777586.3067 | -11200791.3982 | -10496350.2948 | -35984670.8944 | -7915943.5728 | -6574217.7486 | -7642804.0093 | -13259756.1576 | -5856995.7129 | -18492603.6862 | -157887890.0402 | -114744494.0011 | -10526863.1122 | -5212051.056 | -7610766.6447 | -8796370.4455 | -6804241.754 | -9469692.1078 | -12312231.9879 | -10826592.0245 | -8559560.7422 | -20982446.5156 | -21623500.6564
SysTotValueNoPen | -4998577.1679 | -11885809.9542 | -4223611.4589 | -1009658.5953 | 678727.8931 | 858860.4267 | -4448892.7469 | -5617247.489 | -5661980.6678 | -4473415.316 | -6961009.1579 | -6491993.8024 | -6029260.4614 | -4880154.3432 | -5856995.7129 | -4530823.8505 | -166041.5379 | -269693.9078 | -2589677.7682 | -5205954.5273 | -6844900.1418 | -6164973.5168 | -6501095.5948 | -9312300.1078 | -7919410.6552 | -6701780.3688 | -3881129.7683 | -1274819.1837 | -4727272.1244
Cab1Gen | 40.8767 | 35.8361 | 32.4237 | 51.8071 | 61.3659 | 57.9903 | 41.3054 | 36.0329 | 49.4396 | 41.4163 | 41.828 | 45.5555 | 43.5221 | 46.6894 | 15.3051 | 0 | 0 | 27.6086 | 54.1851 | 36.3537 | 24.6166 | 33.3585 | 48.5841 | 46.7545 | 47.0626 | 47.7387 | 47.4683 | 42.5608 | 39.203
Cab2Gen | 25.3025 | 20.7148 | 17.6222 | 49.4508 | 66.6111 | 65.526 | 31.0981 | 21.1483 | 1.3139 | 0 | 0 | 0 | 0 | 0 | 23.4425 | 47.9641 | 67.8448 | 66.5325 | 52.173 | 16.6042 | 10.2925 | 27.038 | 47.1262 | 43.0872 | 42.3662 | 42.9046 | 40.5456 | 30.9379 | 30.6302
Cab3Gen | 21.6219 | 17.5932 | 13.2768 | 45.4113 | 66.5293 | 63.3969 | 26.6177 | 5.2104 | 28.0278 | 26.9873 | 28.7213 | 38.8128 | 45.1975 | 36.7394 | 15.6992 | 33.1161 | 67.9243 | 66.6196 | 49.692 | 15.6933 | 1.6552 | 0 | 0 | 0 | 0 | 0 | 1.5888 | 24.6143 | 26.4552
Cab4Gen | 4.3264 | 5.827 | 4.8609 | 30.8754 | 53.1894 | 42.8222 | 11.477 | 0.78999 | 0.55278 | 7.3457 | 1.2277 | 9.2346 | 16.0346 | 10.2941 | 22.0204 | 30.1814 | 54.4541 | 53.4862 | 31.7501 | 8.0896 | 5.8654 | 18.1738 | 11.4047 | 13.7168 | 9.7719 | 15.9887 | 13.826 | 5.9911 | 17.6278
CabGen | 92.1274 | 79.9711 | 68.1836 | 177.5446 | 247.6957 | 229.7353 | 110.4982 | 63.1816 | 79.3341 | 75.7493 | 71.7753 | 93.6029 | 104.7542 | 93.7229 | 76.4672 | 111.2615 | 190.2232 | 214.2468 | 187.8003 | 76.7409 | 42.4295 | 78.5703 | 107.115 | 103.5585 | 99.2008 | 106.632 | 103.4287 | 104.1041 | 113.9162
Nox1Gen | 24.5403 | 22.2892 | 18.4613 | 58.1217 | 94.6244 | 76.6692 | 30.7573 | 13.4937 | 10.0023 | 12.1353 | 43.7588 | 44.9855 | 47.3788 | 40.2068 | 37.4754 | 54.1052 | 92.5635 | 97.6579 | 64.7052 | 30.9953 | 30.4415 | 37.0475 | 42.8823 | 37.8008 | 39.3471 | 37.8386 | 35.023 | 38.2486 | 43.3413
Nox2Gen | 28.3063 | 26.882 | 20.3488 | 56.058 | 97.2656 | 78.5888 | 41.0177 | 26.7154 | 19.3216 | 13.6064 | 52.4661 | 26.5172 | 31.3504 | 26.8779 | 23.1959 | 40.1813 | 101.4005 | 86.1878 | 63.7786 | 29.8029 | 23.2738 | 32.4757 | 41.8912 | 37.3644 | 34.2163 | 41.302 | 37.7574 | 39.8695 | 42.0721
Nox3Gen | 37.6293 | 30.0734 | 26.6842 | 60.6785 | 95.3167 | 86.355 | 43.1397 | 28.5332 | 38.7278 | 43.38 | 16.7828 | 28.807 | 32.454 | 27.0287 | 23.2528 | 38.3779 | 93.2956 | 81.6468 | 60.3013 | 27.8472 | 14.3432 | 28.2408 | 43.2039 | 38.2077 | 36.7236 | 35.0863 | 38.4711 | 43.0852 | 42.7741
Nox4Gen | 37.3381 | 31.5132 | 26.6116 | 60.7659 | 94.2147 | 85.0455 | 43.0563 | 23.63 | 37.769 | 27.0421 | 0 | 41.1692 | 40.7547 | 31.6315 | 30.2569 | 28.2389 | 94.7185 | 80.7602 | 60.3288 | 24.0782 | 17.5656 | 20.1972 | 39.217 | 34.6158 | 29.665 | 32.6263 | 31.7344 | 33.7716 | 40.6542
Nox5Gen | 14.0211 | 16.2473 | 13.2045 | 45.3334 | 80.8757 | 61.7296 | 15.1945 | 7.4682 | 16.0422 | 26.7124 | 0 | 1.7288 | 11.4377 | 13.9294 | 5.3281 | 11.5254 | 81.7651 | 75.0811 | 49.0586 | 11.4197 | 5.3984 | 1.9954 | 0 | 8.6878 | 10.3353 | 15.5602 | 10.4698 | 7.7126 | 22.0808
NoxGen | 141.8351 | 127.0051 | 105.3103 | 280.9575 | 462.2971 | 388.388 | 173.1656 | 99.8406 | 121.8629 | 122.8763 | 113.0077 | 143.2078 | 163.3757 | 139.6743 | 119.5091 | 172.4287 | 463.7432 | 421.334 | 298.1726 | 124.1433 | 91.0224 | 119.9567 | 167.1944 | 156.6765 | 150.2873 | 162.4134 | 153.4558 | 162.6876 | 190.9225
ProdMCHourlyBuyPrice | 32.2056 | 70.3542 | 45.6837 | 14.7569 | 11.1142 | 18.1694 | 23.4651 | 28.7823 | 27.8736 | 31.6075 | 35.1304 | 35.1841 | 21.8374 | 16.5086 | 23.1717 | 16.4681 | 8.3159 | 4.9042 | 15.621 | 30.7191 | 24.9569 | 26.1463 | 26.2514 | 30.1935 | 22.1747 | 43.9077 | 25.6797 | 33.0417 | 26.5795
LF1Gen | 7.9649 | 8.0689 | 7.0424 | 8.4223 | 8.6778 | 8.4366 | 3.8533 | 3.0154 | 3.4548 | 4.7564 | 3.5288 | 4.3996 | 6.3794 | 8.5581 | 7.2284 | 8.8961 | 8.5699 | 8.2115 | 3.5231 | 2.2167 | 2.4134 | 4.4656 | 5.3266 | 6.3542 | 8.4965 | 6.6552 | 7.8547 | 8.9511 | 6.2758
LF2Gen | 8.0737 | 8.1722 | 7.1307 | 8.4217 | 8.6802 | 8.4907 | 3.8221 | 3.1146 | 3.4562 | 4.7072 | 4.0524 | 4.5613 | 6.3193 | 8.538 | 7.2462 | 8.9051 | 8.588 | 8.3662 | 3.8873 | 2.2934 | 2.2054 | 4.5784 | 6.3821 | 5.8683 | 8.5634 | 6.5088 | 7.9725 | 8.9507 | 6.352
LF3Gen | 8.0249 | 8.065 | 6.9259 | 8.4217 | 8.6801 | 1.62 | 3.3263 | 2.011 | 3.0957 | 3.995 | 4.603 | 4.1591 | 6.2251 | 8.43 | 7.1488 | 8.9068 | 8.588 | 8.5375 | 4.2442 | 2.1075 | 2.1047 | 0.60163 | 3.4397 | 5.3607 | 8.4012 | 6.5147 | 7.9987 | 8.9586 | 5.732
LF4Gen | 0 | 0 | 0 | 0 | 0 | 0 | 0 | 0 | 0.47002 | 2.4059 | 4.0532 | 4.3185 | 6.2077 | 8.462 | 6.9486 | 8.9066 | 8.588 | 8.5365 | 3.8544 | 1.8712 | 1.9457 | 3.3914 | 6.4409 | 3.2462 | 8.1615 | 6.7119 | 7.9525 | 8.9567 | 3.9796
LFGen | 24.0635 | 24.3061 | 21.0991 | 25.2657 | 26.038 | 18.5473 | 11.0017 | 8.1411 | 10.4768 | 15.8645 | 16.2375 | 17.4384 | 25.1315 | 33.9881 | 28.572 | 35.6146 | 34.334 | 33.6517 | 15.5091 | 8.4888 | 8.6692 | 13.037 | 21.5845 | 20.8295 | 33.6226 | 26.3906 | 31.7784 | 35.8169 | 22.3392
LL1Gen | 2.8074 | 3.7927 | 8.1832 | 20.888 | 20.934 | 9.4773 | 0.77228 | 4.1687 | 3.7841 | 7.5299 | 7.9032 | 6.0482 | 11.8002 | 19.4342 | 13.4024 | 21.0789 | 20.8674 | 20.8916 | 7.7914 | 4.2867 | 2.6738 | 2.2806 | 13.0875 | 10.6034 | 18.9545 | 13.1395 | 17.6328 | 21.5166 | 11.2761
LL2Gen | 18.3152 | 18.0455 | 16.614 | 20.8965 | 20.9167 | 15.5384 | 9.1487 | 6.7947 | 9.7043 | 13.5472 | 14.0256 | 13.4654 | 15.9398 | 20.1561 | 17.9832 | 21.0476 | 20.8799 | 20.6685 | 10.6426 | 6.5136 | 6.1699 | 9.1606 | 11.0279 | 15.7298 | 19.7774 | 16.3478 | 19.1037 | 21.5253 | 15.3459
LL3Gen | 17.9018 | 18.3211 | 15.2705 | 20.9105 | 20.8366 | 16.9026 | 6.2822 | 6.932 | 9.8985 | 14.1333 | 0 | 7.3704 | 14.6025 | 19.9885 | 17.7062 | 20.6531 | 20.9396 | 19.2124 | 10.1604 | 4.8975 | 6.1667 | 7.5341 | 8.2514 | 14.2559 | 20.2364 | 15.8761 | 19.1136 | 21.5767 | 14.1404
LL4Gen | 19.4908 | 19.5209 | 17.1941 | 21.2109 | 21.2158 | 20.2931 | 8.9088 | 0 | 0 | 0.89747 | 15.2483 | 13.6903 | 16.9781 | 20.9169 | 19.2482 | 21.1521 | 21.2301 | 20.1547 | 7.4166 | 2.5984 | 3.7587 | 10.8691 | 18.2704 | 8.3788 | 21.1123 | 17.2968 | 19.9582 | 21.869 | 14.6028
LLGen | 58.5152 | 59.6803 | 57.2618 | 83.9059 | 83.9031 | 62.2114 | 25.112 | 17.8955 | 23.3869 | 36.1079 | 37.1771 | 40.5744 | 59.3206 | 80.4958 | 68.34 | 83.9317 | 83.917 | 80.9272 | 36.0109 | 18.2962 | 18.7691 | 29.8444 | 50.6038 | 48.968 | 80.0807 | 62.6602 | 75.8084 | 86.4876 | 55.364
Total Hydro Generation | 316.5414 | 290.9625 | 251.8548 | 567.6738 | 819.9339 | 698.8821 | 319.7775 | 189.0587 | 235.0607 | 250.598 | 238.1976 | 294.8234 | 352.5819 | 347.881 | 292.8883 | 403.2365 | 772.2174 | 750.1597 | 537.4928 | 227.6691 | 160.8903 | 241.4083 | 346.4977 | 330.0325 | 363.1913 | 358.0962 | 364.4712 | 389.0963 | 382.542
| 2019 | 2019 | 2019 | 2019 | 2019 | 2019 | 2019 | 2019 | 2019 | 2019 | 2019 | 2019 | 2020 | 2020 | 2020 | 2020 | 2020 | 2020 | 2020 | 2020 | 2020 | 2020 | 2020 | 2020 | 2021 | 2021 | 2021 | 2021
| 2021-01-01 | 2021-02-01 | 2021-03-01 | 2021-04-01 | 2021-05-01 | 2021-06-01 | 2021-07-01 | 2021-08-01 | 2021-09-01 | 2021-10-01 | 2021-11-01 | 2021-12-01 | 2021-01-01 | 2021-02-01 | 2021-03-01 | 2021-04-01 | 2021-05-01 | 2021-06-01 | 2021-07-01 | 2021-08-01 | 2021-09-01 | 2021-10-01 | 2021-11-01 | 2021-12-01 | 2021-01-01 | 2021-02-01 | 2021-03-01 | 2021-04-01 | Total
SysTotValue | 10659.8972 | 55071.5399 | 68194.2604 | -52189.5213 | 172692.2776 | 61271.4014 | 12401.2341 | 24505.5585 | 20162.9588 | 36035.5262 | 49673.9962 | -6696.2397 | 3435.3534 | 27334.645 | 10785.2053 | 29751.2633 | 494055.383 | 1007305.6606 | 40624.0465 | 63588.0975 | 15460.2151 | 19589.4865 | 30598.618 | 10878.5097 | 15312.2773 | 303683.5406 | 229015.2801 | 21623.4031 | 99100.8527
SysTotValueNoPen | 11037.3035 | 45281.3628 | 60323.0904 | -22392.0531 | 21277.9901 | 38594.5203 | 15993.1833 | 19269.407 | 20224.0866 | 7665.4393 | 49674.7562 | -6607.6552 | 3421.5432 | 22727.0445 | 10785.2053 | 15979.6844 | 34714.3487 | 33451.2198 | 35523.5513 | 69684.6262 | 5337.9842 | 17199.0364 | 30598.6179 | 10878.5097 | -2149.8756 | 24094.8698 | 27689.2013 | -3676.2517 | 21307.1695
Cab1Gen | -0.10746 | 0.38149 | 0.54354 | -0.14205 | 0.10929 | -0.15518 | -0.060669 | -0.52775 | 0.025212 | 0.88692 | 0.093049 | -0.41377 | 0.0633 | 0.12454 | 0.11579 | 0 | 0 | -0.001735 | -0.35039 | 0.60242 | 0.23391 | -0.40424 | 0.41686 | -0.74882 | 0.84009 | 0.45356 | -0.057228 | 0.24481 | 0.077338
Cab2Gen | 0.075839 | 0.13902 | 0.046526 | 0.52184 | 0.003057 | 0.55239 | 0.62595 | 0.25193 | -0.000632 | 0 | 0 | 0 | 0 | 0 | 0.21157 | 1.5464 | -0.21366 | 0.16377 | 0.44887 | -0.479 | -0.09575 | 0.82179 | -0.55241 | 1.2474 | 0.58938 | 0.14683 | 0.60368 | -0.6109 | 0.21586
Cab3Gen | 0.33976 | -0.053542 | -0.6965 | -0.48174 | 0.003054 | 0.25576 | 0.15015 | 0.20807 | 0.008089 | 0.32105 | 0.88067 | 1.628 | -0.16598 | 1.0268 | 0.68915 | -2.5367 | -0.087199 | 0.038061 | 0.16189 | -0.071601 | -0.095634 | 0 | 0 | 0 | 0 | 0 | 0.11406 | 1.3622 | 0.10706
Cab4Gen | -0.2807 | -0.41377 | 0.27268 | 0.046438 | -0.037113 | -0.28138 | -1.1934 | -0.058292 | 0.000513 | -1.4353 | 0.13749 | -1.4833 | -0.16464 | -1.1656 | -0.56244 | 1.9383 | -0.14966 | 0.080029 | -0.17839 | -0.11086 | -0.095677 | -0.082449 | -0.12434 | -0.41937 | -0.79493 | -0.41082 | -0.68557 | -0.95013 | -0.30724
CabGen | 0.027433 | 0.053196 | 0.16625 | -0.055521 | 0.078287 | 0.37159 | -0.47796 | -0.12604 | 0.033182 | -0.2273 | 1.1496 | -0.26906 | -0.26732 | -0.01428 | 0.45407 | 0.94802 | -0.45053 | 0.28013 | 0.081989 | -0.059029 | -0.05315 | 0.33509 | -0.17777 | 0.079244 | 0.63454 | 0.18957 | -0.025052 | 0.045935 | 0.097325
Nox1Gen | -7.3041 | -4.9306 | -4.3667 | -4.2978 | -4.3267 | -9.5629 | -9.4701 | -11.3853 | -8.4186 | -2.2875 | -0.59292 | -3.7313 | -2.2741 | -4.6241 | -2.7912 | -1.8768 | -2.973 | -0.85194 | -5.0882 | -4.8269 | -2.9035 | -7.6199 | -7.6645 | -5.5071 | -2.7321 | -6.6744 | -7.6635 | -6.5413 | -5.1174
Nox2Gen | -9.9612 | -5.8275 | -7.2165 | -8.7116 | -1.7651 | -10.7978 | -7.3069 | -2.0395 | -0.04862 | -0.82468 | 1.5142 | -10.6462 | -7.8697 | -4.1274 | -10.3494 | -3.3679 | -0.1165 | -0.45686 | -2.2434 | -2.2821 | -2.4023 | -3.6756 | -9.0324 | -7.9631 | -8.6623 | -1.841 | -4.9714 | -8.5134 | -5.0538
Nox3Gen | -3.4661 | -4.7705 | -2.3223 | -2.833 | -1.2415 | -2.3474 | -5.3834 | 1.6347 | -4.7419 | -8.0762 | 0.28396 | -17.2834 | -12.0571 | -7.8598 | -8.4211 | -5.7332 | -1.3865 | -1.4325 | -4.3816 | -1.8684 | -3.1553 | -4.3394 | -5.644 | -4.3911 | -3.9088 | -5.7046 | -3.6441 | -6.8027 | -4.6885
Nox4Gen | 29.0386 | 21.034 | 19.034 | 27.2845 | 27.1601 | 39.0934 | 33.8461 | 19.5225 | 29.3827 | 20.2044 | 0 | 34.961 | 33.7362 | 23.6582 | 27.774 | 21.3208 | 15.5163 | 15.7414 | 23.6684 | 16.1819 | 14.4013 | 16.639 | 23.5453 | 29.418 | 24.9136 | 22.7218 | 24.2195 | 29.8077 | 23.708
Nox5Gen | -8.1213 | -4.8113 | -4.4754 | -10.5658 | -15.0926 | -14.6022 | -10.125 | -7.3385 | -15.2985 | -9.3389 | 0 | -3.2256 | -10.9199 | -6.078 | -6.0015 | -10.124 | -4.7776 | -6.2428 | -10.4567 | -6.5841 | -5.9129 | -0.8754 | 0 | -10.9797 | -9.8988 | -8.0343 | -6.529 | -8.4016 | -7.6718
NoxGen | 0.18591 | 0.69413 | 0.65302 | 0.87639 | 4.7341 | 1.7831 | 1.5606 | 0.3939 | 0.87511 | -0.32284 | 1.2053 | 0.074495 | 0.61529 | 0.96885 | 0.21082 | 0.21882 | 6.2627 | 6.7573 | 1.4984 | 0.6204 | 0.027275 | 0.12863 | 1.2492 | 0.57704 | -0.28854 | 0.46753 | 1.4115 | -0.45116 | 1.1781
ProdMCHourlyBuyPrice | 0 | 0 | 0 | 0 | 0 | 0 | 0 | 0 | 0 | 0 | 0 | 0 | 0 | 0 | 0 | 0 | 0 | 0 | 0 | 0 | 0 | 0 | 0 | 0 | 0 | 0 | 0 | 0 | 0
LF1Gen | -0.058278 | -0.10242 | -0.000569 | 0.000916 | -0.002266 | -0.015116 | 0.12241 | 0.01076 | -0.1687 | 0.16298 | 0.13114 | -0.2605 | 0.065368 | 0.005852 | 0.028535 | 0.007148 | -0.010351 | -0.11364 | 0.07665 | 0.003722 | 0.1149 | 0.1855 | 0.050863 | 0.053821 | 0.01802 | 0.08154 | -0.026339 | 0.0037 | 0.013059
LF2Gen | 0.047967 | 0.088968 | 0.099045 | -0.000851 | -0.000355 | 0.021792 | 0.042858 | 0.14822 | 0.13612 | 0.09189 | -0.26443 | 0.039056 | -0.054154 | 0.071063 | 0.040756 | -0.001064 | 0.00061 | -0.044759 | 0.056597 | 0.045589 | -0.12161 | 0.16349 | 0.032472 | 0.025633 | 0.031957 | -0.008756 | -0.007871 | 0.000679 | 0.024318
LF3Gen | -0.013762 | 0.006515 | -0.03189 | -6.4e-05 | -0.000665 | 0.020603 | -0.15151 | -0.1308 | 0.064515 | 0.025827 | 0.2112 | -0.13579 | -0.043133 | -0.085105 | 0.019451 | 0.006249 | 0.00061 | 0.045344 | 0.074707 | 0.018139 | 0.07211 | -0.059211 | -0.039015 | 0.093442 | 0.031009 | -0.089287 | -0.015488 | 0.008932 | -0.0034665
LF4Gen | 0 | 0 | 0 | 0 | 0 | 0 | 0 | 0 | -0.049172 | -0.21725 | -0.047788 | 0.38776 | 0.080797 | 0.01543 | -0.079274 | 0.00064 | 0.00061 | 0.011653 | -0.17749 | -0.079005 | -0.011834 | -0.21058 | -0.069449 | -0.17372 | -0.093462 | 0.08233 | 0.069015 | 0.002569 | -0.019937
LFGen | -0.024072 | -0.006938 | 0.066586 | 0 | -0.003286 | 0.027279 | 0.013755 | 0.028182 | -0.017238 | 0.063444 | 0.041893 | 0.030529 | 0.048878 | 0.00724 | 0.009468 | 0.012974 | -0.008523 | -0.10141 | 0.030463 | -0.011556 | 0.053559 | 0.079192 | -0.017757 | -0.000828 | -0.012476 | 0.065827 | 0.019317 | 0.015879 | 0.014657
LL1Gen | -0.43383 | -0.11719 | -0.061152 | 0.001392 | -0.006595 | -0.3075 | -0.053334 | -0.15198 | -0.29761 | -0.58836 | -0.018393 | -0.29614 | 0.21702 | 0.013622 | -0.25413 | 0.099683 | -0.001274 | 0.15099 | -0.048433 | -0.16723 | -0.43324 | -0.07401 | -0.13907 | 0.21498 | -0.12303 | 0.066395 | -0.15326 | -0.008313 | -0.10607
LL2Gen | 0.002526 | -0.096889 | 0.069711 | 0.001393 | -0.002847 | -0.14209 | 0.072481 | 0.059433 | 0.17854 | 0.16 | 0.034312 | 0.4898 | -0.025477 | -0.054672 | 0.079215 | 0.09972 | -0.004713 | -0.037843 | -0.054913 | -0.03027 | 0.09868 | 0.41311 | 0.001829 | -0.14547 | -0.066851 | 0.064752 | 0.056 | -0.008317 | 0.043256
LL3Gen | 0.25076 | 0.13427 | -0.001354 | -0.021089 | -0.009762 | 0.33086 | -0.39743 | 0.05658 | 0.12125 | 0.32466 | 0 | -0.19575 | -0.15233 | 0.051324 | 0.019066 | -0.16263 | -0.016445 | -0.027559 | 0.39693 | 0.28755 | 0.3152 | -0.41291 | 0.15755 | 0.021862 | 0.12775 | -0.094497 | -0.008867 | 0.014142 | 0.039612
LL4Gen | 0.2041 | 0.073852 | -0.003103 | -0.009011 | -0.008588 | 0.15254 | 0.36746 | 0 | 0 | 0.12003 | -0.13155 | 0.022286 | 0.059315 | 0.00765 | 0.15939 | -0.036775 | 0.007929 | -0.23578 | -0.28563 | -0.08329 | 0.027046 | 0.14033 | -0.095712 | 0.052837 | -0.073565 | -0.038707 | 0.081143 | 0.002487 | 0.017024
LLGen | 0.023553 | -0.005951 | 0.004102 | -0.027314 | -0.027792 | 0.033805 | -0.010824 | -0.03597 | 0.002171 | 0.016328 | -0.10466 | 0.020197 | 0.098518 | 0.017924 | 0.003542 | 0 | -0.014502 | -0.1502 | 0.007955 | 0.006766 | 0.007684 | 0.066532 | -0.075216 | 0.1442 | -0.1357 | -0.002056 | -0.024987 | 0 | -0.0057818
1.2843

## 13 9Mile Pre Upgrades
| 2019 | 2019 | 2019 | 2019 | 2019 | 2019 | 2019 | 2019 | 2019 | 2019 | 2019 | 2019 | 2020 | 2020 | 2020 | 2020 | 2020 | 2020 | 2020 | 2020 | 2020 | 2020 | 2020 | 2020 | 2021 | 2021 | 2021 | 2021
| 2021-01-01 | 2021-02-01 | 2021-03-01 | 2021-04-01 | 2021-05-01 | 2021-06-01 | 2021-07-01 | 2021-08-01 | 2021-09-01 | 2021-10-01 | 2021-11-01 | 2021-12-01 | 2021-01-01 | 2021-02-01 | 2021-03-01 | 2021-04-01 | 2021-05-01 | 2021-06-01 | 2021-07-01 | 2021-08-01 | 2021-09-01 | 2021-10-01 | 2021-11-01 | 2021-12-01 | 2021-01-01 | 2021-02-01 | 2021-03-01 | 2021-04-01 | Average
SysTotValue | -31098126.5764 | -19500991.8445 | -26334316.8282 | -31623980.7195 | -33659483.1827 | -29916939.9426 | -38061991.4849 | -44049552.3514 | -36354240.172 | -33770733.9847 | -29441320.7325 | -29863632.824 | -32078013.9687 | -29712738.3236 | -32886587.0176 | -74093662.1716 | -77508944.398 | -72160773.9944 | -87504157.1021 | -86963832.2088 | -91190331.4821 | -81065378.4436 | -69338885.6068 | -76569591.0941 | -74228417.6532 | -56863472.3512 | -73431408.4497 | -84934626.0143 | -53007361.8187
SysTotValueNoPen | 6745136.1972 | 13138426.9277 | 8868877.6522 | 3639425.6425 | 2994644.4863 | 4241481.6635 | 3517291.0102 | 3261140.6844 | 3346639.6313 | 5960930.5965 | 5875866.3296 | 6349925.7552 | 4633751.0379 | 3711746.3864 | 5134758.7542 | 3722388.0149 | 1940842.3928 | 1213872.8375 | 2408682.4441 | 4391648.553 | 3081041.7329 | 4623459.1259 | 5199463.2988 | 5917725.3057 | 5362144.2755 | 8790682.8498 | 5954283.5307 | 7153094.2953 | 5042120.4076
ProdMCHourlyBuyPrice | 32.2218 | 70.3549 | 45.6837 | 14.7653 | 11.1983 | 18.1771 | 23.4651 | 28.7823 | 27.8736 | 31.6089 | 35.1304 | 35.1862 | 21.8374 | 16.5086 | 23.1717 | 16.4681 | 8.3159 | 4.9042 | 15.621 | 30.7191 | 24.9569 | 26.1463 | 26.2514 | 30.1935 | 22.1747 | 43.9077 | 25.6797 | 33.0417 | 26.5838
LF1Gen | 7.7135 | 7.5032 | 7.0252 | 8.4817 | 8.7018 | 8.0349 | 3.5933 | 2.558 | 3.4484 | 4.2428 | 4.2869 | 6.55 | 7.9974 | 8.5178 | 7.3263 | 5.9322 | 7.4101 | 5.2984 | 1.1534 | 0.94595 | 1.1194 | 1.4738 | 1.6213 | 2.29 | 6.154 | 4.3416 | 4.5555 | 6.339 | 5.1648
LF2Gen | 8.0065 | 7.6941 | 7.1788 | 8.4961 | 8.7536 | 8.2402 | 3.7443 | 2.372 | 3.0805 | 3.8506 | 4.0526 | 5.6576 | 7.0637 | 8.54 | 7.3161 | 8.58 | 8.3088 | 8.616 | 3.0544 | 1.8415 | 1.9893 | 4.8635 | 6.3111 | 5.4632 | 8.4908 | 6.7621 | 7.9993 | 8.8752 | 6.2572
LF3Gen | 8.0619 | 7.9938 | 6.9543 | 8.4937 | 8.7515 | 1.7236 | 3.7979 | 2.4481 | 3.0598 | 3.9298 | 4.0456 | 2.4789 | 4.9433 | 8.1811 | 6.6344 | 8.7364 | 8.3575 | 8.657 | 5.5601 | 2.6499 | 2.3779 | 0.99938 | 4.3939 | 7.0055 | 8.6809 | 7.3389 | 8.5742 | 8.9331 | 5.8487
LF4Gen | 0 | 0 | 0 | 0 | 0 | 0 | 0 | 0 | 0.36489 | 3.2133 | 3.5608 | 2.427 | 4.9607 | 8.413 | 6.9821 | 8.7966 | 8.3465 | 8.684 | 5.3888 | 2.5504 | 2.6836 | 5.1949 | 8.4418 | 5.8591 | 8.7192 | 7.63 | 8.7207 | 8.9334 | 4.2811
LFGen | 23.7819 | 23.1911 | 21.1583 | 25.4714 | 26.2069 | 17.9987 | 11.1355 | 7.3781 | 9.9536 | 15.2365 | 15.9348 | 17.1135 | 24.9651 | 33.6519 | 28.2589 | 32.0451 | 32.4229 | 31.2554 | 15.1567 | 7.9878 | 8.1703 | 12.5315 | 20.7598 | 20.6178 | 32.0449 | 26.0725 | 29.8497 | 33.0807 | 21.5511
LL1Gen | 4.3752 | 6.2455 | 8.3944 | 20.7943 | 20.9078 | 10.852 | 4.766 | 8.8194 | 9.1289 | 9.8045 | 2.6037 | 0.07765 | 8.0877 | 18.9164 | 13.2453 | 19.008 | 19.9993 | 17.8662 | 8.0052 | 7.6147 | 4.5971 | 2.2134 | 11.8982 | 13.5447 | 17.3763 | 11.3188 | 14.9202 | 16.1523 | 11.1262
LL2Gen | 18.0433 | 18.0962 | 16.8645 | 20.7761 | 20.9098 | 16.4876 | 10.8771 | 0.085365 | 2.5898 | 7.1111 | 15.1658 | 13.8604 | 18.5332 | 19.95 | 17.0924 | 19.7403 | 19.4135 | 16.4141 | 2.757 | 0.71568 | 0.3874 | 2.3252 | 7.9741 | 8.5592 | 17.9579 | 15.5163 | 16.7482 | 20.7966 | 13.0624
LL3Gen | 16.8812 | 15.8263 | 13.2413 | 20.9111 | 20.8831 | 15.9813 | 3.8578 | 8.8841 | 11.6815 | 18.2594 | 0 | 5.8822 | 11.5887 | 20.2173 | 17.792 | 21.1817 | 20.9113 | 20.5175 | 15.4865 | 6.0031 | 8.9298 | 12.5026 | 9.9217 | 17.5057 | 20.3121 | 17.1039 | 20.0457 | 21.5224 | 14.7797
LL4Gen | 19.167 | 19.505 | 18.8203 | 21.1792 | 21.2161 | 19.6591 | 5.7051 | 0 | 0 | 0.91593 | 19.8533 | 20.7139 | 21.2796 | 21.2846 | 20.2353 | 17.3157 | 21.1712 | 21.3177 | 9.9298 | 3.9502 | 5.1805 | 12.8268 | 20.5533 | 9.9641 | 20.7959 | 19.2186 | 20.3593 | 21.6857 | 15.493
LLGen | 58.4666 | 59.673 | 57.3204 | 83.6608 | 83.9168 | 62.98 | 25.206 | 17.7889 | 23.4002 | 36.0909 | 37.6228 | 40.5342 | 59.4891 | 80.3683 | 68.365 | 77.2456 | 81.4953 | 76.1156 | 36.1785 | 18.2837 | 19.0948 | 29.868 | 50.3197 | 49.5738 | 76.4422 | 63.1576 | 72.0733 | 80.157 | 54.4603
9M1Gen | 4.1238 | 4.885 | 2.9552 | 5.8419 | 5.8399 | 4.601 | 0.77681 | 1.1952 | 0 | 0.80839 | 2.7767 | 3.0564 | 4.9798 | 1.4205 | 0 | 0 | 0.59387 | 2.2342 | 3.8015 | 0.70766 | 0.039322 | 1.1252 | 4.6581 | 4.138 | 4.3318 | 3.7499 | 3.611 | 2.7176 | 2.6775
9M2Gen | 4.0769 | 4.8667 | 3.0188 | 5.8419 | 5.8251 | 4.6652 | 0.55626 | 0.40887 | 0 | 0.89585 | 2.2093 | 3.0161 | 5.005 | 4.5472 | 0 | 0.30446 | 1.7195 | 2.1733 | 3.7965 | 0.35269 | 0.023507 | 1.1392 | 4.6348 | 3.9231 | 4.1711 | 3.8532 | 3.4287 | 2.7619 | 2.7577
9M3Gen | 5.8882 | 5.0666 | 6.7838 | 8.6209 | 8.5114 | 7.1137 | 1.3057 | 0.026277 | 0 | 0 | 0 | 0.009217 | 0 | 0 | 5.6701 | 6.1891 | 3.8248 | 6.3579 | 3.55 | 4.7093 | 1.2375 | 0.11291 | 0 | 0.021638 | 4.3134 | 6.696 | 7.1323 | 6.2577 | 3.5499
9M4Gen | 5.8259 | 6.4926 | 6.717 | 8.6209 | 8.5218 | 6.6173 | 6.3572 | 4.5163 | 7.5141 | 8.0881 | 8.3809 | 8.3131 | 8.4234 | 8.6301 | 8.6329 | 6.1109 | 3.871 | 6.179 | 1.1937 | 0.44979 | 5.1224 | 7.8232 | 7.7986 | 8.0254 | 6.7101 | 6.7776 | 7.0453 | 6.1568 | 6.6041
9MGen | 19.9148 | 21.3108 | 19.4748 | 28.9256 | 28.6982 | 22.9973 | 8.996 | 6.1466 | 7.5141 | 9.7924 | 13.36 | 14.3948 | 18.4082 | 14.5978 | 14.303 | 12.6045 | 10.0091 | 16.9444 | 12.3417 | 6.2195 | 6.4227 | 10.2004 | 17.0916 | 16.1082 | 19.5263 | 21.0766 | 21.2174 | 17.894 | 15.589
| 102.1634 | 104.1749 | 97.9536 | 138.0578 | 138.8219 | 103.9761 | 45.3374 | 31.3136 | 40.8679 | 61.1197 | 66.9176 | 72.0425 | 102.8624 | 128.618 | 110.9268 | 121.8952 | 123.9273 | 124.3154 | 63.6768 | 32.4909 | 33.6879 | 52.5999 | 88.171 | 86.2997 | 128.0134 | 110.3068 | 123.1404 | 131.1317 | 91.6004

## 14 9Mile Unit 1 Upgraded
| 2019 | 2019 | 2019 | 2019 | 2019 | 2019 | 2019 | 2019 | 2019 | 2019 | 2019 | 2019 | 2020 | 2020 | 2020 | 2020 | 2020 | 2020 | 2020 | 2020 | 2020 | 2020 | 2020 | 2020 | 2021 | 2021 | 2021 | 2021
| 2021-01-01 | 2021-02-01 | 2021-03-01 | 2021-04-01 | 2021-05-01 | 2021-06-01 | 2021-07-01 | 2021-08-01 | 2021-09-01 | 2021-10-01 | 2021-11-01 | 2021-12-01 | 2021-01-01 | 2021-02-01 | 2021-03-01 | 2021-04-01 | 2021-05-01 | 2021-06-01 | 2021-07-01 | 2021-08-01 | 2021-09-01 | 2021-10-01 | 2021-11-01 | 2021-12-01 | 2021-01-01 | 2021-02-01 | 2021-03-01 | 2021-04-01 | Average
SysTotValue | -31150467.201 | -19535580.7962 | -26324908.7034 | -31597488.9196 | -33636773.2027 | -29907363.668 | -37843670.0353 | -42545500.9203 | -36368721.4483 | -33804113.4167 | -29241424.5164 | -29782546.6359 | -32203842.4398 | -29705523.7655 | -32886587.0176 | -74136284.5848 | -77106491.6902 | -71613274.9348 | -84462950.3029 | -85797754.0202 | -91260546.2304 | -80337165.5865 | -66960144.6097 | -73749795.3651 | -73542615.1394 | -56789889.7677 | -72907489.2339 | -83878392.3484 | -52467046.6607
SysTotValueNoPen | 6765518.1614 | 13130821.9972 | 8873567.3067 | 3667633.2917 | 3017354.4664 | 4242889.6639 | 3523497.863 | 3265033.2713 | 3359782.1126 | 5943996.9186 | 5882572.0021 | 6361435.917 | 4654290.9221 | 3718960.9445 | 5134758.7542 | 3721723.1196 | 1946228.8024 | 1228121.6934 | 2389631.017 | 4396439.4275 | 3083135.207 | 4630841.9766 | 5221751.9567 | 5960444.9843 | 5407931.3416 | 8798715.0806 | 5992982.7902 | 7227095.6603 | 5055255.5946
ProdMCHourlyBuyPrice | 32.2218 | 70.3549 | 45.6837 | 14.7653 | 11.1983 | 18.1771 | 23.4651 | 28.7823 | 27.8736 | 31.6089 | 35.1304 | 35.1862 | 21.8374 | 16.5086 | 23.1717 | 16.4681 | 8.3159 | 4.9042 | 15.621 | 30.7191 | 24.9569 | 26.1463 | 26.2514 | 30.1935 | 22.1747 | 43.9077 | 25.6797 | 33.0417 | 26.5838
LF1Gen | 7.9208 | 7.7274 | 7.2707 | 8.486 | 8.6985 | 8.0789 | 3.799 | 2.5271 | 3.1236 | 4.2349 | 4.1667 | 4.2026 | 6.6403 | 8.5182 | 7.3263 | 5.7214 | 7.4045 | 5.4564 | 1.6195 | 1.168 | 1.551 | 1.7578 | 1.7493 | 2.1193 | 6.2557 | 4.4093 | 4.8074 | 6.5131 | 5.1162
LF2Gen | 7.7693 | 7.5881 | 7.0489 | 8.5003 | 8.751 | 8.1401 | 3.694 | 2.3433 | 3.5116 | 3.7314 | 3.9596 | 4.1855 | 6.5023 | 8.5743 | 7.3161 | 8.6807 | 8.3153 | 8.5019 | 3.2397 | 1.5347 | 2.0535 | 4.7825 | 6.1119 | 5.9255 | 8.5861 | 7.0072 | 8.1506 | 8.9677 | 6.1955
LF3Gen | 8.0204 | 7.6856 | 6.8349 | 8.4989 | 8.7434 | 1.6384 | 3.7385 | 2.554 | 2.9191 | 4.0039 | 3.9746 | 4.3172 | 5.9092 | 8.1672 | 6.6344 | 8.8202 | 8.3087 | 8.6885 | 5.2335 | 2.5282 | 2.4778 | 0.99871 | 4.5785 | 7.0343 | 8.6648 | 7.4112 | 8.5587 | 8.9712 | 5.9255
LF4Gen | 0 | 0 | 0 | 0 | 0 | 0 | 0 | 0 | 0.41386 | 3.2571 | 4.0647 | 4.6083 | 6.0559 | 8.4069 | 6.9821 | 8.8087 | 8.342 | 8.6586 | 5.0346 | 2.715 | 2.2192 | 4.9278 | 8.4418 | 5.5083 | 8.663 | 7.2516 | 8.5201 | 8.9699 | 4.3518
LFGen | 23.7105 | 23.0011 | 21.1545 | 25.4852 | 26.1929 | 17.8574 | 11.2315 | 7.4243 | 9.9682 | 15.2272 | 16.1599 | 17.3136 | 25.1078 | 33.6665 | 28.2589 | 32.031 | 32.3705 | 31.3055 | 15.1272 | 7.9459 | 8.3015 | 12.4668 | 20.8728 | 20.5873 | 32.1696 | 26.0793 | 30.0368 | 33.4218 | 21.5884
LL1Gen | 4.4061 | 6.7638 | 8.3593 | 20.7872 | 20.9176 | 10.7499 | 4.4344 | 8.7565 | 6.2622 | 11.4048 | 2.921 | 1.2444 | 9.2054 | 18.9166 | 13.2453 | 18.7137 | 19.7039 | 17.0787 | 8.475 | 7.5424 | 4.9981 | 1.8464 | 13.4134 | 11.6432 | 16.4438 | 12.0449 | 12.7023 | 15.8657 | 11.0302
LL2Gen | 18.1986 | 16.9527 | 16.6521 | 20.7976 | 20.9261 | 17.1654 | 11.0122 | 0.16065 | 5.3197 | 5.4224 | 15.3304 | 14.6718 | 17.2899 | 19.9818 | 17.0924 | 19.8669 | 19.5731 | 18.0739 | 2.9229 | 0.89892 | 0.57853 | 3.0244 | 7.4516 | 10.6942 | 19.1597 | 15.1751 | 19.161 | 21.4323 | 13.3924
LL3Gen | 16.709 | 17.1049 | 13.3492 | 20.8857 | 20.8673 | 14.9975 | 4.1378 | 8.9391 | 11.7595 | 18.2855 | 0 | 5.8708 | 13.8579 | 20.2174 | 17.792 | 21.1252 | 20.8875 | 20.3242 | 14.903 | 6.1152 | 8.7157 | 11.562 | 9.4542 | 16.3633 | 20.2209 | 16.9313 | 19.9351 | 21.7 | 14.7504
LL4Gen | 19.1582 | 18.8236 | 18.9537 | 21.1563 | 21.2029 | 19.7943 | 5.6978 | 0 | 0 | 0.8848 | 19.4924 | 18.7055 | 19.0215 | 21.2841 | 20.2353 | 17.4381 | 21.1747 | 20.8406 | 9.8541 | 3.7158 | 4.8743 | 13.2363 | 20.2792 | 10.6821 | 20.913 | 18.8225 | 20.6755 | 21.9609 | 15.3171
LLGen | 58.4719 | 59.645 | 57.3142 | 83.6269 | 83.914 | 62.7072 | 25.2823 | 17.8563 | 23.3414 | 35.9976 | 37.7225 | 40.4926 | 59.3747 | 80.3999 | 68.365 | 77.1438 | 81.3392 | 76.3174 | 36.1551 | 18.2723 | 19.1666 | 29.6691 | 50.5694 | 49.3829 | 76.7374 | 62.9738 | 72.4739 | 80.9589 | 54.4883
9M1Gen | 7.7591 | 7.4518 | 6.1533 | 8.5194 | 8.4638 | 7.0214 | 1.682 | 2.0596 | 0.10188 | 2.1109 | 6.6586 | 7.587 | 7.8927 | 2.0715 | 0 | 0 | 1.1225 | 4.0529 | 6.7553 | 1.5529 | 0.081712 | 2.7376 | 7.5733 | 7.6509 | 6.678 | 6.591 | 6.2955 | 4.5021 | 4.6831
9M2Gen | 4.9163 | 4.5401 | 2.5378 | 5.8419 | 5.8229 | 4.5849 | 0.71706 | 0 | 0.013903 | 0.78659 | 0.51015 | 0.3123 | 3.594 | 4.5472 | 0 | 0.33571 | 1.9027 | 1.9652 | 0.19746 | 0 | 0.006951 | 0.49723 | 1.9231 | 1.7851 | 4.3043 | 3.3777 | 3.0608 | 2.5091 | 2.164
9M3Gen | 7.8261 | 5.0464 | 5.8859 | 8.6209 | 8.5139 | 5.4461 | 0.99829 | 0.026277 | 0 | 0 | 0 | 0.009378 | 0 | 0 | 5.6701 | 6.1263 | 4.0975 | 6.3342 | 3.1715 | 4.7264 | 1.3546 | 0.10941 | 0.016797 | 0.020069 | 4.1311 | 5.778 | 6.3257 | 6.2381 | 3.4455
9M4Gen | 0.17591 | 4.0685 | 5.7501 | 8.6209 | 8.511 | 6.5655 | 5.7272 | 4.5127 | 7.4109 | 6.9875 | 6.0722 | 6.5055 | 7.8075 | 8.6299 | 8.6329 | 6.1779 | 3.968 | 6.0786 | 1.1244 | 0.41953 | 4.9845 | 6.9649 | 7.5467 | 7.7455 | 6.6328 | 5.3164 | 6.5201 | 6.5096 | 5.9274
9MGen | 20.6774 | 21.1068 | 20.3271 | 31.6032 | 31.3116 | 23.6179 | 9.1245 | 6.5986 | 7.5267 | 9.885 | 13.2409 | 14.4142 | 19.2943 | 15.2486 | 14.303 | 12.6399 | 11.0908 | 18.4309 | 11.2486 | 6.6989 | 6.4278 | 10.3091 | 17.0598 | 17.2016 | 21.7462 | 21.0632 | 22.2021 | 19.7589 | 16.2199
| 102.8598 | 103.753 | 98.7959 | 140.7153 | 141.4185 | 104.1825 | 45.6383 | 31.8792 | 40.8362 | 61.1097 | 67.1234 | 72.2204 | 103.7768 | 129.3151 | 110.9268 | 121.8147 | 124.8005 | 126.0538 | 62.5309 | 32.9171 | 33.8958 | 52.445 | 88.502 | 87.1719 | 130.6532 | 110.1163 | 124.7128 | 134.1396 | 92.2966
| 2019 | 2019 | 2019 | 2019 | 2019 | 2019 | 2019 | 2019 | 2019 | 2019 | 2019 | 2019 | 2020 | 2020 | 2020 | 2020 | 2020 | 2020 | 2020 | 2020 | 2020 | 2020 | 2020 | 2020 | 2021 | 2021 | 2021 | 2021
| 2021-01-01 | 2021-02-01 | 2021-03-01 | 2021-04-01 | 2021-05-01 | 2021-06-01 | 2021-07-01 | 2021-08-01 | 2021-09-01 | 2021-10-01 | 2021-11-01 | 2021-12-01 | 2021-01-01 | 2021-02-01 | 2021-03-01 | 2021-04-01 | 2021-05-01 | 2021-06-01 | 2021-07-01 | 2021-08-01 | 2021-09-01 | 2021-10-01 | 2021-11-01 | 2021-12-01 | 2021-01-01 | 2021-02-01 | 2021-03-01 | 2021-04-01 | Total
SysTotValue | -52340.6246 | -34588.9518 | 9408.1248 | 26491.7999 | 22709.9801 | 9576.2746 | 218321.4496 | 1504051.4311 | -14481.2763 | -33379.432 | 199896.2161 | 81086.1882 | -125828.4711 | 7214.5581 | 0 | -42622.4132 | 402452.7077 | 547499.0597 | 3041206.7992 | 1166078.1887 | -70214.7483 | 728212.8571 | 2378740.9971 | 2819795.729 | 685802.5137 | 73582.5836 | 523919.2158 | 1056233.6659 | 540315.1579
SysTotValueNoPen | 20381.9642 | -7604.9305 | 4689.6545 | 28207.6492 | 22709.9801 | 1408.0004 | 6206.8528 | 3892.5869 | 13142.4813 | -16933.6779 | 6705.6725 | 11510.1617 | 20539.8842 | 7214.5581 | 0 | -664.8953 | 5386.4096 | 14248.8559 | -19051.4271 | 4790.8745 | 2093.4741 | 7382.8507 | 22288.6579 | 42719.6786 | 45787.066 | 8032.2308 | 38699.2595 | 74001.365 | 13135.1871
ProdMCHourlyBuyPrice | 0 | 0 | 0 | 0 | 0 | 0 | 0 | 0 | 0 | 0 | 0 | 0 | 0 | 0 | 0 | 0 | 0 | 0 | 0 | 0 | 0 | 0 | 0 | 0 | 0 | 0 | 0 | 0 | 0
LF1Gen | 0.20733 | 0.22426 | 0.24553 | 0.004335 | -0.003348 | 0.043968 | 0.20572 | -0.030893 | -0.32481 | -0.007945 | -0.12023 | -2.3474 | -1.3571 | 0.000354 | 0 | -0.2108 | -0.005653 | 0.158 | 0.46612 | 0.22202 | 0.43156 | 0.28405 | 0.12805 | -0.17067 | 0.10172 | 0.067678 | 0.25189 | 0.1741 | -0.04865
LF2Gen | -0.23729 | -0.10604 | -0.12989 | 0.004257 | -0.002616 | -0.10015 | -0.050295 | -0.028694 | 0.43112 | -0.11924 | -0.093004 | -1.4721 | -0.56135 | 0.034257 | 0 | 0.10067 | 0.00658 | -0.11411 | 0.18526 | -0.30678 | 0.064169 | -0.081028 | -0.1992 | 0.46224 | 0.095298 | 0.24513 | 0.15132 | 0.092472 | -0.06175
LF3Gen | -0.041479 | -0.30817 | -0.11936 | 0.005252 | -0.008066 | -0.085157 | -0.059396 | 0.10585 | -0.14072 | 0.074062 | -0.071007 | 1.8383 | 0.96596 | -0.013883 | 0 | 0.083859 | -0.048768 | 0.031479 | -0.32666 | -0.12171 | 0.099811 | -0.00067 | 0.18457 | 0.028813 | -0.01613 | 0.072291 | -0.01556 | 0.038023 | 0.076841
LF4Gen | 0 | 0 | 0 | 0 | 0 | 0 | 0 | 0 | 0.048969 | 0.043802 | 0.50385 | 2.1813 | 1.0952 | -0.006069 | 0 | 0.012144 | -0.004518 | -0.025363 | -0.35418 | 0.16455 | -0.46436 | -0.26708 | 1.4e-05 | -0.3508 | -0.056172 | -0.37837 | -0.20053 | 0.036493 | 0.070676
LFGen | -0.071444 | -0.18996 | -0.003715 | 0.013845 | -0.014029 | -0.14134 | 0.096034 | 0.046264 | 0.014552 | -0.009319 | 0.22519 | 0.20013 | 0.14266 | 0.014659 | 0 | -0.014125 | -0.052359 | 0.05001 | -0.029463 | -0.041909 | 0.13118 | -0.064733 | 0.113 | -0.030416 | 0.12472 | 0.006732 | 0.18712 | 0.34109 | 0.037299
LL1Gen | 0.030964 | 0.51831 | -0.035116 | -0.007092 | 0.009812 | -0.10205 | -0.3316 | -0.062988 | -2.8667 | 1.6003 | 0.31725 | 1.1668 | 1.1177 | 0.000192 | 0 | -0.29429 | -0.29541 | -0.78759 | 0.46979 | -0.072311 | 0.40094 | -0.36699 | 1.5152 | -1.9015 | -0.93252 | 0.72603 | -2.2179 | -0.28661 | -0.095978
LL2Gen | 0.15534 | -1.1435 | -0.21242 | 0.021465 | 0.016294 | 0.67782 | 0.13512 | 0.075289 | 2.7299 | -1.6886 | 0.1646 | 0.81141 | -1.2432 | 0.03183 | 0 | 0.12664 | 0.15955 | 1.6598 | 0.16593 | 0.18324 | 0.19113 | 0.69921 | -0.52248 | 2.135 | 1.2018 | -0.34118 | 2.4128 | 0.63565 | 0.32994
LL3Gen | -0.17221 | 1.2786 | 0.1079 | -0.025372 | -0.015788 | -0.98385 | 0.28003 | 0.055054 | 0.078029 | 0.026143 | 0 | -0.011363 | 2.2692 | 2.9e-05 | 0 | -0.056564 | -0.023732 | -0.19331 | -0.58347 | 0.11211 | -0.2141 | -0.94057 | -0.4675 | -1.1424 | -0.09112 | -0.17258 | -0.11057 | 0.17763 | -0.029275
LL4Gen | -0.008775 | -0.68135 | 0.13341 | -0.02289 | -0.013138 | 0.13519 | -0.007254 | 0 | 0 | -0.031131 | -0.36093 | -2.0084 | -2.2581 | -0.000464 | 0 | 0.12236 | 0.003455 | -0.4771 | -0.075647 | -0.23438 | -0.30626 | 0.4095 | -0.27411 | 0.71803 | 0.11706 | -0.39611 | 0.31618 | 0.27522 | -0.17591
LLGen | 0.00531 | -0.027935 | -0.006223 | -0.033891 | -0.002821 | -0.27288 | 0.076295 | 0.067356 | -0.058807 | -0.093295 | 0.099684 | -0.041595 | -0.11441 | 0.031587 | 0 | -0.10185 | -0.15613 | 0.2018 | -0.023393 | -0.011342 | 0.071714 | -0.19886 | 0.24973 | -0.19085 | 0.2952 | -0.18384 | 0.40056 | 0.80189 | 0.027964
9M1Gen | 3.6352 | 2.5668 | 3.1981 | 2.6775 | 2.6239 | 2.4204 | 0.90517 | 0.86439 | 0.10188 | 1.3025 | 3.8819 | 4.5307 | 2.9129 | 0.65105 | 0 | 0 | 0.52865 | 1.8187 | 2.9538 | 0.84526 | 0.04239 | 1.6124 | 2.9151 | 3.5129 | 2.3462 | 2.8411 | 2.6845 | 1.7845 | 2.0056
9M2Gen | 0.83945 | -0.3266 | -0.48101 | 0 | -0.002193 | -0.080268 | 0.1608 | -0.40887 | 0.013903 | -0.10926 | -1.6992 | -2.7038 | -1.411 | 0 | 0 | 0.031249 | 0.18327 | -0.20805 | -3.599 | -0.35269 | -0.016556 | -0.64192 | -2.7117 | -2.1379 | 0.13321 | -0.47547 | -0.36789 | -0.25277 | -0.59373
9M3Gen | 1.9379 | -0.020217 | -0.89787 | 0 | 0.002561 | -1.6677 | -0.30738 | 0 | 0 | 0 | 0 | 0.000161 | 0 | 0 | 0 | -0.062763 | 0.27273 | -0.023704 | -0.37846 | 0.017096 | 0.11714 | -0.003497 | 0.016797 | -0.001569 | -0.18224 | -0.91794 | -0.80669 | -0.019544 | -0.10447
9M4Gen | -5.65 | -2.424 | -0.96695 | 0 | -0.010814 | -0.051786 | -0.63002 | -0.003538 | -0.10319 | -1.1006 | -2.3088 | -1.8076 | -0.61583 | -0.000255 | 0 | 0.066966 | 0.097047 | -0.10034 | -0.069286 | -0.030254 | -0.13789 | -0.85828 | -0.25195 | -0.27991 | -0.077243 | -1.4612 | -0.52522 | 0.35275 | -0.67672
9MGen | 0.76256 | -0.20404 | 0.85227 | 2.6775 | 2.6135 | 0.62062 | 0.12858 | 0.45198 | 0.012592 | 0.092632 | -0.11909 | 0.019353 | 0.88607 | 0.6508 | 0 | 0.035453 | 1.0817 | 1.4866 | -1.093 | 0.47941 | 0.005083 | 0.10866 | -0.03175 | 1.0935 | 2.2199 | -0.013428 | 0.98474 | 1.8649 | 0.63096
0.69623

## 15 9Mile Units 1-2 Upgraded
| 2019 | 2019 | 2019 | 2019 | 2019 | 2019 | 2019 | 2019 | 2019 | 2019 | 2019 | 2019 | 2020 | 2020 | 2020 | 2020 | 2020 | 2020 | 2020 | 2020 | 2020 | 2020 | 2020 | 2020 | 2021 | 2021 | 2021 | 2021
| 2021-01-01 | 2021-02-01 | 2021-03-01 | 2021-04-01 | 2021-05-01 | 2021-06-01 | 2021-07-01 | 2021-08-01 | 2021-09-01 | 2021-10-01 | 2021-11-01 | 2021-12-01 | 2021-01-01 | 2021-02-01 | 2021-03-01 | 2021-04-01 | 2021-05-01 | 2021-06-01 | 2021-07-01 | 2021-08-01 | 2021-09-01 | 2021-10-01 | 2021-11-01 | 2021-12-01 | 2021-01-01 | 2021-02-01 | 2021-03-01 | 2021-04-01 | Average
SysTotValue | -31086958.3434 | -19491741.2517 | -26346993.9938 | -31573760.593 | -33618801.8261 | -29882526.0145 | -37853935.774 | -42566870.9873 | -36324558.9963 | -33839522.4171 | -29265896.6047 | -29800506.5576 | -32162284.6067 | -29681672.9467 | -32886587.0176 | -73677744.5985 | -75359261.4048 | -71265766.3798 | -84521779.7183 | -85790875.5532 | -91171181.7093 | -80405603.2007 | -66795881.102 | -73462728.5539 | -73110514.7488 | -56842746.6619 | -72646604.1764 | -82973109.47 | -52300229.1146
SysTotValueNoPen | 6752613.53 | 13143765.7243 | 8893203.8505 | 3691202.9493 | 3035325.843 | 4240065.2052 | 3513335.5608 | 3269993.6573 | 3352446.4772 | 5948202.8924 | 5881203.0911 | 6368743.4925 | 4667458.6449 | 3742811.7633 | 5134758.7542 | 3726750.5117 | 1959445.288 | 1235331.5238 | 2387525.3401 | 4399637.5855 | 3080252.4523 | 4633793.986 | 5234011.1244 | 5985660.6857 | 5438315.4427 | 8803844.7007 | 6001594.9287 | 7277928.5911 | 5064257.9856
ProdMCHourlyBuyPrice | 32.2218 | 70.3549 | 45.6837 | 14.7653 | 11.1983 | 18.1771 | 23.4651 | 28.7823 | 27.8736 | 31.6089 | 35.1304 | 35.1862 | 21.8374 | 16.5086 | 23.1717 | 16.4681 | 8.3159 | 4.9042 | 15.621 | 30.7191 | 24.9569 | 26.1463 | 26.2514 | 30.1935 | 22.1747 | 43.9077 | 25.6797 | 33.0417 | 26.5838
LF1Gen | 7.8758 | 7.4467 | 7.1222 | 8.494 | 8.7432 | 8.0635 | 4.0715 | 2.7361 | 3.3885 | 4.0872 | 4.1985 | 4.4553 | 6.7477 | 8.5123 | 7.3263 | 5.8879 | 7.3489 | 5.9235 | 1.7182 | 1.3063 | 1.4772 | 1.7498 | 1.9471 | 2.7011 | 6.4571 | 4.9582 | 4.9041 | 7.0199 | 5.2381
LF2Gen | 7.9649 | 7.7068 | 6.8934 | 8.4982 | 8.7504 | 8.1554 | 3.323 | 2.3419 | 3.0619 | 3.6222 | 4.1423 | 4.5158 | 6.6268 | 8.593 | 7.3161 | 8.5944 | 8.3231 | 8.4387 | 3.5039 | 1.682 | 2.2721 | 4.7902 | 6.3445 | 5.9287 | 8.5503 | 7.0978 | 8.2822 | 8.9235 | 6.223
LF3Gen | 7.9177 | 7.8407 | 7.0965 | 8.4908 | 8.7311 | 1.6804 | 3.7351 | 2.3158 | 3.1194 | 4.3099 | 3.8543 | 4.3985 | 5.8246 | 8.1735 | 6.6344 | 8.7592 | 8.3154 | 8.5484 | 4.9401 | 2.4385 | 2.3361 | 0.87395 | 4.3704 | 6.8186 | 8.66 | 7.1903 | 8.4107 | 8.934 | 5.8828
LF4Gen | 0 | 0 | 0 | 0 | 0 | 0 | 0 | 0 | 0.38025 | 3.2321 | 3.9941 | 3.9518 | 5.8275 | 8.3757 | 6.9821 | 8.7874 | 8.3576 | 8.575 | 4.9259 | 2.4511 | 2.1834 | 5.0144 | 8.2871 | 5.3065 | 8.6035 | 6.9049 | 8.428 | 8.9602 | 4.2689
LFGen | 23.7585 | 22.9941 | 21.1122 | 25.483 | 26.2248 | 17.8993 | 11.1296 | 7.3939 | 9.9501 | 15.2514 | 16.1778 | 17.3213 | 25.0266 | 33.6545 | 28.2589 | 32.0289 | 32.345 | 31.4857 | 15.0881 | 7.878 | 8.2687 | 12.4284 | 20.9404 | 20.7549 | 32.2709 | 26.1512 | 30.0249 | 33.8375 | 21.6121
LL1Gen | 3.9761 | 6.6452 | 8.3918 | 20.7862 | 20.9382 | 10.8889 | 3.9552 | 8.8727 | 7.7661 | 8.9897 | 2.5559 | 1.2047 | 10.3324 | 18.9159 | 13.2453 | 18.311 | 19.1271 | 17.2147 | 9.1971 | 7.6888 | 4.6068 | 1.9668 | 13.5258 | 13.2607 | 16.9897 | 12.6998 | 13.6506 | 17.2416 | 11.1766
LL2Gen | 18.1563 | 17.5326 | 17.541 | 20.7559 | 20.9445 | 17.02 | 11.0184 | 0.087177 | 3.7774 | 8.0391 | 15.5851 | 15.9341 | 16.5034 | 19.9495 | 17.0924 | 20.3785 | 20.6703 | 18.9366 | 2.4584 | 1.2266 | 0.43769 | 3.0859 | 6.9195 | 9.1873 | 19.7802 | 14.2622 | 18.393 | 21.1473 | 13.4579
LL3Gen | 17.0092 | 16.7558 | 12.9128 | 20.92 | 20.821 | 15.3264 | 4.4876 | 8.8779 | 11.8374 | 18.131 | 0 | 4.2671 | 13.7846 | 20.2486 | 17.792 | 20.9002 | 20.8224 | 19.8258 | 14.7316 | 5.6102 | 9.0165 | 11.6194 | 9.5704 | 16.8858 | 20.0713 | 17.3502 | 19.9063 | 21.5697 | 14.6804
LL4Gen | 19.3453 | 18.6975 | 18.4764 | 21.1753 | 21.2142 | 19.6328 | 5.6317 | 0 | 0 | 0.85698 | 19.5655 | 19.1052 | 18.713 | 21.284 | 20.2353 | 17.5697 | 20.8073 | 20.8408 | 9.6576 | 3.7397 | 5.1542 | 12.9772 | 20.2814 | 10.3388 | 20.0318 | 18.9166 | 20.4775 | 21.9513 | 15.2385
LLGen | 58.487 | 59.6311 | 57.322 | 83.6373 | 83.9178 | 62.8681 | 25.0929 | 17.8377 | 23.3809 | 36.0168 | 37.703 | 40.511 | 59.3334 | 80.3979 | 68.365 | 77.1594 | 81.4271 | 76.8179 | 36.0447 | 18.2653 | 19.2152 | 29.6492 | 50.2686 | 49.6726 | 76.873 | 63.2287 | 72.4274 | 81.91 | 54.5522
9M1Gen | 7.5857 | 7.3897 | 5.7322 | 8.4078 | 8.4067 | 7.2921 | 1.2438 | 1.2198 | 0.11276 | 1.9146 | 3.9187 | 4.4525 | 6.9199 | 2.0715 | 0 | 0 | 1.1711 | 3.445 | 4.331 | 0.8784 | 0.069692 | 2.0677 | 5.6972 | 5.7998 | 6.4668 | 6.2548 | 5.6432 | 3.6502 | 4.0051
9M2Gen | 6.9582 | 7.347 | 5.7085 | 8.4137 | 8.3079 | 7.3601 | 1.1061 | 0.83979 | 0.045346 | 2.1051 | 3.4968 | 4.5132 | 6.8681 | 6.63 | 0 | 0.74518 | 3.0626 | 3.5567 | 2.9875 | 0.67452 | 0.054824 | 1.6896 | 5.9104 | 5.4847 | 6.4287 | 6.1935 | 5.8161 | 3.8916 | 4.1499
9M3Gen | 0.77896 | 1.0095 | 4.8776 | 8.4648 | 8.3112 | 4.5966 | 0.96172 | 0.043093 | 0 | 0 | 0 | 0.009217 | 0 | 0 | 5.6701 | 6.2525 | 4.3392 | 6.2327 | 2.9125 | 4.7578 | 1.4409 | 0.084732 | 0.007148 | 0.020069 | 3.9443 | 3.8565 | 5.3671 | 6.5461 | 2.8744
9M4Gen | 4.7958 | 5.4696 | 4.7384 | 8.4668 | 8.3725 | 4.3412 | 5.7175 | 4.4995 | 7.3682 | 5.9452 | 5.7612 | 5.5051 | 6.0414 | 8.6258 | 8.6329 | 6.2341 | 4.3689 | 6.1183 | 1.062 | 0.38819 | 4.8644 | 6.4092 | 5.8565 | 6.3335 | 6.3462 | 4.8067 | 5.8093 | 6.3751 | 5.6876
9MGen | 20.1188 | 21.2158 | 21.0566 | 33.7531 | 33.3984 | 23.59 | 9.0292 | 6.6021 | 7.5263 | 9.9649 | 13.1767 | 14.4801 | 19.8294 | 17.3273 | 14.303 | 13.2318 | 12.9419 | 19.3527 | 11.293 | 6.6989 | 6.4298 | 10.2512 | 17.4713 | 17.638 | 23.186 | 21.1114 | 22.6358 | 20.463 | 16.717
| 102.3642 | 103.841 | 99.4908 | 142.8734 | 143.541 | 104.3573 | 45.2517 | 31.8337 | 40.8573 | 61.2331 | 67.0574 | 72.3124 | 104.1894 | 131.3798 | 110.9268 | 122.4202 | 126.714 | 127.6564 | 62.4258 | 32.8422 | 33.9137 | 52.3287 | 88.6803 | 88.0656 | 132.3299 | 110.4913 | 125.0881 | 136.2106 | 92.8813
| 2019 | 2019 | 2019 | 2019 | 2019 | 2019 | 2019 | 2019 | 2019 | 2019 | 2019 | 2019 | 2020 | 2020 | 2020 | 2020 | 2020 | 2020 | 2020 | 2020 | 2020 | 2020 | 2020 | 2020 | 2021 | 2021 | 2021 | 2021
| 2021-01-01 | 2021-02-01 | 2021-03-01 | 2021-04-01 | 2021-05-01 | 2021-06-01 | 2021-07-01 | 2021-08-01 | 2021-09-01 | 2021-10-01 | 2021-11-01 | 2021-12-01 | 2021-01-01 | 2021-02-01 | 2021-03-01 | 2021-04-01 | 2021-05-01 | 2021-06-01 | 2021-07-01 | 2021-08-01 | 2021-09-01 | 2021-10-01 | 2021-11-01 | 2021-12-01 | 2021-01-01 | 2021-02-01 | 2021-03-01 | 2021-04-01 | Total
SysTotValue | 63508.8576 | 43839.5445 | -22085.2905 | 23728.3266 | 17971.3766 | 24837.6535 | -10265.7387 | -21370.067 | 44162.4521 | -35409.0004 | -24472.0883 | -17959.9217 | 41557.8331 | 23850.8188 | 0 | 458539.9863 | 1747230.2854 | 347508.555 | -58829.4155 | 6878.467 | 89364.5211 | -68437.6142 | 164263.5077 | 287066.8112 | 432100.3906 | -52856.8942 | 260885.0575 | 905282.8785 | 166817.5462
SysTotValueNoPen | -12904.6314 | 12943.7271 | 19636.5438 | 23569.6576 | 17971.3766 | -2824.4587 | -10162.3022 | 4960.386 | -7335.6355 | 4205.9738 | -1368.9109 | 7307.5755 | 13167.7229 | 23850.8188 | 0 | 5027.3921 | 13216.4856 | 7209.8304 | -2105.6769 | 3198.158 | -2882.7547 | 2952.0094 | 12259.1677 | 25215.7014 | 30384.1011 | 5129.6201 | 8612.1385 | 50832.9308 | 9002.391
ProdMCHourlyBuyPrice | 0 | 0 | 0 | 0 | 0 | 0 | 0 | 0 | 0 | 0 | 0 | 0 | 0 | 0 | 0 | 0 | 0 | 0 | 0 | 0 | 0 | 0 | 0 | 0 | 0 | 0 | 0 | 0 | 0
LF1Gen | -0.044976 | -0.28075 | -0.14851 | 0.007957 | 0.044757 | -0.015453 | 0.27246 | 0.20904 | 0.26491 | -0.14763 | 0.031803 | 0.25265 | 0.10742 | -0.005878 | 0 | 0.16651 | -0.055559 | 0.46713 | 0.098697 | 0.13837 | -0.073845 | -0.008035 | 0.19776 | 0.58181 | 0.20136 | 0.54897 | 0.096684 | 0.50687 | 0.12195
LF2Gen | 0.19569 | 0.1187 | -0.15544 | -0.002117 | -0.000542 | 0.015382 | -0.37105 | -0.001376 | -0.4497 | -0.10918 | 0.18263 | 0.33029 | 0.12449 | 0.018765 | 0 | -0.086235 | 0.007788 | -0.0632 | 0.26416 | 0.14732 | 0.21867 | 0.007751 | 0.23259 | 0.003238 | -0.035763 | 0.090618 | 0.1316 | -0.044204 | 0.027531
LF3Gen | -0.10272 | 0.15505 | 0.26157 | -0.00809 | -0.012339 | 0.041949 | -0.00336 | -0.23816 | 0.20036 | 0.30602 | -0.12026 | 0.081317 | -0.084603 | 0.006255 | 0 | -0.061019 | 0.006691 | -0.14008 | -0.29333 | -0.089732 | -0.14169 | -0.12476 | -0.20809 | -0.21567 | -0.00477 | -0.22087 | -0.14798 | -0.03718 | -0.042696
LF4Gen | 0 | 0 | 0 | 0 | 0 | 0 | 0 | 0 | -0.033605 | -0.024942 | -0.070599 | -0.65654 | -0.22848 | -0.031171 | 0 | -0.021287 | 0.015561 | -0.083611 | -0.10866 | -0.26384 | -0.035859 | 0.086614 | -0.15468 | -0.20178 | -0.059489 | -0.34675 | -0.09218 | -0.009725 | -0.082894
LFGen | 0.047999 | -0.007 | -0.042382 | -0.002251 | 0.031876 | 0.041877 | -0.10195 | -0.030494 | -0.018046 | 0.024263 | 0.017857 | 0.007716 | -0.081172 | -0.012029 | 0 | -0.002035 | -0.025517 | 0.18024 | -0.039128 | -0.067882 | -0.032725 | -0.038429 | 0.067591 | 0.1676 | 0.10134 | 0.071964 | -0.01188 | 0.41576 | 0.023684
LL1Gen | -0.43001 | -0.1186 | 0.03248 | -0.001058 | 0.020538 | 0.13899 | -0.47914 | 0.11624 | 1.504 | -2.4151 | -0.36503 | -0.039706 | 1.1271 | -0.000734 | 0 | -0.40267 | -0.5768 | 0.13607 | 0.72202 | 0.14642 | -0.39131 | 0.12039 | 0.11238 | 1.6175 | 0.54593 | 0.65491 | 0.94829 | 1.376 | 0.14639
LL2Gen | -0.042281 | 0.5799 | 0.8889 | -0.041734 | 0.018412 | -0.14547 | 0.00619 | -0.073477 | -1.5423 | 2.6167 | 0.25468 | 1.2622 | -0.78659 | -0.032341 | 0 | 0.51162 | 1.0972 | 0.86264 | -0.46447 | 0.32771 | -0.14084 | 0.061467 | -0.53209 | -1.5069 | 0.62051 | -0.91297 | -0.76794 | -0.28492 | 0.065493
LL3Gen | 0.30025 | -0.34911 | -0.43633 | 0.034235 | -0.04635 | 0.32892 | 0.34975 | -0.061268 | 0.077874 | -0.15454 | 0 | -1.6038 | -0.073253 | 0.031242 | 0 | -0.22494 | -0.065101 | -0.49835 | -0.17139 | -0.50494 | 0.30086 | 0.057361 | 0.11616 | 0.52243 | -0.14962 | 0.41886 | -0.028747 | -0.13026 | -0.070001
LL4Gen | 0.18705 | -0.12614 | -0.47726 | 0.018938 | 0.011244 | -0.16153 | -0.06614 | 0 | 0 | -0.027814 | 0.073124 | 0.39962 | -0.30854 | -0.00016 | 0 | 0.13159 | -0.36738 | 0.000164 | -0.19658 | 0.023832 | 0.27991 | -0.25913 | 0.002205 | -0.34334 | -0.88123 | 0.094117 | -0.19804 | -0.009606 | -0.078611
LLGen | 0.015015 | -0.013964 | 0.007786 | 0.010382 | 0.003845 | 0.16091 | -0.18934 | -0.018506 | 0.039541 | 0.019209 | -0.019531 | 0.018387 | -0.041323 | -0.001994 | 0 | 0.015594 | 0.087919 | 0.50053 | -0.11042 | -0.006982 | 0.048622 | -0.01992 | -0.30077 | 0.28967 | 0.13558 | 0.25491 | -0.046435 | 0.95118 | 0.063925
9M1Gen | -0.17334 | -0.062048 | -0.42113 | -0.11165 | -0.057092 | 0.27064 | -0.43815 | -0.83979 | 0.010883 | -0.19629 | -2.74 | -3.1345 | -0.97275 | 0 | 0 | 0 | 0.04862 | -0.60786 | -2.4243 | -0.67452 | -0.01202 | -0.66987 | -1.876 | -1.8511 | -0.2112 | -0.33628 | -0.65231 | -0.85193 | -0.678
9M2Gen | 2.0419 | 2.807 | 3.1707 | 2.5718 | 2.485 | 2.7752 | 0.38908 | 0.83979 | 0.031443 | 1.3185 | 2.9867 | 4.2009 | 3.2741 | 2.0828 | 0 | 0.40947 | 1.1599 | 1.5915 | 2.7901 | 0.67452 | 0.047873 | 1.1923 | 3.9873 | 3.6995 | 2.1244 | 2.8158 | 2.7552 | 1.3825 | 1.9859
9M3Gen | -7.0471 | -4.037 | -1.0083 | -0.1561 | -0.20273 | -0.84949 | -0.036573 | 0.016816 | 0 | 0 | 0 | -0.000161 | 0 | 0 | 0 | 0.12621 | 0.24168 | -0.10146 | -0.25904 | 0.031343 | 0.086228 | -0.024682 | -0.009649 | 0 | -0.18679 | -1.9216 | -0.95853 | 0.30798 | -0.57103
9M4Gen | 4.6199 | 1.401 | -1.0117 | -0.15414 | -0.13844 | -2.2243 | -0.00968 | -0.013278 | -0.042744 | -1.0423 | -0.311 | -1.0003 | -1.7661 | -0.004097 | 0 | 0.056217 | 0.40091 | 0.039636 | -0.062342 | -0.031344 | -0.12016 | -0.55568 | -1.6902 | -1.4121 | -0.28668 | -0.50973 | -0.71074 | -0.13449 | -0.23978
9MGen | -0.55864 | 0.109 | 0.72948 | 2.1499 | 2.0867 | -0.027981 | -0.095323 | 0.003538 | -0.000417 | 0.07989 | -0.064287 | 0.065895 | 0.53517 | 2.0787 | 0 | 0.59191 | 1.8511 | 0.9218 | 0.044413 | 0 | 0.001924 | -0.057889 | 0.41146 | 0.43639 | 1.4398 | 0.048176 | 0.43365 | 0.70408 | 0.49709
0.5847

## 16 Turbine Upgrade Check
Current Production Power Curves (5/19/2020) |  | Pre-Upgrade Power Curves
|  | Upgrade Year |  | 1999 | 2001 | 2004 | 2007 | 2009 | 2010 | 2011 | 2012 | 2016
|  | First Operational Year | Pre-Upgrades | 2000 | 2002 | 2005 | 2008 | 2010 | 2011 | 2012 | 2013 | 2017
Element | Value | Element |  | LL3 | LF4/Cab3 | Cab2 | Cab4 | Nox1 | Nox3 | Nox2 | Nox4 | 9M1/9M2
Cab1PWFlow1 | 3 | Cab1PWFlow1
Cab1PWFlow2 | 3 | Cab1PWFlow2
Cab1PWFlow3 | 3 | Cab1PWFlow3 | 9 | 9 | 9 | 9 | 9 | 9 | 9 | 9 | 9 | 9
Cab1PWHead1 | 0.22627 | Cab1PWHead1
Cab1PWHead2 | 0.23369 | Cab1PWHead2
Cab1PWHead3 | 0.20453 | Cab1PWHead3 | 0.66448 | 0.66448 | 0.66448 | 0.66448 | 0.66448 | 0.66448 | 0.66448 | 0.66448 | 0.66448 | 0.66448
Cab2PWFlow1 | 5.5375 | Cab2PWFlow1
Cab2PWFlow2 | 3.4903 | Cab2PWFlow2
Cab2PWFlow3 | 0.74716 | Cab2PWFlow3 | 8.4 | 8.4 | 8.4 | 9.775 | 9.775 | 9.775 | 9.775 | 9.775 | 9.775 | 9.775
Cab2PWHead1 | 0.20156 | Cab2PWHead1
Cab2PWHead2 | 0.43513 | Cab2PWHead2
Cab2PWHead3 | 0.079854 | Cab2PWHead3 | 0.57 | 0.57 | 0.57 | 0.71655 | 0.71655 | 0.71655 | 0.71655 | 0.71655 | 0.71655 | 0.71655
Cab3PWFlow1 | 5.3282 | Cab3PWFlow1
Cab3PWFlow2 | 3.5098 | Cab3PWFlow2
Cab3PWFlow3 | 1.137 | Cab3PWFlow3 | 8.4 | 8.4 | 9.975 | 9.975 | 9.975 | 9.975 | 9.975 | 9.975 | 9.975 | 9.975
Cab3PWHead1 | 0.22359 | Cab3PWHead1
Cab3PWHead2 | 0.41111 | Cab3PWHead2
Cab3PWHead3 | 0.098243 | Cab3PWHead3 | 0.57 | 0.57 | 0.73295 | 0.73295 | 0.73295 | 0.73295 | 0.73295 | 0.73295 | 0.73295 | 0.73295
Cab4PWFlow1 | 5.316 | Cab4PWFlow1
Cab4PWFlow2 | 1.8784 | Cab4PWFlow2
Cab4PWFlow3 | 1.3059 | Cab4PWFlow3 | 8.35 | 8.35 | 8.35 | 8.35 | 8.5003 | 8.5003 | 8.5003 | 8.5003 | 8.5003 | 8.5003
Cab4PWHead1 | 0.2916 | Cab4PWHead1
Cab4PWHead2 | 0.2112 | Cab4PWHead2
Cab4PWHead3 | 0.0718 | Cab4PWHead3 | 0.57 | 0.57 | 0.57 | 0.57 | 0.5746 | 0.5746 | 0.5746 | 0.5746 | 0.5746 | 0.5746
LF1PWFlow1 | 1 | LF1PWFlow1
LF1PWFlow2 | 0.55 | LF1PWFlow2
LF1PWFlow3 | 0.25 | LF1PWFlow3 | 1.8 | 1.8 | 1.8 | 1.8 | 1.8 | 1.8 | 1.8 | 1.8 | 1.8 | 1.8
LF1PWHead1 | 0.0042 | LF1PWHead1
LF1PWHead2 | 0.1024 | LF1PWHead2
LF1PWHead3 | 0.011 | LF1PWHead3 | 0.1176 | 0.1176 | 0.1176 | 0.1176 | 0.1176 | 0.1176 | 0.1176 | 0.1176 | 0.1176 | 0.1176
LF2PWFlow1 | 1 | LF2PWFlow1
LF2PWFlow2 | 0.55 | LF2PWFlow2
LF2PWFlow3 | 0.25 | LF2PWFlow3 | 1.8 | 1.8 | 1.8 | 1.8 | 1.8 | 1.8 | 1.8 | 1.8 | 1.8 | 1.8
LF2PWHead1 | 0.0042 | LF2PWHead1
LF2PWHead2 | 0.1024 | LF2PWHead2
LF2PWHead3 | 0.011 | LF2PWHead3 | 0.1176 | 0.1176 | 0.1176 | 0.1176 | 0.1176 | 0.1176 | 0.1176 | 0.1176 | 0.1176 | 0.1176
LF3PWFlow1 | 1 | LF3PWFlow1
LF3PWFlow2 | 0.55 | LF3PWFlow2
LF3PWFlow3 | 0.25 | LF3PWFlow3 | 1.8 | 1.8 | 1.8 | 1.8 | 1.8 | 1.8 | 1.8 | 1.8 | 1.8 | 1.8
LF3PWHead1 | 0.0042 | LF3PWHead1
LF3PWHead2 | 0.1024 | LF3PWHead2
LF3PWHead3 | 0.011 | LF3PWHead3 | 0.1176 | 0.1176 | 0.1176 | 0.1176 | 0.1176 | 0.1176 | 0.1176 | 0.1176 | 0.1176 | 0.1176
LF4PWFlow1 | 1 | LF4PWFlow1
LF4PWFlow2 | 0.55 | LF4PWFlow2
LF4PWFlow3 | 0.25 | LF4PWFlow3 | 1.8 | 1.8 | 1.8 | 1.8 | 1.8 | 1.8 | 1.8 | 1.8 | 1.8 | 1.8
LF4PWHead1 | 0.0042 | LF4PWHead1
LF4PWHead2 | 0.1024 | LF4PWHead2
LF4PWHead3 | 0.011 | LF4PWHead3 | 0.11143 | 0.11143 | 0.1176 | 0.1176 | 0.1176 | 0.1176 | 0.1176 | 0.1176 | 0.1176 | 0.1176
LL1PWFlow1 | 0.3 | LL1PWFlow1
LL1PWFlow2 | 0.933 | LL1PWFlow2
LL1PWFlow3 | 0.467 | LL1PWFlow3 | 1.7 | 1.7 | 1.7 | 1.7 | 1.7 | 1.7 | 1.7 | 1.7 | 1.7 | 1.7
LL1PWHead1 | 0.002419 | LL1PWHead1
LL1PWHead2 | 0.087903 | LL1PWHead2
LL1PWHead3 | 0.036011 | LL1PWHead3 | 0.12633 | 0.12633 | 0.12633 | 0.12633 | 0.12633 | 0.12633 | 0.12633 | 0.12633 | 0.12633 | 0.12633
LL2PWFlow1 | 0.3 | LL2PWFlow1
LL2PWFlow2 | 0.999 | LL2PWFlow2
LL2PWFlow3 | 0.401 | LL2PWFlow3 | 1.7 | 1.7 | 1.7 | 1.7 | 1.7 | 1.7 | 1.7 | 1.7 | 1.7 | 1.7
LL2PWHead1 | 0.002965 | LL2PWHead1
LL2PWHead2 | 0.093809 | LL2PWHead2
LL2PWHead3 | 0.02961 | LL2PWHead3 | 0.12638 | 0.12638 | 0.12638 | 0.12638 | 0.12638 | 0.12638 | 0.12638 | 0.12638 | 0.12638 | 0.12638
LL3PWFlow1 | 0.3 | LL3PWFlow1
LL3PWFlow2 | 0.846 | LL3PWFlow2
LL3PWFlow3 | 0.554 | LL3PWFlow3 | 1.72 | 1.7 | 1.7 | 1.7 | 1.7 | 1.7 | 1.7 | 1.7 | 1.7 | 1.7
LL3PWHead1 | 0.002516 | LL3PWHead1
LL3PWHead2 | 0.081355 | LL3PWHead2
LL3PWHead3 | 0.043211 | LL3PWHead3 | 0.1069 | 0.12708 | 0.12708 | 0.12708 | 0.12708 | 0.12708 | 0.12708 | 0.12708 | 0.12708 | 0.12708
LL4PWFlow1 | 0.3 | LL4PWFlow1
LL4PWFlow2 | 0.908 | LL4PWFlow2
LL4PWFlow3 | 0.492 | LL4PWFlow3 | 1.7 | 1.7 | 1.7 | 1.7 | 1.7 | 1.7 | 1.7 | 1.7 | 1.7 | 1.7
LL4PWHead1 | 0.005543 | LL4PWHead1
LL4PWHead2 | 0.08478 | LL4PWHead2
LL4PWHead3 | 0.03827 | LL4PWHead3 | 0.12859 | 0.12859 | 0.12859 | 0.12859 | 0.12859 | 0.12859 | 0.12859 | 0.12859 | 0.12859 | 0.12859
Nox1PWFlow1 | 4.6721 | Nox1PWFlow1
Nox1PWFlow2 | 3.3264 | Nox1PWFlow2
Nox1PWFlow3 | 2.1015 | Nox1PWFlow3 | 10.1 | 10.1 | 10.1 | 10.1 | 10.1 | 10.1 | 10.1 | 10.1 | 10.1 | 10.1
Nox1PWHead1 | 0.31499 | Nox1PWHead1
Nox1PWHead2 | 0.30755 | Nox1PWHead2
Nox1PWHead3 | 0.10744 | Nox1PWHead3 | 0.66 | 0.66 | 0.66 | 0.66 | 0.66 | 0.72999 | 0.72999 | 0.72999 | 0.72999 | 0.72999
Nox2PWFlow1 | 4.6721 | Nox2PWFlow1
Nox2PWFlow2 | 3.3264 | Nox2PWFlow2
Nox2PWFlow3 | 2.1015 | Nox2PWFlow3 | 9.4 | 9.4 | 9.4 | 9.4 | 9.4 | 9.4 | 9.4 | 10.1 | 10.1 | 10.1
Nox2PWHead1 | 0.31499 | Nox2PWHead1
Nox2PWHead2 | 0.30755 | Nox2PWHead2
Nox2PWHead3 | 0.10744 | Nox2PWHead3 | 0.6823 | 0.6823 | 0.6823 | 0.6823 | 0.6823 | 0.6823 | 0.6823 | 0.72999 | 0.72999 | 0.72999
Nox3PWFlow1 | 4.6721 | Nox3PWFlow1
Nox3PWFlow2 | 3.3264 | Nox3PWFlow2
Nox3PWFlow3 | 2.1015 | Nox3PWFlow3 | 10.1 | 10.1 | 10.1 | 10.1 | 10.1 | 10.1 | 10.1 | 10.1 | 10.1 | 10.1
Nox3PWHead1 | 0.31499 | Nox3PWHead1
Nox3PWHead2 | 0.30755 | Nox3PWHead2
Nox3PWHead3 | 0.10744 | Nox3PWHead3 | 0.61611 | 0.61611 | 0.61611 | 0.61611 | 0.61611 | 0.61611 | 0.72999 | 0.72999 | 0.72999 | 0.72999
Nox4PWFlow1 | 4.6721 | Nox4PWFlow1
Nox4PWFlow2 | 3.3264 | Nox4PWFlow2
Nox4PWFlow3 | 2.1015 | Nox4PWFlow3 | 10.1 | 10.1 | 10.1 | 10.1 | 10.1 | 10.1 | 10.1 | 10.1 | 10.1 | 10.1
Nox4PWHead1 | 0.31499 | Nox4PWHead1
Nox4PWHead2 | 0.30755 | Nox4PWHead2
Nox4PWHead3 | 0.10744 | Nox4PWHead3 | 0.66 | 0.66 | 0.66 | 0.66 | 0.66 | 0.66 | 0.66 | 0.66 | 0.72999 | 0.72999
Nox5PWFlow1 | 6.8 | Nox5PWFlow1
Nox5PWFlow2 | 2 | Nox5PWFlow2
Nox5PWFlow3 | 2.23 | Nox5PWFlow3 | 11.03 | 11.03 | 11.03 | 11.03 | 11.03 | 11.03 | 11.03 | 11.03 | 11.03 | 11.03
Nox5PWHead1 | 0.45261 | Nox5PWHead1
Nox5PWHead2 | 0.21943 | Nox5PWHead2
Nox5PWHead3 | 0.14607 | Nox5PWHead3 | 0.8181 | 0.8181 | 0.8181 | 0.8181 | 0.8181 | 0.8181 | 0.8181 | 0.8181 | 0.8181 | 0.8181

## 17 Turbine Curve Data
Current Production Power Curves (5/19/2020) |  | Pre-Upgrade Power Curves
|  | Upgrade Year |  | 1999 | 2001 | 2004 | 2007 | 2009 | 2010 | 2011 | 2012 | 2016
|  | First Operational Year | Pre-Upgrades | 2000 | 2002 | 2005 | 2008 | 2010 | 2011 | 2012 | 2013 | 2017
Element | Value | Element |  | LL3 | LF4/Cab3 | Cab2 | Cab4 | Nox1 | Nox3 | Nox2 | Nox4 | 9M1/9M2
Cab1PWFlow1 | 3 | Cab1PWFlow1 | 3 | 3 | 3 | 3 | 3 | 3 | 3 | 3 | 3 | 3
Cab1PWFlow2 | 3 | Cab1PWFlow2 | 3 | 3 | 3 | 3 | 3 | 3 | 3 | 3 | 3 | 3
Cab1PWFlow3 | 3 | Cab1PWFlow3 | 3 | 3 | 3 | 3 | 3 | 3 | 3 | 3 | 3 | 3
Cab1PWHead1 | 0.22627 | Cab1PWHead1 | 0.22627 | 0.22627 | 0.22627 | 0.22627 | 0.22627 | 0.22627 | 0.22627 | 0.22627 | 0.22627 | 0.22627
Cab1PWHead2 | 0.23369 | Cab1PWHead2 | 0.23369 | 0.23369 | 0.23369 | 0.23369 | 0.23369 | 0.23369 | 0.23369 | 0.23369 | 0.23369 | 0.23369
Cab1PWHead3 | 0.20453 | Cab1PWHead3 | 0.20453 | 0.20453 | 0.20453 | 0.20453 | 0.20453 | 0.20453 | 0.20453 | 0.20453 | 0.20453 | 0.20453
Cab2PWFlow1 | 5.5375 | Cab2PWFlow1 | 5.2 | 5.2 | 5.2 | 5.5375 | 5.5375 | 5.5375 | 5.5375 | 5.5375 | 5.5375 | 5.5375
Cab2PWFlow2 | 3.4903 | Cab2PWFlow2 | 2.4 | 2.4 | 2.4 | 3.4903 | 3.4903 | 3.4903 | 3.4903 | 3.4903 | 3.4903 | 3.4903
Cab2PWFlow3 | 0.74716 | Cab2PWFlow3 | 0.8 | 0.8 | 0.8 | 0.74716 | 0.74716 | 0.74716 | 0.74716 | 0.74716 | 0.74716 | 0.74716
Cab2PWHead1 | 0.20156 | Cab2PWHead1 | 0.28 | 0.28 | 0.28 | 0.20156 | 0.20156 | 0.20156 | 0.20156 | 0.20156 | 0.20156 | 0.20156
Cab2PWHead2 | 0.43513 | Cab2PWHead2 | 0.26 | 0.26 | 0.26 | 0.43513 | 0.43513 | 0.43513 | 0.43513 | 0.43513 | 0.43513 | 0.43513
Cab2PWHead3 | 0.079854 | Cab2PWHead3 | 0.03 | 0.03 | 0.03 | 0.079854 | 0.079854 | 0.079854 | 0.079854 | 0.079854 | 0.079854 | 0.079854
Cab3PWFlow1 | 5.3282 | Cab3PWFlow1 | 5.2 | 5.2 | 5.3282 | 5.3282 | 5.3282 | 5.3282 | 5.3282 | 5.3282 | 5.3282 | 5.3282
Cab3PWFlow2 | 3.5098 | Cab3PWFlow2 | 2.4 | 2.4 | 3.5098 | 3.5098 | 3.5098 | 3.5098 | 3.5098 | 3.5098 | 3.5098 | 3.5098
Cab3PWFlow3 | 1.137 | Cab3PWFlow3 | 0.8 | 0.8 | 1.137 | 1.137 | 1.137 | 1.137 | 1.137 | 1.137 | 1.137 | 1.137
Cab3PWHead1 | 0.22359 | Cab3PWHead1 | 0.28 | 0.28 | 0.22359 | 0.22359 | 0.22359 | 0.22359 | 0.22359 | 0.22359 | 0.22359 | 0.22359
Cab3PWHead2 | 0.41111 | Cab3PWHead2 | 0.26 | 0.26 | 0.41111 | 0.41111 | 0.41111 | 0.41111 | 0.41111 | 0.41111 | 0.41111 | 0.41111
Cab3PWHead3 | 0.098243 | Cab3PWHead3 | 0.03 | 0.03 | 0.098243 | 0.098243 | 0.098243 | 0.098243 | 0.098243 | 0.098243 | 0.098243 | 0.098243
Cab4PWFlow1 | 5.316 | Cab4PWFlow1 | 4.81 | 4.81 | 4.81 | 4.81 | 5.316 | 5.316 | 5.316 | 5.316 | 5.316 | 5.316
Cab4PWFlow2 | 1.8784 | Cab4PWFlow2 | 2.24 | 2.24 | 2.24 | 2.24 | 1.8784 | 1.8784 | 1.8784 | 1.8784 | 1.8784 | 1.8784
Cab4PWFlow3 | 1.3059 | Cab4PWFlow3 | 1.3 | 1.3 | 1.3 | 1.3 | 1.3059 | 1.3059 | 1.3059 | 1.3059 | 1.3059 | 1.3059
Cab4PWHead1 | 0.2916 | Cab4PWHead1 | 0.23 | 0.23 | 0.23 | 0.23 | 0.2916 | 0.2916 | 0.2916 | 0.2916 | 0.2916 | 0.2916
Cab4PWHead2 | 0.2112 | Cab4PWHead2 | 0.26 | 0.26 | 0.26 | 0.26 | 0.2112 | 0.2112 | 0.2112 | 0.2112 | 0.2112 | 0.2112
Cab4PWHead3 | 0.0718 | Cab4PWHead3 | 0.08 | 0.08 | 0.08 | 0.08 | 0.0718 | 0.0718 | 0.0718 | 0.0718 | 0.0718 | 0.0718
LF1PWFlow1 | 1 | LF1PWFlow1 | 1 | 1 | 1 | 1 | 1 | 1 | 1 | 1 | 1 | 1
LF1PWFlow2 | 0.55 | LF1PWFlow2 | 0.55 | 0.55 | 0.55 | 0.55 | 0.55 | 0.55 | 0.55 | 0.55 | 0.55 | 0.55
LF1PWFlow3 | 0.25 | LF1PWFlow3 | 0.25 | 0.25 | 0.25 | 0.25 | 0.25 | 0.25 | 0.25 | 0.25 | 0.25 | 0.25
LF1PWHead1 | 0.0042 | LF1PWHead1 | 0.0042 | 0.0042 | 0.0042 | 0.0042 | 0.0042 | 0.0042 | 0.0042 | 0.0042 | 0.0042 | 0.0042
LF1PWHead2 | 0.1024 | LF1PWHead2 | 0.1024 | 0.1024 | 0.1024 | 0.1024 | 0.1024 | 0.1024 | 0.1024 | 0.1024 | 0.1024 | 0.1024
LF1PWHead3 | 0.011 | LF1PWHead3 | 0.011 | 0.011 | 0.011 | 0.011 | 0.011 | 0.011 | 0.011 | 0.011 | 0.011 | 0.011
LF2PWFlow1 | 1 | LF2PWFlow1 | 1 | 1 | 1 | 1 | 1 | 1 | 1 | 1 | 1 | 1
LF2PWFlow2 | 0.55 | LF2PWFlow2 | 0.55 | 0.55 | 0.55 | 0.55 | 0.55 | 0.55 | 0.55 | 0.55 | 0.55 | 0.55
LF2PWFlow3 | 0.25 | LF2PWFlow3 | 0.25 | 0.25 | 0.25 | 0.25 | 0.25 | 0.25 | 0.25 | 0.25 | 0.25 | 0.25
LF2PWHead1 | 0.0042 | LF2PWHead1 | 0.0042 | 0.0042 | 0.0042 | 0.0042 | 0.0042 | 0.0042 | 0.0042 | 0.0042 | 0.0042 | 0.0042
LF2PWHead2 | 0.1024 | LF2PWHead2 | 0.1024 | 0.1024 | 0.1024 | 0.1024 | 0.1024 | 0.1024 | 0.1024 | 0.1024 | 0.1024 | 0.1024
LF2PWHead3 | 0.011 | LF2PWHead3 | 0.011 | 0.011 | 0.011 | 0.011 | 0.011 | 0.011 | 0.011 | 0.011 | 0.011 | 0.011
LF3PWFlow1 | 1 | LF3PWFlow1 | 1 | 1 | 1 | 1 | 1 | 1 | 1 | 1 | 1 | 1
LF3PWFlow2 | 0.55 | LF3PWFlow2 | 0.55 | 0.55 | 0.55 | 0.55 | 0.55 | 0.55 | 0.55 | 0.55 | 0.55 | 0.55
LF3PWFlow3 | 0.25 | LF3PWFlow3 | 0.25 | 0.25 | 0.25 | 0.25 | 0.25 | 0.25 | 0.25 | 0.25 | 0.25 | 0.25
LF3PWHead1 | 0.0042 | LF3PWHead1 | 0.0042 | 0.0042 | 0.0042 | 0.0042 | 0.0042 | 0.0042 | 0.0042 | 0.0042 | 0.0042 | 0.0042
LF3PWHead2 | 0.1024 | LF3PWHead2 | 0.1024 | 0.1024 | 0.1024 | 0.1024 | 0.1024 | 0.1024 | 0.1024 | 0.1024 | 0.1024 | 0.1024
LF3PWHead3 | 0.011 | LF3PWHead3 | 0.011 | 0.011 | 0.011 | 0.011 | 0.011 | 0.011 | 0.011 | 0.011 | 0.011 | 0.011
LF4PWFlow1 | 1 | LF4PWFlow1 | 1 | 1 | 1 | 1 | 1 | 1 | 1 | 1 | 1 | 1
LF4PWFlow2 | 0.55 | LF4PWFlow2 | 0.33 | 0.33 | 0.55 | 0.55 | 0.55 | 0.55 | 0.55 | 0.55 | 0.55 | 0.55
LF4PWFlow3 | 0.25 | LF4PWFlow3 | 0.47 | 0.47 | 0.25 | 0.25 | 0.25 | 0.25 | 0.25 | 0.25 | 0.25 | 0.25
LF4PWHead1 | 0.0042 | LF4PWHead1 | 0.064257 | 0.064257 | 0.0042 | 0.0042 | 0.0042 | 0.0042 | 0.0042 | 0.0042 | 0.0042 | 0.0042
LF4PWHead2 | 0.1024 | LF4PWHead2 | 0.024001 | 0.024001 | 0.1024 | 0.1024 | 0.1024 | 0.1024 | 0.1024 | 0.1024 | 0.1024 | 0.1024
LF4PWHead3 | 0.011 | LF4PWHead3 | 0.02317 | 0.02317 | 0.011 | 0.011 | 0.011 | 0.011 | 0.011 | 0.011 | 0.011 | 0.011
LL1PWFlow1 | 0.3 | LL1PWFlow1 | 0.3 | 0.3 | 0.3 | 0.3 | 0.3 | 0.3 | 0.3 | 0.3 | 0.3 | 0.3
LL1PWFlow2 | 0.933 | LL1PWFlow2 | 0.933 | 0.933 | 0.933 | 0.933 | 0.933 | 0.933 | 0.933 | 0.933 | 0.933 | 0.933
LL1PWFlow3 | 0.467 | LL1PWFlow3 | 0.467 | 0.467 | 0.467 | 0.467 | 0.467 | 0.467 | 0.467 | 0.467 | 0.467 | 0.467
LL1PWHead1 | 0.002419 | LL1PWHead1 | 0.002419 | 0.002419 | 0.002419 | 0.002419 | 0.002419 | 0.002419 | 0.002419 | 0.002419 | 0.002419 | 0.002419
LL1PWHead2 | 0.087903 | LL1PWHead2 | 0.087903 | 0.087903 | 0.087903 | 0.087903 | 0.087903 | 0.087903 | 0.087903 | 0.087903 | 0.087903 | 0.087903
LL1PWHead3 | 0.036011 | LL1PWHead3 | 0.036011 | 0.036011 | 0.036011 | 0.036011 | 0.036011 | 0.036011 | 0.036011 | 0.036011 | 0.036011 | 0.036011
LL2PWFlow1 | 0.3 | LL2PWFlow1 | 0.3 | 0.3 | 0.3 | 0.3 | 0.3 | 0.3 | 0.3 | 0.3 | 0.3 | 0.3
LL2PWFlow2 | 0.999 | LL2PWFlow2 | 0.999 | 0.999 | 0.999 | 0.999 | 0.999 | 0.999 | 0.999 | 0.999 | 0.999 | 0.999
LL2PWFlow3 | 0.401 | LL2PWFlow3 | 0.401 | 0.401 | 0.401 | 0.401 | 0.401 | 0.401 | 0.401 | 0.401 | 0.401 | 0.401
LL2PWHead1 | 0.002965 | LL2PWHead1 | 0.002965 | 0.002965 | 0.002965 | 0.002965 | 0.002965 | 0.002965 | 0.002965 | 0.002965 | 0.002965 | 0.002965
LL2PWHead2 | 0.093809 | LL2PWHead2 | 0.093809 | 0.093809 | 0.093809 | 0.093809 | 0.093809 | 0.093809 | 0.093809 | 0.093809 | 0.093809 | 0.093809
LL2PWHead3 | 0.02961 | LL2PWHead3 | 0.02961 | 0.02961 | 0.02961 | 0.02961 | 0.02961 | 0.02961 | 0.02961 | 0.02961 | 0.02961 | 0.02961
LL3PWFlow1 | 0.3 | LL3PWFlow1 | 0.3 | 0.3 | 0.3 | 0.3 | 0.3 | 0.3 | 0.3 | 0.3 | 0.3 | 0.3
LL3PWFlow2 | 0.846 | LL3PWFlow2 | 1.38 | 0.846 | 0.846 | 0.846 | 0.846 | 0.846 | 0.846 | 0.846 | 0.846 | 0.846
LL3PWFlow3 | 0.554 | LL3PWFlow3 | 0.04 | 0.554 | 0.554 | 0.554 | 0.554 | 0.554 | 0.554 | 0.554 | 0.554 | 0.554
LL3PWHead1 | 0.002516 | LL3PWHead1 | 0.0125 | 0.002516 | 0.002516 | 0.002516 | 0.002516 | 0.002516 | 0.002516 | 0.002516 | 0.002516 | 0.002516
LL3PWHead2 | 0.081355 | LL3PWHead2 | 0.0844 | 0.081355 | 0.081355 | 0.081355 | 0.081355 | 0.081355 | 0.081355 | 0.081355 | 0.081355 | 0.081355
LL3PWHead3 | 0.043211 | LL3PWHead3 | 0.01 | 0.043211 | 0.043211 | 0.043211 | 0.043211 | 0.043211 | 0.043211 | 0.043211 | 0.043211 | 0.043211
LL4PWFlow1 | 0.3 | LL4PWFlow1 | 0.3 | 0.3 | 0.3 | 0.3 | 0.3 | 0.3 | 0.3 | 0.3 | 0.3 | 0.3
LL4PWFlow2 | 0.908 | LL4PWFlow2 | 0.908 | 0.908 | 0.908 | 0.908 | 0.908 | 0.908 | 0.908 | 0.908 | 0.908 | 0.908
LL4PWFlow3 | 0.492 | LL4PWFlow3 | 0.492 | 0.492 | 0.492 | 0.492 | 0.492 | 0.492 | 0.492 | 0.492 | 0.492 | 0.492
LL4PWHead1 | 0.005543 | LL4PWHead1 | 0.005543 | 0.005543 | 0.005543 | 0.005543 | 0.005543 | 0.005543 | 0.005543 | 0.005543 | 0.005543 | 0.005543
LL4PWHead2 | 0.08478 | LL4PWHead2 | 0.08478 | 0.08478 | 0.08478 | 0.08478 | 0.08478 | 0.08478 | 0.08478 | 0.08478 | 0.08478 | 0.08478
LL4PWHead3 | 0.03827 | LL4PWHead3 | 0.03827 | 0.03827 | 0.03827 | 0.03827 | 0.03827 | 0.03827 | 0.03827 | 0.03827 | 0.03827 | 0.03827
Nox1PWFlow1 | 4.6721 | Nox1PWFlow1 | 5 | 5 | 5 | 5 | 5 | 4.6721 | 4.6721 | 4.6721 | 4.6721 | 4.6721
Nox1PWFlow2 | 3.3264 | Nox1PWFlow2 | 3.2 | 3.2 | 3.2 | 3.2 | 3.2 | 3.3264 | 3.3264 | 3.3264 | 3.3264 | 3.3264
Nox1PWFlow3 | 2.1015 | Nox1PWFlow3 | 1.9 | 1.9 | 1.9 | 1.9 | 1.9 | 2.1015 | 2.1015 | 2.1015 | 2.1015 | 2.1015
Nox1PWHead1 | 0.31499 | Nox1PWHead1 | 0.31 | 0.31 | 0.31 | 0.31 | 0.31 | 0.31499 | 0.31499 | 0.31499 | 0.31499 | 0.31499
Nox1PWHead2 | 0.30755 | Nox1PWHead2 | 0.29 | 0.29 | 0.29 | 0.29 | 0.29 | 0.30755 | 0.30755 | 0.30755 | 0.30755 | 0.30755
Nox1PWHead3 | 0.10744 | Nox1PWHead3 | 0.06 | 0.06 | 0.06 | 0.06 | 0.06 | 0.10744 | 0.10744 | 0.10744 | 0.10744 | 0.10744
Nox2PWFlow1 | 4.6721 | Nox2PWFlow1 | 5.8 | 5.8 | 5.8 | 5.8 | 5.8 | 5.8 | 5.8 | 4.6721 | 4.6721 | 4.6721
Nox2PWFlow2 | 3.3264 | Nox2PWFlow2 | 2.8 | 2.8 | 2.8 | 2.8 | 2.8 | 2.8 | 2.8 | 3.3264 | 3.3264 | 3.3264
Nox2PWFlow3 | 2.1015 | Nox2PWFlow3 | 0.8 | 0.8 | 0.8 | 0.8 | 0.8 | 0.8 | 0.8 | 2.1015 | 2.1015 | 2.1015
Nox2PWHead1 | 0.31499 | Nox2PWHead1 | 0.36 | 0.36 | 0.36 | 0.36 | 0.36 | 0.36 | 0.36 | 0.31499 | 0.31499 | 0.31499
Nox2PWHead2 | 0.30755 | Nox2PWHead2 | 0.2576 | 0.2576 | 0.2576 | 0.2576 | 0.2576 | 0.2576 | 0.2576 | 0.30755 | 0.30755 | 0.30755
Nox2PWHead3 | 0.10744 | Nox2PWHead3 | 0.0647 | 0.0647 | 0.0647 | 0.0647 | 0.0647 | 0.0647 | 0.0647 | 0.10744 | 0.10744 | 0.10744
Nox3PWFlow1 | 4.6721 | Nox3PWFlow1 | 5.8 | 5.8 | 5.8 | 5.8 | 5.8 | 5.8 | 4.6721 | 4.6721 | 4.6721 | 4.6721
Nox3PWFlow2 | 3.3264 | Nox3PWFlow2 | 3.2 | 3.2 | 3.2 | 3.2 | 3.2 | 3.2 | 3.3264 | 3.3264 | 3.3264 | 3.3264
Nox3PWFlow3 | 2.1015 | Nox3PWFlow3 | 1.1 | 1.1 | 1.1 | 1.1 | 1.1 | 1.1 | 2.1015 | 2.1015 | 2.1015 | 2.1015
Nox3PWHead1 | 0.31499 | Nox3PWHead1 | 0.1942 | 0.1942 | 0.1942 | 0.1942 | 0.1942 | 0.1942 | 0.31499 | 0.31499 | 0.31499 | 0.31499
Nox3PWHead2 | 0.30755 | Nox3PWHead2 | 0.4219 | 0.4219 | 0.4219 | 0.4219 | 0.4219 | 0.4219 | 0.30755 | 0.30755 | 0.30755 | 0.30755
Nox3PWHead3 | 0.10744 | Nox3PWHead3 | 1e-05 | 1e-05 | 1e-05 | 1e-05 | 1e-05 | 1e-05 | 0.10744 | 0.10744 | 0.10744 | 0.10744
Nox4PWFlow1 | 4.6721 | Nox4PWFlow1 | 6 | 6 | 6 | 6 | 6 | 6 | 6 | 6 | 4.6721 | 4.6721
Nox4PWFlow2 | 3.3264 | Nox4PWFlow2 | 3 | 3 | 3 | 3 | 3 | 3 | 3 | 3 | 3.3264 | 3.3264
Nox4PWFlow3 | 2.1015 | Nox4PWFlow3 | 1.1 | 1.1 | 1.1 | 1.1 | 1.1 | 1.1 | 1.1 | 1.1 | 2.1015 | 2.1015
Nox4PWHead1 | 0.31499 | Nox4PWHead1 | 0.42 | 0.42 | 0.42 | 0.42 | 0.42 | 0.42 | 0.42 | 0.42 | 0.31499 | 0.31499
Nox4PWHead2 | 0.30755 | Nox4PWHead2 | 0.24 | 0.24 | 0.24 | 0.24 | 0.24 | 0.24 | 0.24 | 0.24 | 0.30755 | 0.30755
Nox4PWHead3 | 0.10744 | Nox4PWHead3 | 0 | 0 | 0 | 0 | 0 | 0 | 0 | 0 | 0.10744 | 0.10744
Nox5PWFlow1 | 6.8 | Nox5PWFlow1 | 6.8 | 6.8 | 6.8 | 6.8 | 6.8 | 6.8 | 6.8 | 6.8 | 6.8 | 6.8
Nox5PWFlow2 | 2 | Nox5PWFlow2 | 2 | 2 | 2 | 2 | 2 | 2 | 2 | 2 | 2 | 2
Nox5PWFlow3 | 2.23 | Nox5PWFlow3 | 2.23 | 2.23 | 2.23 | 2.23 | 2.23 | 2.23 | 2.23 | 2.23 | 2.23 | 2.23
Nox5PWHead1 | 0.45261 | Nox5PWHead1 | 0.45261 | 0.45261 | 0.45261 | 0.45261 | 0.45261 | 0.45261 | 0.45261 | 0.45261 | 0.45261 | 0.45261
Nox5PWHead2 | 0.21943 | Nox5PWHead2 | 0.21943 | 0.21943 | 0.21943 | 0.21943 | 0.21943 | 0.21943 | 0.21943 | 0.21943 | 0.21943 | 0.21943
Nox5PWHead3 | 0.14607 | Nox5PWHead3 | 0.14607 | 0.14607 | 0.14607 | 0.14607 | 0.14607 | 0.14607 | 0.14607 | 0.14607 | 0.14607 | 0.14607

## 18 PREUPGRADE
Cab1PWFlow1 | 2000-01-01 | 2050-12-31 | 3
Cab1PWFlow2 | 2000-01-01 | 2050-12-31 | 3
Cab1PWFlow3 | 2000-01-01 | 2050-12-31 | 3
Cab1PWHead1 | 2000-01-01 | 2050-12-31 | 0.22627
Cab1PWHead2 | 2000-01-01 | 2050-12-31 | 0.23369
Cab1PWHead3 | 2000-01-01 | 2050-12-31 | 0.20453
Cab2PWFlow1 | 2000-01-01 | 2050-12-31 | 5.2
Cab2PWFlow2 | 2000-01-01 | 2050-12-31 | 2.4
Cab2PWFlow3 | 2000-01-01 | 2050-12-31 | 0.8
Cab2PWHead1 | 2000-01-01 | 2050-12-31 | 0.28
Cab2PWHead2 | 2000-01-01 | 2050-12-31 | 0.26
Cab2PWHead3 | 2000-01-01 | 2050-12-31 | 0.03
Cab3PWFlow1 | 2000-01-01 | 2050-12-31 | 5.2
Cab3PWFlow2 | 2000-01-01 | 2050-12-31 | 2.4
Cab3PWFlow3 | 2000-01-01 | 2050-12-31 | 0.8
Cab3PWHead1 | 2000-01-01 | 2050-12-31 | 0.28
Cab3PWHead2 | 2000-01-01 | 2050-12-31 | 0.26
Cab3PWHead3 | 2000-01-01 | 2050-12-31 | 0.03
Cab4PWFlow1 | 2000-01-01 | 2050-12-31 | 4.81
Cab4PWFlow2 | 2000-01-01 | 2050-12-31 | 2.24
Cab4PWFlow3 | 2000-01-01 | 2050-12-31 | 1.3
Cab4PWHead1 | 2000-01-01 | 2050-12-31 | 0.23
Cab4PWHead2 | 2000-01-01 | 2050-12-31 | 0.26
Cab4PWHead3 | 2000-01-01 | 2050-12-31 | 0.08
LF1PWFlow1 | 2000-01-01 | 2050-12-31 | 1
LF1PWFlow2 | 2000-01-01 | 2050-12-31 | 0.55
LF1PWFlow3 | 2000-01-01 | 2050-12-31 | 0.25
LF1PWHead1 | 2000-01-01 | 2050-12-31 | 0.0042
LF1PWHead2 | 2000-01-01 | 2050-12-31 | 0.1024
LF1PWHead3 | 2000-01-01 | 2050-12-31 | 0.011
LF2PWFlow1 | 2000-01-01 | 2050-12-31 | 1
LF2PWFlow2 | 2000-01-01 | 2050-12-31 | 0.55
LF2PWFlow3 | 2000-01-01 | 2050-12-31 | 0.25
LF2PWHead1 | 2000-01-01 | 2050-12-31 | 0.0042
LF2PWHead2 | 2000-01-01 | 2050-12-31 | 0.1024
LF2PWHead3 | 2000-01-01 | 2050-12-31 | 0.011
LF3PWFlow1 | 2000-01-01 | 2050-12-31 | 1
LF3PWFlow2 | 2000-01-01 | 2050-12-31 | 0.55
LF3PWFlow3 | 2000-01-01 | 2050-12-31 | 0.25
LF3PWHead1 | 2000-01-01 | 2050-12-31 | 0.0042
LF3PWHead2 | 2000-01-01 | 2050-12-31 | 0.1024
LF3PWHead3 | 2000-01-01 | 2050-12-31 | 0.011
LF4PWFlow1 | 2000-01-01 | 2050-12-31 | 1
LF4PWFlow2 | 2000-01-01 | 2050-12-31 | 0.33
LF4PWFlow3 | 2000-01-01 | 2050-12-31 | 0.47
LF4PWHead1 | 2000-01-01 | 2050-12-31 | 0.064257
LF4PWHead2 | 2000-01-01 | 2050-12-31 | 0.024001
LF4PWHead3 | 2000-01-01 | 2050-12-31 | 0.02317
LL1PWFlow1 | 2000-01-01 | 2050-12-31 | 0.3
LL1PWFlow2 | 2000-01-01 | 2050-12-31 | 0.933
LL1PWFlow3 | 2000-01-01 | 2050-12-31 | 0.467
LL1PWHead1 | 2000-01-01 | 2050-12-31 | 0.002419
LL1PWHead2 | 2000-01-01 | 2050-12-31 | 0.087903
LL1PWHead3 | 2000-01-01 | 2050-12-31 | 0.036011
LL2PWFlow1 | 2000-01-01 | 2050-12-31 | 0.3
LL2PWFlow2 | 2000-01-01 | 2050-12-31 | 0.999
LL2PWFlow3 | 2000-01-01 | 2050-12-31 | 0.401
LL2PWHead1 | 2000-01-01 | 2050-12-31 | 0.002965
LL2PWHead2 | 2000-01-01 | 2050-12-31 | 0.093809
LL2PWHead3 | 2000-01-01 | 2050-12-31 | 0.02961
LL3PWFlow1 | 2000-01-01 | 2050-12-31 | 0.3
LL3PWFlow2 | 2000-01-01 | 2050-12-31 | 1.38
LL3PWFlow3 | 2000-01-01 | 2050-12-31 | 0.04
LL3PWHead1 | 2000-01-01 | 2050-12-31 | 0.0125
LL3PWHead2 | 2000-01-01 | 2050-12-31 | 0.0844
LL3PWHead3 | 2000-01-01 | 2050-12-31 | 0.01
LL4PWFlow1 | 2000-01-01 | 2050-12-31 | 0.3
LL4PWFlow2 | 2000-01-01 | 2050-12-31 | 0.908
LL4PWFlow3 | 2000-01-01 | 2050-12-31 | 0.492
LL4PWHead1 | 2000-01-01 | 2050-12-31 | 0.005543
LL4PWHead2 | 2000-01-01 | 2050-12-31 | 0.08478
LL4PWHead3 | 2000-01-01 | 2050-12-31 | 0.03827
Nox1PWFlow1 | 2000-01-01 | 2050-12-31 | 5
Nox1PWFlow2 | 2000-01-01 | 2050-12-31 | 3.2
Nox1PWFlow3 | 2000-01-01 | 2050-12-31 | 1.9
Nox1PWHead1 | 2000-01-01 | 2050-12-31 | 0.31
Nox1PWHead2 | 2000-01-01 | 2050-12-31 | 0.29
Nox1PWHead3 | 2000-01-01 | 2050-12-31 | 0.06
Nox2PWFlow1 | 2000-01-01 | 2050-12-31 | 5.8
Nox2PWFlow2 | 2000-01-01 | 2050-12-31 | 2.8
Nox2PWFlow3 | 2000-01-01 | 2050-12-31 | 0.8
Nox2PWHead1 | 2000-01-01 | 2050-12-31 | 0.36
Nox2PWHead2 | 2000-01-01 | 2050-12-31 | 0.2576
Nox2PWHead3 | 2000-01-01 | 2050-12-31 | 0.0647
Nox3PWFlow1 | 2000-01-01 | 2050-12-31 | 5.8
Nox3PWFlow2 | 2000-01-01 | 2050-12-31 | 3.2
Nox3PWFlow3 | 2000-01-01 | 2050-12-31 | 1.1
Nox3PWHead1 | 2000-01-01 | 2050-12-31 | 0.1942
Nox3PWHead2 | 2000-01-01 | 2050-12-31 | 0.4219
Nox3PWHead3 | 2000-01-01 | 2050-12-31 | 1e-05
Nox4PWFlow1 | 2000-01-01 | 2050-12-31 | 6
Nox4PWFlow2 | 2000-01-01 | 2050-12-31 | 3
Nox4PWFlow3 | 2000-01-01 | 2050-12-31 | 1.1
Nox4PWHead1 | 2000-01-01 | 2050-12-31 | 0.42
Nox4PWHead2 | 2000-01-01 | 2050-12-31 | 0.24
Nox4PWHead3 | 2000-01-01 | 2050-12-31 | 0
Nox5PWFlow1 | 2000-01-01 | 2050-12-31 | 6.8
Nox5PWFlow2 | 2000-01-01 | 2050-12-31 | 2
Nox5PWFlow3 | 2000-01-01 | 2050-12-31 | 2.23
Nox5PWHead1 | 2000-01-01 | 2050-12-31 | 0.45261
Nox5PWHead2 | 2000-01-01 | 2050-12-31 | 0.21943
Nox5PWHead3 | 2000-01-01 | 2050-12-31 | 0.14607

## 19 LL3_1999
Cab1PWFlow1 | 2000-01-01 | 2050-12-31 | 3
Cab1PWFlow2 | 2000-01-01 | 2050-12-31 | 3
Cab1PWFlow3 | 2000-01-01 | 2050-12-31 | 3
Cab1PWHead1 | 2000-01-01 | 2050-12-31 | 0.22627
Cab1PWHead2 | 2000-01-01 | 2050-12-31 | 0.23369
Cab1PWHead3 | 2000-01-01 | 2050-12-31 | 0.20453
Cab2PWFlow1 | 2000-01-01 | 2050-12-31 | 5.2
Cab2PWFlow2 | 2000-01-01 | 2050-12-31 | 2.4
Cab2PWFlow3 | 2000-01-01 | 2050-12-31 | 0.8
Cab2PWHead1 | 2000-01-01 | 2050-12-31 | 0.28
Cab2PWHead2 | 2000-01-01 | 2050-12-31 | 0.26
Cab2PWHead3 | 2000-01-01 | 2050-12-31 | 0.03
Cab3PWFlow1 | 2000-01-01 | 2050-12-31 | 5.2
Cab3PWFlow2 | 2000-01-01 | 2050-12-31 | 2.4
Cab3PWFlow3 | 2000-01-01 | 2050-12-31 | 0.8
Cab3PWHead1 | 2000-01-01 | 2050-12-31 | 0.28
Cab3PWHead2 | 2000-01-01 | 2050-12-31 | 0.26
Cab3PWHead3 | 2000-01-01 | 2050-12-31 | 0.03
Cab4PWFlow1 | 2000-01-01 | 2050-12-31 | 4.81
Cab4PWFlow2 | 2000-01-01 | 2050-12-31 | 2.24
Cab4PWFlow3 | 2000-01-01 | 2050-12-31 | 1.3
Cab4PWHead1 | 2000-01-01 | 2050-12-31 | 0.23
Cab4PWHead2 | 2000-01-01 | 2050-12-31 | 0.26
Cab4PWHead3 | 2000-01-01 | 2050-12-31 | 0.08
LF1PWFlow1 | 2000-01-01 | 2050-12-31 | 1
LF1PWFlow2 | 2000-01-01 | 2050-12-31 | 0.55
LF1PWFlow3 | 2000-01-01 | 2050-12-31 | 0.25
LF1PWHead1 | 2000-01-01 | 2050-12-31 | 0.0042
LF1PWHead2 | 2000-01-01 | 2050-12-31 | 0.1024
LF1PWHead3 | 2000-01-01 | 2050-12-31 | 0.011
LF2PWFlow1 | 2000-01-01 | 2050-12-31 | 1
LF2PWFlow2 | 2000-01-01 | 2050-12-31 | 0.55
LF2PWFlow3 | 2000-01-01 | 2050-12-31 | 0.25
LF2PWHead1 | 2000-01-01 | 2050-12-31 | 0.0042
LF2PWHead2 | 2000-01-01 | 2050-12-31 | 0.1024
LF2PWHead3 | 2000-01-01 | 2050-12-31 | 0.011
LF3PWFlow1 | 2000-01-01 | 2050-12-31 | 1
LF3PWFlow2 | 2000-01-01 | 2050-12-31 | 0.55
LF3PWFlow3 | 2000-01-01 | 2050-12-31 | 0.25
LF3PWHead1 | 2000-01-01 | 2050-12-31 | 0.0042
LF3PWHead2 | 2000-01-01 | 2050-12-31 | 0.1024
LF3PWHead3 | 2000-01-01 | 2050-12-31 | 0.011
LF4PWFlow1 | 2000-01-01 | 2050-12-31 | 1
LF4PWFlow2 | 2000-01-01 | 2050-12-31 | 0.33
LF4PWFlow3 | 2000-01-01 | 2050-12-31 | 0.47
LF4PWHead1 | 2000-01-01 | 2050-12-31 | 0.064257
LF4PWHead2 | 2000-01-01 | 2050-12-31 | 0.024001
LF4PWHead3 | 2000-01-01 | 2050-12-31 | 0.02317
LL1PWFlow1 | 2000-01-01 | 2050-12-31 | 0.3
LL1PWFlow2 | 2000-01-01 | 2050-12-31 | 0.933
LL1PWFlow3 | 2000-01-01 | 2050-12-31 | 0.467
LL1PWHead1 | 2000-01-01 | 2050-12-31 | 0.002419
LL1PWHead2 | 2000-01-01 | 2050-12-31 | 0.087903
LL1PWHead3 | 2000-01-01 | 2050-12-31 | 0.036011
LL2PWFlow1 | 2000-01-01 | 2050-12-31 | 0.3
LL2PWFlow2 | 2000-01-01 | 2050-12-31 | 0.999
LL2PWFlow3 | 2000-01-01 | 2050-12-31 | 0.401
LL2PWHead1 | 2000-01-01 | 2050-12-31 | 0.002965
LL2PWHead2 | 2000-01-01 | 2050-12-31 | 0.093809
LL2PWHead3 | 2000-01-01 | 2050-12-31 | 0.02961
LL3PWFlow1 | 2000-01-01 | 2050-12-31 | 0.3
LL3PWFlow2 | 2000-01-01 | 2050-12-31 | 0.846
LL3PWFlow3 | 2000-01-01 | 2050-12-31 | 0.554
LL3PWHead1 | 2000-01-01 | 2050-12-31 | 0.002516
LL3PWHead2 | 2000-01-01 | 2050-12-31 | 0.081355
LL3PWHead3 | 2000-01-01 | 2050-12-31 | 0.043211
LL4PWFlow1 | 2000-01-01 | 2050-12-31 | 0.3
LL4PWFlow2 | 2000-01-01 | 2050-12-31 | 0.908
LL4PWFlow3 | 2000-01-01 | 2050-12-31 | 0.492
LL4PWHead1 | 2000-01-01 | 2050-12-31 | 0.005543
LL4PWHead2 | 2000-01-01 | 2050-12-31 | 0.08478
LL4PWHead3 | 2000-01-01 | 2050-12-31 | 0.03827
Nox1PWFlow1 | 2000-01-01 | 2050-12-31 | 5
Nox1PWFlow2 | 2000-01-01 | 2050-12-31 | 3.2
Nox1PWFlow3 | 2000-01-01 | 2050-12-31 | 1.9
Nox1PWHead1 | 2000-01-01 | 2050-12-31 | 0.31
Nox1PWHead2 | 2000-01-01 | 2050-12-31 | 0.29
Nox1PWHead3 | 2000-01-01 | 2050-12-31 | 0.06
Nox2PWFlow1 | 2000-01-01 | 2050-12-31 | 5.8
Nox2PWFlow2 | 2000-01-01 | 2050-12-31 | 2.8
Nox2PWFlow3 | 2000-01-01 | 2050-12-31 | 0.8
Nox2PWHead1 | 2000-01-01 | 2050-12-31 | 0.36
Nox2PWHead2 | 2000-01-01 | 2050-12-31 | 0.2576
Nox2PWHead3 | 2000-01-01 | 2050-12-31 | 0.0647
Nox3PWFlow1 | 2000-01-01 | 2050-12-31 | 5.8
Nox3PWFlow2 | 2000-01-01 | 2050-12-31 | 3.2
Nox3PWFlow3 | 2000-01-01 | 2050-12-31 | 1.1
Nox3PWHead1 | 2000-01-01 | 2050-12-31 | 0.1942
Nox3PWHead2 | 2000-01-01 | 2050-12-31 | 0.4219
Nox3PWHead3 | 2000-01-01 | 2050-12-31 | 1e-05
Nox4PWFlow1 | 2000-01-01 | 2050-12-31 | 6
Nox4PWFlow2 | 2000-01-01 | 2050-12-31 | 3
Nox4PWFlow3 | 2000-01-01 | 2050-12-31 | 1.1
Nox4PWHead1 | 2000-01-01 | 2050-12-31 | 0.42
Nox4PWHead2 | 2000-01-01 | 2050-12-31 | 0.24
Nox4PWHead3 | 2000-01-01 | 2050-12-31 | 0
Nox5PWFlow1 | 2000-01-01 | 2050-12-31 | 6.8
Nox5PWFlow2 | 2000-01-01 | 2050-12-31 | 2
Nox5PWFlow3 | 2000-01-01 | 2050-12-31 | 2.23
Nox5PWHead1 | 2000-01-01 | 2050-12-31 | 0.45261
Nox5PWHead2 | 2000-01-01 | 2050-12-31 | 0.21943
Nox5PWHead3 | 2000-01-01 | 2050-12-31 | 0.14607

## 20 LL4&Cab3_2001
Cab1PWFlow1 | 2000-01-01 | 2050-12-31 | 3
Cab1PWFlow2 | 2000-01-01 | 2050-12-31 | 3
Cab1PWFlow3 | 2000-01-01 | 2050-12-31 | 3
Cab1PWHead1 | 2000-01-01 | 2050-12-31 | 0.22627
Cab1PWHead2 | 2000-01-01 | 2050-12-31 | 0.23369
Cab1PWHead3 | 2000-01-01 | 2050-12-31 | 0.20453
Cab2PWFlow1 | 2000-01-01 | 2050-12-31 | 5.2
Cab2PWFlow2 | 2000-01-01 | 2050-12-31 | 2.4
Cab2PWFlow3 | 2000-01-01 | 2050-12-31 | 0.8
Cab2PWHead1 | 2000-01-01 | 2050-12-31 | 0.28
Cab2PWHead2 | 2000-01-01 | 2050-12-31 | 0.26
Cab2PWHead3 | 2000-01-01 | 2050-12-31 | 0.03
Cab3PWFlow1 | 2000-01-01 | 2050-12-31 | 5.3282
Cab3PWFlow2 | 2000-01-01 | 2050-12-31 | 3.5098
Cab3PWFlow3 | 2000-01-01 | 2050-12-31 | 1.137
Cab3PWHead1 | 2000-01-01 | 2050-12-31 | 0.22359
Cab3PWHead2 | 2000-01-01 | 2050-12-31 | 0.41111
Cab3PWHead3 | 2000-01-01 | 2050-12-31 | 0.098243
Cab4PWFlow1 | 2000-01-01 | 2050-12-31 | 4.81
Cab4PWFlow2 | 2000-01-01 | 2050-12-31 | 2.24
Cab4PWFlow3 | 2000-01-01 | 2050-12-31 | 1.3
Cab4PWHead1 | 2000-01-01 | 2050-12-31 | 0.23
Cab4PWHead2 | 2000-01-01 | 2050-12-31 | 0.26
Cab4PWHead3 | 2000-01-01 | 2050-12-31 | 0.08
LF1PWFlow1 | 2000-01-01 | 2050-12-31 | 1
LF1PWFlow2 | 2000-01-01 | 2050-12-31 | 0.55
LF1PWFlow3 | 2000-01-01 | 2050-12-31 | 0.25
LF1PWHead1 | 2000-01-01 | 2050-12-31 | 0.0042
LF1PWHead2 | 2000-01-01 | 2050-12-31 | 0.1024
LF1PWHead3 | 2000-01-01 | 2050-12-31 | 0.011
LF2PWFlow1 | 2000-01-01 | 2050-12-31 | 1
LF2PWFlow2 | 2000-01-01 | 2050-12-31 | 0.55
LF2PWFlow3 | 2000-01-01 | 2050-12-31 | 0.25
LF2PWHead1 | 2000-01-01 | 2050-12-31 | 0.0042
LF2PWHead2 | 2000-01-01 | 2050-12-31 | 0.1024
LF2PWHead3 | 2000-01-01 | 2050-12-31 | 0.011
LF3PWFlow1 | 2000-01-01 | 2050-12-31 | 1
LF3PWFlow2 | 2000-01-01 | 2050-12-31 | 0.55
LF3PWFlow3 | 2000-01-01 | 2050-12-31 | 0.25
LF3PWHead1 | 2000-01-01 | 2050-12-31 | 0.0042
LF3PWHead2 | 2000-01-01 | 2050-12-31 | 0.1024
LF3PWHead3 | 2000-01-01 | 2050-12-31 | 0.011
LF4PWFlow1 | 2000-01-01 | 2050-12-31 | 1
LF4PWFlow2 | 2000-01-01 | 2050-12-31 | 0.55
LF4PWFlow3 | 2000-01-01 | 2050-12-31 | 0.25
LF4PWHead1 | 2000-01-01 | 2050-12-31 | 0.0042
LF4PWHead2 | 2000-01-01 | 2050-12-31 | 0.1024
LF4PWHead3 | 2000-01-01 | 2050-12-31 | 0.011
LL1PWFlow1 | 2000-01-01 | 2050-12-31 | 0.3
LL1PWFlow2 | 2000-01-01 | 2050-12-31 | 0.933
LL1PWFlow3 | 2000-01-01 | 2050-12-31 | 0.467
LL1PWHead1 | 2000-01-01 | 2050-12-31 | 0.002419
LL1PWHead2 | 2000-01-01 | 2050-12-31 | 0.087903
LL1PWHead3 | 2000-01-01 | 2050-12-31 | 0.036011
LL2PWFlow1 | 2000-01-01 | 2050-12-31 | 0.3
LL2PWFlow2 | 2000-01-01 | 2050-12-31 | 0.999
LL2PWFlow3 | 2000-01-01 | 2050-12-31 | 0.401
LL2PWHead1 | 2000-01-01 | 2050-12-31 | 0.002965
LL2PWHead2 | 2000-01-01 | 2050-12-31 | 0.093809
LL2PWHead3 | 2000-01-01 | 2050-12-31 | 0.02961
LL3PWFlow1 | 2000-01-01 | 2050-12-31 | 0.3
LL3PWFlow2 | 2000-01-01 | 2050-12-31 | 0.846
LL3PWFlow3 | 2000-01-01 | 2050-12-31 | 0.554
LL3PWHead1 | 2000-01-01 | 2050-12-31 | 0.002516
LL3PWHead2 | 2000-01-01 | 2050-12-31 | 0.081355
LL3PWHead3 | 2000-01-01 | 2050-12-31 | 0.043211
LL4PWFlow1 | 2000-01-01 | 2050-12-31 | 0.3
LL4PWFlow2 | 2000-01-01 | 2050-12-31 | 0.908
LL4PWFlow3 | 2000-01-01 | 2050-12-31 | 0.492
LL4PWHead1 | 2000-01-01 | 2050-12-31 | 0.005543
LL4PWHead2 | 2000-01-01 | 2050-12-31 | 0.08478
LL4PWHead3 | 2000-01-01 | 2050-12-31 | 0.03827
Nox1PWFlow1 | 2000-01-01 | 2050-12-31 | 5
Nox1PWFlow2 | 2000-01-01 | 2050-12-31 | 3.2
Nox1PWFlow3 | 2000-01-01 | 2050-12-31 | 1.9
Nox1PWHead1 | 2000-01-01 | 2050-12-31 | 0.31
Nox1PWHead2 | 2000-01-01 | 2050-12-31 | 0.29
Nox1PWHead3 | 2000-01-01 | 2050-12-31 | 0.06
Nox2PWFlow1 | 2000-01-01 | 2050-12-31 | 5.8
Nox2PWFlow2 | 2000-01-01 | 2050-12-31 | 2.8
Nox2PWFlow3 | 2000-01-01 | 2050-12-31 | 0.8
Nox2PWHead1 | 2000-01-01 | 2050-12-31 | 0.36
Nox2PWHead2 | 2000-01-01 | 2050-12-31 | 0.2576
Nox2PWHead3 | 2000-01-01 | 2050-12-31 | 0.0647
Nox3PWFlow1 | 2000-01-01 | 2050-12-31 | 5.8
Nox3PWFlow2 | 2000-01-01 | 2050-12-31 | 3.2
Nox3PWFlow3 | 2000-01-01 | 2050-12-31 | 1.1
Nox3PWHead1 | 2000-01-01 | 2050-12-31 | 0.1942
Nox3PWHead2 | 2000-01-01 | 2050-12-31 | 0.4219
Nox3PWHead3 | 2000-01-01 | 2050-12-31 | 1e-05
Nox4PWFlow1 | 2000-01-01 | 2050-12-31 | 6
Nox4PWFlow2 | 2000-01-01 | 2050-12-31 | 3
Nox4PWFlow3 | 2000-01-01 | 2050-12-31 | 1.1
Nox4PWHead1 | 2000-01-01 | 2050-12-31 | 0.42
Nox4PWHead2 | 2000-01-01 | 2050-12-31 | 0.24
Nox4PWHead3 | 2000-01-01 | 2050-12-31 | 0
Nox5PWFlow1 | 2000-01-01 | 2050-12-31 | 6.8
Nox5PWFlow2 | 2000-01-01 | 2050-12-31 | 2
Nox5PWFlow3 | 2000-01-01 | 2050-12-31 | 2.23
Nox5PWHead1 | 2000-01-01 | 2050-12-31 | 0.45261
Nox5PWHead2 | 2000-01-01 | 2050-12-31 | 0.21943
Nox5PWHead3 | 2000-01-01 | 2050-12-31 | 0.14607

## 21 Cab2_2004
Cab1PWFlow1 | 2000-01-01 | 2050-12-31 | 3
Cab1PWFlow2 | 2000-01-01 | 2050-12-31 | 3
Cab1PWFlow3 | 2000-01-01 | 2050-12-31 | 3
Cab1PWHead1 | 2000-01-01 | 2050-12-31 | 0.22627
Cab1PWHead2 | 2000-01-01 | 2050-12-31 | 0.23369
Cab1PWHead3 | 2000-01-01 | 2050-12-31 | 0.20453
Cab2PWFlow1 | 2000-01-01 | 2050-12-31 | 5.5375
Cab2PWFlow2 | 2000-01-01 | 2050-12-31 | 3.4903
Cab2PWFlow3 | 2000-01-01 | 2050-12-31 | 0.74716
Cab2PWHead1 | 2000-01-01 | 2050-12-31 | 0.20156
Cab2PWHead2 | 2000-01-01 | 2050-12-31 | 0.43513
Cab2PWHead3 | 2000-01-01 | 2050-12-31 | 0.079854
Cab3PWFlow1 | 2000-01-01 | 2050-12-31 | 5.3282
Cab3PWFlow2 | 2000-01-01 | 2050-12-31 | 3.5098
Cab3PWFlow3 | 2000-01-01 | 2050-12-31 | 1.137
Cab3PWHead1 | 2000-01-01 | 2050-12-31 | 0.22359
Cab3PWHead2 | 2000-01-01 | 2050-12-31 | 0.41111
Cab3PWHead3 | 2000-01-01 | 2050-12-31 | 0.098243
Cab4PWFlow1 | 2000-01-01 | 2050-12-31 | 4.81
Cab4PWFlow2 | 2000-01-01 | 2050-12-31 | 2.24
Cab4PWFlow3 | 2000-01-01 | 2050-12-31 | 1.3
Cab4PWHead1 | 2000-01-01 | 2050-12-31 | 0.23
Cab4PWHead2 | 2000-01-01 | 2050-12-31 | 0.26
Cab4PWHead3 | 2000-01-01 | 2050-12-31 | 0.08
LF1PWFlow1 | 2000-01-01 | 2050-12-31 | 1
LF1PWFlow2 | 2000-01-01 | 2050-12-31 | 0.55
LF1PWFlow3 | 2000-01-01 | 2050-12-31 | 0.25
LF1PWHead1 | 2000-01-01 | 2050-12-31 | 0.0042
LF1PWHead2 | 2000-01-01 | 2050-12-31 | 0.1024
LF1PWHead3 | 2000-01-01 | 2050-12-31 | 0.011
LF2PWFlow1 | 2000-01-01 | 2050-12-31 | 1
LF2PWFlow2 | 2000-01-01 | 2050-12-31 | 0.55
LF2PWFlow3 | 2000-01-01 | 2050-12-31 | 0.25
LF2PWHead1 | 2000-01-01 | 2050-12-31 | 0.0042
LF2PWHead2 | 2000-01-01 | 2050-12-31 | 0.1024
LF2PWHead3 | 2000-01-01 | 2050-12-31 | 0.011
LF3PWFlow1 | 2000-01-01 | 2050-12-31 | 1
LF3PWFlow2 | 2000-01-01 | 2050-12-31 | 0.55
LF3PWFlow3 | 2000-01-01 | 2050-12-31 | 0.25
LF3PWHead1 | 2000-01-01 | 2050-12-31 | 0.0042
LF3PWHead2 | 2000-01-01 | 2050-12-31 | 0.1024
LF3PWHead3 | 2000-01-01 | 2050-12-31 | 0.011
LF4PWFlow1 | 2000-01-01 | 2050-12-31 | 1
LF4PWFlow2 | 2000-01-01 | 2050-12-31 | 0.55
LF4PWFlow3 | 2000-01-01 | 2050-12-31 | 0.25
LF4PWHead1 | 2000-01-01 | 2050-12-31 | 0.0042
LF4PWHead2 | 2000-01-01 | 2050-12-31 | 0.1024
LF4PWHead3 | 2000-01-01 | 2050-12-31 | 0.011
LL1PWFlow1 | 2000-01-01 | 2050-12-31 | 0.3
LL1PWFlow2 | 2000-01-01 | 2050-12-31 | 0.933
LL1PWFlow3 | 2000-01-01 | 2050-12-31 | 0.467
LL1PWHead1 | 2000-01-01 | 2050-12-31 | 0.002419
LL1PWHead2 | 2000-01-01 | 2050-12-31 | 0.087903
LL1PWHead3 | 2000-01-01 | 2050-12-31 | 0.036011
LL2PWFlow1 | 2000-01-01 | 2050-12-31 | 0.3
LL2PWFlow2 | 2000-01-01 | 2050-12-31 | 0.999
LL2PWFlow3 | 2000-01-01 | 2050-12-31 | 0.401
LL2PWHead1 | 2000-01-01 | 2050-12-31 | 0.002965
LL2PWHead2 | 2000-01-01 | 2050-12-31 | 0.093809
LL2PWHead3 | 2000-01-01 | 2050-12-31 | 0.02961
LL3PWFlow1 | 2000-01-01 | 2050-12-31 | 0.3
LL3PWFlow2 | 2000-01-01 | 2050-12-31 | 0.846
LL3PWFlow3 | 2000-01-01 | 2050-12-31 | 0.554
LL3PWHead1 | 2000-01-01 | 2050-12-31 | 0.002516
LL3PWHead2 | 2000-01-01 | 2050-12-31 | 0.081355
LL3PWHead3 | 2000-01-01 | 2050-12-31 | 0.043211
LL4PWFlow1 | 2000-01-01 | 2050-12-31 | 0.3
LL4PWFlow2 | 2000-01-01 | 2050-12-31 | 0.908
LL4PWFlow3 | 2000-01-01 | 2050-12-31 | 0.492
LL4PWHead1 | 2000-01-01 | 2050-12-31 | 0.005543
LL4PWHead2 | 2000-01-01 | 2050-12-31 | 0.08478
LL4PWHead3 | 2000-01-01 | 2050-12-31 | 0.03827
Nox1PWFlow1 | 2000-01-01 | 2050-12-31 | 5
Nox1PWFlow2 | 2000-01-01 | 2050-12-31 | 3.2
Nox1PWFlow3 | 2000-01-01 | 2050-12-31 | 1.9
Nox1PWHead1 | 2000-01-01 | 2050-12-31 | 0.31
Nox1PWHead2 | 2000-01-01 | 2050-12-31 | 0.29
Nox1PWHead3 | 2000-01-01 | 2050-12-31 | 0.06
Nox2PWFlow1 | 2000-01-01 | 2050-12-31 | 5.8
Nox2PWFlow2 | 2000-01-01 | 2050-12-31 | 2.8
Nox2PWFlow3 | 2000-01-01 | 2050-12-31 | 0.8
Nox2PWHead1 | 2000-01-01 | 2050-12-31 | 0.36
Nox2PWHead2 | 2000-01-01 | 2050-12-31 | 0.2576
Nox2PWHead3 | 2000-01-01 | 2050-12-31 | 0.0647
Nox3PWFlow1 | 2000-01-01 | 2050-12-31 | 5.8
Nox3PWFlow2 | 2000-01-01 | 2050-12-31 | 3.2
Nox3PWFlow3 | 2000-01-01 | 2050-12-31 | 1.1
Nox3PWHead1 | 2000-01-01 | 2050-12-31 | 0.1942
Nox3PWHead2 | 2000-01-01 | 2050-12-31 | 0.4219
Nox3PWHead3 | 2000-01-01 | 2050-12-31 | 1e-05
Nox4PWFlow1 | 2000-01-01 | 2050-12-31 | 6
Nox4PWFlow2 | 2000-01-01 | 2050-12-31 | 3
Nox4PWFlow3 | 2000-01-01 | 2050-12-31 | 1.1
Nox4PWHead1 | 2000-01-01 | 2050-12-31 | 0.42
Nox4PWHead2 | 2000-01-01 | 2050-12-31 | 0.24
Nox4PWHead3 | 2000-01-01 | 2050-12-31 | 0
Nox5PWFlow1 | 2000-01-01 | 2050-12-31 | 6.8
Nox5PWFlow2 | 2000-01-01 | 2050-12-31 | 2
Nox5PWFlow3 | 2000-01-01 | 2050-12-31 | 2.23
Nox5PWHead1 | 2000-01-01 | 2050-12-31 | 0.45261
Nox5PWHead2 | 2000-01-01 | 2050-12-31 | 0.21943
Nox5PWHead3 | 2000-01-01 | 2050-12-31 | 0.14607

## 22 Cab4_2007
Cab1PWFlow1 | 2000-01-01 | 2050-12-31 | 3
Cab1PWFlow2 | 2000-01-01 | 2050-12-31 | 3
Cab1PWFlow3 | 2000-01-01 | 2050-12-31 | 3
Cab1PWHead1 | 2000-01-01 | 2050-12-31 | 0.22627
Cab1PWHead2 | 2000-01-01 | 2050-12-31 | 0.23369
Cab1PWHead3 | 2000-01-01 | 2050-12-31 | 0.20453
Cab2PWFlow1 | 2000-01-01 | 2050-12-31 | 5.5375
Cab2PWFlow2 | 2000-01-01 | 2050-12-31 | 3.4903
Cab2PWFlow3 | 2000-01-01 | 2050-12-31 | 0.74716
Cab2PWHead1 | 2000-01-01 | 2050-12-31 | 0.20156
Cab2PWHead2 | 2000-01-01 | 2050-12-31 | 0.43513
Cab2PWHead3 | 2000-01-01 | 2050-12-31 | 0.079854
Cab3PWFlow1 | 2000-01-01 | 2050-12-31 | 5.3282
Cab3PWFlow2 | 2000-01-01 | 2050-12-31 | 3.5098
Cab3PWFlow3 | 2000-01-01 | 2050-12-31 | 1.137
Cab3PWHead1 | 2000-01-01 | 2050-12-31 | 0.22359
Cab3PWHead2 | 2000-01-01 | 2050-12-31 | 0.41111
Cab3PWHead3 | 2000-01-01 | 2050-12-31 | 0.098243
Cab4PWFlow1 | 2000-01-01 | 2050-12-31 | 5.316
Cab4PWFlow2 | 2000-01-01 | 2050-12-31 | 1.8784
Cab4PWFlow3 | 2000-01-01 | 2050-12-31 | 1.3059
Cab4PWHead1 | 2000-01-01 | 2050-12-31 | 0.2916
Cab4PWHead2 | 2000-01-01 | 2050-12-31 | 0.2112
Cab4PWHead3 | 2000-01-01 | 2050-12-31 | 0.0718
LF1PWFlow1 | 2000-01-01 | 2050-12-31 | 1
LF1PWFlow2 | 2000-01-01 | 2050-12-31 | 0.55
LF1PWFlow3 | 2000-01-01 | 2050-12-31 | 0.25
LF1PWHead1 | 2000-01-01 | 2050-12-31 | 0.0042
LF1PWHead2 | 2000-01-01 | 2050-12-31 | 0.1024
LF1PWHead3 | 2000-01-01 | 2050-12-31 | 0.011
LF2PWFlow1 | 2000-01-01 | 2050-12-31 | 1
LF2PWFlow2 | 2000-01-01 | 2050-12-31 | 0.55
LF2PWFlow3 | 2000-01-01 | 2050-12-31 | 0.25
LF2PWHead1 | 2000-01-01 | 2050-12-31 | 0.0042
LF2PWHead2 | 2000-01-01 | 2050-12-31 | 0.1024
LF2PWHead3 | 2000-01-01 | 2050-12-31 | 0.011
LF3PWFlow1 | 2000-01-01 | 2050-12-31 | 1
LF3PWFlow2 | 2000-01-01 | 2050-12-31 | 0.55
LF3PWFlow3 | 2000-01-01 | 2050-12-31 | 0.25
LF3PWHead1 | 2000-01-01 | 2050-12-31 | 0.0042
LF3PWHead2 | 2000-01-01 | 2050-12-31 | 0.1024
LF3PWHead3 | 2000-01-01 | 2050-12-31 | 0.011
LF4PWFlow1 | 2000-01-01 | 2050-12-31 | 1
LF4PWFlow2 | 2000-01-01 | 2050-12-31 | 0.55
LF4PWFlow3 | 2000-01-01 | 2050-12-31 | 0.25
LF4PWHead1 | 2000-01-01 | 2050-12-31 | 0.0042
LF4PWHead2 | 2000-01-01 | 2050-12-31 | 0.1024
LF4PWHead3 | 2000-01-01 | 2050-12-31 | 0.011
LL1PWFlow1 | 2000-01-01 | 2050-12-31 | 0.3
LL1PWFlow2 | 2000-01-01 | 2050-12-31 | 0.933
LL1PWFlow3 | 2000-01-01 | 2050-12-31 | 0.467
LL1PWHead1 | 2000-01-01 | 2050-12-31 | 0.002419
LL1PWHead2 | 2000-01-01 | 2050-12-31 | 0.087903
LL1PWHead3 | 2000-01-01 | 2050-12-31 | 0.036011
LL2PWFlow1 | 2000-01-01 | 2050-12-31 | 0.3
LL2PWFlow2 | 2000-01-01 | 2050-12-31 | 0.999
LL2PWFlow3 | 2000-01-01 | 2050-12-31 | 0.401
LL2PWHead1 | 2000-01-01 | 2050-12-31 | 0.002965
LL2PWHead2 | 2000-01-01 | 2050-12-31 | 0.093809
LL2PWHead3 | 2000-01-01 | 2050-12-31 | 0.02961
LL3PWFlow1 | 2000-01-01 | 2050-12-31 | 0.3
LL3PWFlow2 | 2000-01-01 | 2050-12-31 | 0.846
LL3PWFlow3 | 2000-01-01 | 2050-12-31 | 0.554
LL3PWHead1 | 2000-01-01 | 2050-12-31 | 0.002516
LL3PWHead2 | 2000-01-01 | 2050-12-31 | 0.081355
LL3PWHead3 | 2000-01-01 | 2050-12-31 | 0.043211
LL4PWFlow1 | 2000-01-01 | 2050-12-31 | 0.3
LL4PWFlow2 | 2000-01-01 | 2050-12-31 | 0.908
LL4PWFlow3 | 2000-01-01 | 2050-12-31 | 0.492
LL4PWHead1 | 2000-01-01 | 2050-12-31 | 0.005543
LL4PWHead2 | 2000-01-01 | 2050-12-31 | 0.08478
LL4PWHead3 | 2000-01-01 | 2050-12-31 | 0.03827
Nox1PWFlow1 | 2000-01-01 | 2050-12-31 | 5
Nox1PWFlow2 | 2000-01-01 | 2050-12-31 | 3.2
Nox1PWFlow3 | 2000-01-01 | 2050-12-31 | 1.9
Nox1PWHead1 | 2000-01-01 | 2050-12-31 | 0.31
Nox1PWHead2 | 2000-01-01 | 2050-12-31 | 0.29
Nox1PWHead3 | 2000-01-01 | 2050-12-31 | 0.06
Nox2PWFlow1 | 2000-01-01 | 2050-12-31 | 5.8
Nox2PWFlow2 | 2000-01-01 | 2050-12-31 | 2.8
Nox2PWFlow3 | 2000-01-01 | 2050-12-31 | 0.8
Nox2PWHead1 | 2000-01-01 | 2050-12-31 | 0.36
Nox2PWHead2 | 2000-01-01 | 2050-12-31 | 0.2576
Nox2PWHead3 | 2000-01-01 | 2050-12-31 | 0.0647
Nox3PWFlow1 | 2000-01-01 | 2050-12-31 | 5.8
Nox3PWFlow2 | 2000-01-01 | 2050-12-31 | 3.2
Nox3PWFlow3 | 2000-01-01 | 2050-12-31 | 1.1
Nox3PWHead1 | 2000-01-01 | 2050-12-31 | 0.1942
Nox3PWHead2 | 2000-01-01 | 2050-12-31 | 0.4219
Nox3PWHead3 | 2000-01-01 | 2050-12-31 | 1e-05
Nox4PWFlow1 | 2000-01-01 | 2050-12-31 | 6
Nox4PWFlow2 | 2000-01-01 | 2050-12-31 | 3
Nox4PWFlow3 | 2000-01-01 | 2050-12-31 | 1.1
Nox4PWHead1 | 2000-01-01 | 2050-12-31 | 0.42
Nox4PWHead2 | 2000-01-01 | 2050-12-31 | 0.24
Nox4PWHead3 | 2000-01-01 | 2050-12-31 | 0
Nox5PWFlow1 | 2000-01-01 | 2050-12-31 | 6.8
Nox5PWFlow2 | 2000-01-01 | 2050-12-31 | 2
Nox5PWFlow3 | 2000-01-01 | 2050-12-31 | 2.23
Nox5PWHead1 | 2000-01-01 | 2050-12-31 | 0.45261
Nox5PWHead2 | 2000-01-01 | 2050-12-31 | 0.21943
Nox5PWHead3 | 2000-01-01 | 2050-12-31 | 0.14607

## 23 Nox1_2009
Cab1PWFlow1 | 2000-01-01 | 2050-12-31 | 3
Cab1PWFlow2 | 2000-01-01 | 2050-12-31 | 3
Cab1PWFlow3 | 2000-01-01 | 2050-12-31 | 3
Cab1PWHead1 | 2000-01-01 | 2050-12-31 | 0.22627
Cab1PWHead2 | 2000-01-01 | 2050-12-31 | 0.23369
Cab1PWHead3 | 2000-01-01 | 2050-12-31 | 0.20453
Cab2PWFlow1 | 2000-01-01 | 2050-12-31 | 5.5375
Cab2PWFlow2 | 2000-01-01 | 2050-12-31 | 3.4903
Cab2PWFlow3 | 2000-01-01 | 2050-12-31 | 0.74716
Cab2PWHead1 | 2000-01-01 | 2050-12-31 | 0.20156
Cab2PWHead2 | 2000-01-01 | 2050-12-31 | 0.43513
Cab2PWHead3 | 2000-01-01 | 2050-12-31 | 0.079854
Cab3PWFlow1 | 2000-01-01 | 2050-12-31 | 5.3282
Cab3PWFlow2 | 2000-01-01 | 2050-12-31 | 3.5098
Cab3PWFlow3 | 2000-01-01 | 2050-12-31 | 1.137
Cab3PWHead1 | 2000-01-01 | 2050-12-31 | 0.22359
Cab3PWHead2 | 2000-01-01 | 2050-12-31 | 0.41111
Cab3PWHead3 | 2000-01-01 | 2050-12-31 | 0.098243
Cab4PWFlow1 | 2000-01-01 | 2050-12-31 | 5.316
Cab4PWFlow2 | 2000-01-01 | 2050-12-31 | 1.8784
Cab4PWFlow3 | 2000-01-01 | 2050-12-31 | 1.3059
Cab4PWHead1 | 2000-01-01 | 2050-12-31 | 0.2916
Cab4PWHead2 | 2000-01-01 | 2050-12-31 | 0.2112
Cab4PWHead3 | 2000-01-01 | 2050-12-31 | 0.0718
LF1PWFlow1 | 2000-01-01 | 2050-12-31 | 1
LF1PWFlow2 | 2000-01-01 | 2050-12-31 | 0.55
LF1PWFlow3 | 2000-01-01 | 2050-12-31 | 0.25
LF1PWHead1 | 2000-01-01 | 2050-12-31 | 0.0042
LF1PWHead2 | 2000-01-01 | 2050-12-31 | 0.1024
LF1PWHead3 | 2000-01-01 | 2050-12-31 | 0.011
LF2PWFlow1 | 2000-01-01 | 2050-12-31 | 1
LF2PWFlow2 | 2000-01-01 | 2050-12-31 | 0.55
LF2PWFlow3 | 2000-01-01 | 2050-12-31 | 0.25
LF2PWHead1 | 2000-01-01 | 2050-12-31 | 0.0042
LF2PWHead2 | 2000-01-01 | 2050-12-31 | 0.1024
LF2PWHead3 | 2000-01-01 | 2050-12-31 | 0.011
LF3PWFlow1 | 2000-01-01 | 2050-12-31 | 1
LF3PWFlow2 | 2000-01-01 | 2050-12-31 | 0.55
LF3PWFlow3 | 2000-01-01 | 2050-12-31 | 0.25
LF3PWHead1 | 2000-01-01 | 2050-12-31 | 0.0042
LF3PWHead2 | 2000-01-01 | 2050-12-31 | 0.1024
LF3PWHead3 | 2000-01-01 | 2050-12-31 | 0.011
LF4PWFlow1 | 2000-01-01 | 2050-12-31 | 1
LF4PWFlow2 | 2000-01-01 | 2050-12-31 | 0.55
LF4PWFlow3 | 2000-01-01 | 2050-12-31 | 0.25
LF4PWHead1 | 2000-01-01 | 2050-12-31 | 0.0042
LF4PWHead2 | 2000-01-01 | 2050-12-31 | 0.1024
LF4PWHead3 | 2000-01-01 | 2050-12-31 | 0.011
LL1PWFlow1 | 2000-01-01 | 2050-12-31 | 0.3
LL1PWFlow2 | 2000-01-01 | 2050-12-31 | 0.933
LL1PWFlow3 | 2000-01-01 | 2050-12-31 | 0.467
LL1PWHead1 | 2000-01-01 | 2050-12-31 | 0.002419
LL1PWHead2 | 2000-01-01 | 2050-12-31 | 0.087903
LL1PWHead3 | 2000-01-01 | 2050-12-31 | 0.036011
LL2PWFlow1 | 2000-01-01 | 2050-12-31 | 0.3
LL2PWFlow2 | 2000-01-01 | 2050-12-31 | 0.999
LL2PWFlow3 | 2000-01-01 | 2050-12-31 | 0.401
LL2PWHead1 | 2000-01-01 | 2050-12-31 | 0.002965
LL2PWHead2 | 2000-01-01 | 2050-12-31 | 0.093809
LL2PWHead3 | 2000-01-01 | 2050-12-31 | 0.02961
LL3PWFlow1 | 2000-01-01 | 2050-12-31 | 0.3
LL3PWFlow2 | 2000-01-01 | 2050-12-31 | 0.846
LL3PWFlow3 | 2000-01-01 | 2050-12-31 | 0.554
LL3PWHead1 | 2000-01-01 | 2050-12-31 | 0.002516
LL3PWHead2 | 2000-01-01 | 2050-12-31 | 0.081355
LL3PWHead3 | 2000-01-01 | 2050-12-31 | 0.043211
LL4PWFlow1 | 2000-01-01 | 2050-12-31 | 0.3
LL4PWFlow2 | 2000-01-01 | 2050-12-31 | 0.908
LL4PWFlow3 | 2000-01-01 | 2050-12-31 | 0.492
LL4PWHead1 | 2000-01-01 | 2050-12-31 | 0.005543
LL4PWHead2 | 2000-01-01 | 2050-12-31 | 0.08478
LL4PWHead3 | 2000-01-01 | 2050-12-31 | 0.03827
Nox1PWFlow1 | 2000-01-01 | 2050-12-31 | 4.6721
Nox1PWFlow2 | 2000-01-01 | 2050-12-31 | 3.3264
Nox1PWFlow3 | 2000-01-01 | 2050-12-31 | 2.1015
Nox1PWHead1 | 2000-01-01 | 2050-12-31 | 0.31499
Nox1PWHead2 | 2000-01-01 | 2050-12-31 | 0.30755
Nox1PWHead3 | 2000-01-01 | 2050-12-31 | 0.10744
Nox2PWFlow1 | 2000-01-01 | 2050-12-31 | 5.8
Nox2PWFlow2 | 2000-01-01 | 2050-12-31 | 2.8
Nox2PWFlow3 | 2000-01-01 | 2050-12-31 | 0.8
Nox2PWHead1 | 2000-01-01 | 2050-12-31 | 0.36
Nox2PWHead2 | 2000-01-01 | 2050-12-31 | 0.2576
Nox2PWHead3 | 2000-01-01 | 2050-12-31 | 0.0647
Nox3PWFlow1 | 2000-01-01 | 2050-12-31 | 5.8
Nox3PWFlow2 | 2000-01-01 | 2050-12-31 | 3.2
Nox3PWFlow3 | 2000-01-01 | 2050-12-31 | 1.1
Nox3PWHead1 | 2000-01-01 | 2050-12-31 | 0.1942
Nox3PWHead2 | 2000-01-01 | 2050-12-31 | 0.4219
Nox3PWHead3 | 2000-01-01 | 2050-12-31 | 1e-05
Nox4PWFlow1 | 2000-01-01 | 2050-12-31 | 6
Nox4PWFlow2 | 2000-01-01 | 2050-12-31 | 3
Nox4PWFlow3 | 2000-01-01 | 2050-12-31 | 1.1
Nox4PWHead1 | 2000-01-01 | 2050-12-31 | 0.42
Nox4PWHead2 | 2000-01-01 | 2050-12-31 | 0.24
Nox4PWHead3 | 2000-01-01 | 2050-12-31 | 0
Nox5PWFlow1 | 2000-01-01 | 2050-12-31 | 6.8
Nox5PWFlow2 | 2000-01-01 | 2050-12-31 | 2
Nox5PWFlow3 | 2000-01-01 | 2050-12-31 | 2.23
Nox5PWHead1 | 2000-01-01 | 2050-12-31 | 0.45261
Nox5PWHead2 | 2000-01-01 | 2050-12-31 | 0.21943
Nox5PWHead3 | 2000-01-01 | 2050-12-31 | 0.14607

## 24 Nox3_2010
Cab1PWFlow1 | 2000-01-01 | 2050-12-31 | 3
Cab1PWFlow2 | 2000-01-01 | 2050-12-31 | 3
Cab1PWFlow3 | 2000-01-01 | 2050-12-31 | 3
Cab1PWHead1 | 2000-01-01 | 2050-12-31 | 0.22627
Cab1PWHead2 | 2000-01-01 | 2050-12-31 | 0.23369
Cab1PWHead3 | 2000-01-01 | 2050-12-31 | 0.20453
Cab2PWFlow1 | 2000-01-01 | 2050-12-31 | 5.5375
Cab2PWFlow2 | 2000-01-01 | 2050-12-31 | 3.4903
Cab2PWFlow3 | 2000-01-01 | 2050-12-31 | 0.74716
Cab2PWHead1 | 2000-01-01 | 2050-12-31 | 0.20156
Cab2PWHead2 | 2000-01-01 | 2050-12-31 | 0.43513
Cab2PWHead3 | 2000-01-01 | 2050-12-31 | 0.079854
Cab3PWFlow1 | 2000-01-01 | 2050-12-31 | 5.3282
Cab3PWFlow2 | 2000-01-01 | 2050-12-31 | 3.5098
Cab3PWFlow3 | 2000-01-01 | 2050-12-31 | 1.137
Cab3PWHead1 | 2000-01-01 | 2050-12-31 | 0.22359
Cab3PWHead2 | 2000-01-01 | 2050-12-31 | 0.41111
Cab3PWHead3 | 2000-01-01 | 2050-12-31 | 0.098243
Cab4PWFlow1 | 2000-01-01 | 2050-12-31 | 5.316
Cab4PWFlow2 | 2000-01-01 | 2050-12-31 | 1.8784
Cab4PWFlow3 | 2000-01-01 | 2050-12-31 | 1.3059
Cab4PWHead1 | 2000-01-01 | 2050-12-31 | 0.2916
Cab4PWHead2 | 2000-01-01 | 2050-12-31 | 0.2112
Cab4PWHead3 | 2000-01-01 | 2050-12-31 | 0.0718
LF1PWFlow1 | 2000-01-01 | 2050-12-31 | 1
LF1PWFlow2 | 2000-01-01 | 2050-12-31 | 0.55
LF1PWFlow3 | 2000-01-01 | 2050-12-31 | 0.25
LF1PWHead1 | 2000-01-01 | 2050-12-31 | 0.0042
LF1PWHead2 | 2000-01-01 | 2050-12-31 | 0.1024
LF1PWHead3 | 2000-01-01 | 2050-12-31 | 0.011
LF2PWFlow1 | 2000-01-01 | 2050-12-31 | 1
LF2PWFlow2 | 2000-01-01 | 2050-12-31 | 0.55
LF2PWFlow3 | 2000-01-01 | 2050-12-31 | 0.25
LF2PWHead1 | 2000-01-01 | 2050-12-31 | 0.0042
LF2PWHead2 | 2000-01-01 | 2050-12-31 | 0.1024
LF2PWHead3 | 2000-01-01 | 2050-12-31 | 0.011
LF3PWFlow1 | 2000-01-01 | 2050-12-31 | 1
LF3PWFlow2 | 2000-01-01 | 2050-12-31 | 0.55
LF3PWFlow3 | 2000-01-01 | 2050-12-31 | 0.25
LF3PWHead1 | 2000-01-01 | 2050-12-31 | 0.0042
LF3PWHead2 | 2000-01-01 | 2050-12-31 | 0.1024
LF3PWHead3 | 2000-01-01 | 2050-12-31 | 0.011
LF4PWFlow1 | 2000-01-01 | 2050-12-31 | 1
LF4PWFlow2 | 2000-01-01 | 2050-12-31 | 0.55
LF4PWFlow3 | 2000-01-01 | 2050-12-31 | 0.25
LF4PWHead1 | 2000-01-01 | 2050-12-31 | 0.0042
LF4PWHead2 | 2000-01-01 | 2050-12-31 | 0.1024
LF4PWHead3 | 2000-01-01 | 2050-12-31 | 0.011
LL1PWFlow1 | 2000-01-01 | 2050-12-31 | 0.3
LL1PWFlow2 | 2000-01-01 | 2050-12-31 | 0.933
LL1PWFlow3 | 2000-01-01 | 2050-12-31 | 0.467
LL1PWHead1 | 2000-01-01 | 2050-12-31 | 0.002419
LL1PWHead2 | 2000-01-01 | 2050-12-31 | 0.087903
LL1PWHead3 | 2000-01-01 | 2050-12-31 | 0.036011
LL2PWFlow1 | 2000-01-01 | 2050-12-31 | 0.3
LL2PWFlow2 | 2000-01-01 | 2050-12-31 | 0.999
LL2PWFlow3 | 2000-01-01 | 2050-12-31 | 0.401
LL2PWHead1 | 2000-01-01 | 2050-12-31 | 0.002965
LL2PWHead2 | 2000-01-01 | 2050-12-31 | 0.093809
LL2PWHead3 | 2000-01-01 | 2050-12-31 | 0.02961
LL3PWFlow1 | 2000-01-01 | 2050-12-31 | 0.3
LL3PWFlow2 | 2000-01-01 | 2050-12-31 | 0.846
LL3PWFlow3 | 2000-01-01 | 2050-12-31 | 0.554
LL3PWHead1 | 2000-01-01 | 2050-12-31 | 0.002516
LL3PWHead2 | 2000-01-01 | 2050-12-31 | 0.081355
LL3PWHead3 | 2000-01-01 | 2050-12-31 | 0.043211
LL4PWFlow1 | 2000-01-01 | 2050-12-31 | 0.3
LL4PWFlow2 | 2000-01-01 | 2050-12-31 | 0.908
LL4PWFlow3 | 2000-01-01 | 2050-12-31 | 0.492
LL4PWHead1 | 2000-01-01 | 2050-12-31 | 0.005543
LL4PWHead2 | 2000-01-01 | 2050-12-31 | 0.08478
LL4PWHead3 | 2000-01-01 | 2050-12-31 | 0.03827
Nox1PWFlow1 | 2000-01-01 | 2050-12-31 | 4.6721
Nox1PWFlow2 | 2000-01-01 | 2050-12-31 | 3.3264
Nox1PWFlow3 | 2000-01-01 | 2050-12-31 | 2.1015
Nox1PWHead1 | 2000-01-01 | 2050-12-31 | 0.31499
Nox1PWHead2 | 2000-01-01 | 2050-12-31 | 0.30755
Nox1PWHead3 | 2000-01-01 | 2050-12-31 | 0.10744
Nox2PWFlow1 | 2000-01-01 | 2050-12-31 | 5.8
Nox2PWFlow2 | 2000-01-01 | 2050-12-31 | 2.8
Nox2PWFlow3 | 2000-01-01 | 2050-12-31 | 0.8
Nox2PWHead1 | 2000-01-01 | 2050-12-31 | 0.36
Nox2PWHead2 | 2000-01-01 | 2050-12-31 | 0.2576
Nox2PWHead3 | 2000-01-01 | 2050-12-31 | 0.0647
Nox3PWFlow1 | 2000-01-01 | 2050-12-31 | 4.6721
Nox3PWFlow2 | 2000-01-01 | 2050-12-31 | 3.3264
Nox3PWFlow3 | 2000-01-01 | 2050-12-31 | 2.1015
Nox3PWHead1 | 2000-01-01 | 2050-12-31 | 0.31499
Nox3PWHead2 | 2000-01-01 | 2050-12-31 | 0.30755
Nox3PWHead3 | 2000-01-01 | 2050-12-31 | 0.10744
Nox4PWFlow1 | 2000-01-01 | 2050-12-31 | 6
Nox4PWFlow2 | 2000-01-01 | 2050-12-31 | 3
Nox4PWFlow3 | 2000-01-01 | 2050-12-31 | 1.1
Nox4PWHead1 | 2000-01-01 | 2050-12-31 | 0.42
Nox4PWHead2 | 2000-01-01 | 2050-12-31 | 0.24
Nox4PWHead3 | 2000-01-01 | 2050-12-31 | 0
Nox5PWFlow1 | 2000-01-01 | 2050-12-31 | 6.8
Nox5PWFlow2 | 2000-01-01 | 2050-12-31 | 2
Nox5PWFlow3 | 2000-01-01 | 2050-12-31 | 2.23
Nox5PWHead1 | 2000-01-01 | 2050-12-31 | 0.45261
Nox5PWHead2 | 2000-01-01 | 2050-12-31 | 0.21943
Nox5PWHead3 | 2000-01-01 | 2050-12-31 | 0.14607

## 25 Nox2_2011
Cab1PWFlow1 | 2000-01-01 | 2050-12-31 | 3
Cab1PWFlow2 | 2000-01-01 | 2050-12-31 | 3
Cab1PWFlow3 | 2000-01-01 | 2050-12-31 | 3
Cab1PWHead1 | 2000-01-01 | 2050-12-31 | 0.22627
Cab1PWHead2 | 2000-01-01 | 2050-12-31 | 0.23369
Cab1PWHead3 | 2000-01-01 | 2050-12-31 | 0.20453
Cab2PWFlow1 | 2000-01-01 | 2050-12-31 | 5.5375
Cab2PWFlow2 | 2000-01-01 | 2050-12-31 | 3.4903
Cab2PWFlow3 | 2000-01-01 | 2050-12-31 | 0.74716
Cab2PWHead1 | 2000-01-01 | 2050-12-31 | 0.20156
Cab2PWHead2 | 2000-01-01 | 2050-12-31 | 0.43513
Cab2PWHead3 | 2000-01-01 | 2050-12-31 | 0.079854
Cab3PWFlow1 | 2000-01-01 | 2050-12-31 | 5.3282
Cab3PWFlow2 | 2000-01-01 | 2050-12-31 | 3.5098
Cab3PWFlow3 | 2000-01-01 | 2050-12-31 | 1.137
Cab3PWHead1 | 2000-01-01 | 2050-12-31 | 0.22359
Cab3PWHead2 | 2000-01-01 | 2050-12-31 | 0.41111
Cab3PWHead3 | 2000-01-01 | 2050-12-31 | 0.098243
Cab4PWFlow1 | 2000-01-01 | 2050-12-31 | 5.316
Cab4PWFlow2 | 2000-01-01 | 2050-12-31 | 1.8784
Cab4PWFlow3 | 2000-01-01 | 2050-12-31 | 1.3059
Cab4PWHead1 | 2000-01-01 | 2050-12-31 | 0.2916
Cab4PWHead2 | 2000-01-01 | 2050-12-31 | 0.2112
Cab4PWHead3 | 2000-01-01 | 2050-12-31 | 0.0718
LF1PWFlow1 | 2000-01-01 | 2050-12-31 | 1
LF1PWFlow2 | 2000-01-01 | 2050-12-31 | 0.55
LF1PWFlow3 | 2000-01-01 | 2050-12-31 | 0.25
LF1PWHead1 | 2000-01-01 | 2050-12-31 | 0.0042
LF1PWHead2 | 2000-01-01 | 2050-12-31 | 0.1024
LF1PWHead3 | 2000-01-01 | 2050-12-31 | 0.011
LF2PWFlow1 | 2000-01-01 | 2050-12-31 | 1
LF2PWFlow2 | 2000-01-01 | 2050-12-31 | 0.55
LF2PWFlow3 | 2000-01-01 | 2050-12-31 | 0.25
LF2PWHead1 | 2000-01-01 | 2050-12-31 | 0.0042
LF2PWHead2 | 2000-01-01 | 2050-12-31 | 0.1024
LF2PWHead3 | 2000-01-01 | 2050-12-31 | 0.011
LF3PWFlow1 | 2000-01-01 | 2050-12-31 | 1
LF3PWFlow2 | 2000-01-01 | 2050-12-31 | 0.55
LF3PWFlow3 | 2000-01-01 | 2050-12-31 | 0.25
LF3PWHead1 | 2000-01-01 | 2050-12-31 | 0.0042
LF3PWHead2 | 2000-01-01 | 2050-12-31 | 0.1024
LF3PWHead3 | 2000-01-01 | 2050-12-31 | 0.011
LF4PWFlow1 | 2000-01-01 | 2050-12-31 | 1
LF4PWFlow2 | 2000-01-01 | 2050-12-31 | 0.55
LF4PWFlow3 | 2000-01-01 | 2050-12-31 | 0.25
LF4PWHead1 | 2000-01-01 | 2050-12-31 | 0.0042
LF4PWHead2 | 2000-01-01 | 2050-12-31 | 0.1024
LF4PWHead3 | 2000-01-01 | 2050-12-31 | 0.011
LL1PWFlow1 | 2000-01-01 | 2050-12-31 | 0.3
LL1PWFlow2 | 2000-01-01 | 2050-12-31 | 0.933
LL1PWFlow3 | 2000-01-01 | 2050-12-31 | 0.467
LL1PWHead1 | 2000-01-01 | 2050-12-31 | 0.002419
LL1PWHead2 | 2000-01-01 | 2050-12-31 | 0.087903
LL1PWHead3 | 2000-01-01 | 2050-12-31 | 0.036011
LL2PWFlow1 | 2000-01-01 | 2050-12-31 | 0.3
LL2PWFlow2 | 2000-01-01 | 2050-12-31 | 0.999
LL2PWFlow3 | 2000-01-01 | 2050-12-31 | 0.401
LL2PWHead1 | 2000-01-01 | 2050-12-31 | 0.002965
LL2PWHead2 | 2000-01-01 | 2050-12-31 | 0.093809
LL2PWHead3 | 2000-01-01 | 2050-12-31 | 0.02961
LL3PWFlow1 | 2000-01-01 | 2050-12-31 | 0.3
LL3PWFlow2 | 2000-01-01 | 2050-12-31 | 0.846
LL3PWFlow3 | 2000-01-01 | 2050-12-31 | 0.554
LL3PWHead1 | 2000-01-01 | 2050-12-31 | 0.002516
LL3PWHead2 | 2000-01-01 | 2050-12-31 | 0.081355
LL3PWHead3 | 2000-01-01 | 2050-12-31 | 0.043211
LL4PWFlow1 | 2000-01-01 | 2050-12-31 | 0.3
LL4PWFlow2 | 2000-01-01 | 2050-12-31 | 0.908
LL4PWFlow3 | 2000-01-01 | 2050-12-31 | 0.492
LL4PWHead1 | 2000-01-01 | 2050-12-31 | 0.005543
LL4PWHead2 | 2000-01-01 | 2050-12-31 | 0.08478
LL4PWHead3 | 2000-01-01 | 2050-12-31 | 0.03827
Nox1PWFlow1 | 2000-01-01 | 2050-12-31 | 4.6721
Nox1PWFlow2 | 2000-01-01 | 2050-12-31 | 3.3264
Nox1PWFlow3 | 2000-01-01 | 2050-12-31 | 2.1015
Nox1PWHead1 | 2000-01-01 | 2050-12-31 | 0.31499
Nox1PWHead2 | 2000-01-01 | 2050-12-31 | 0.30755
Nox1PWHead3 | 2000-01-01 | 2050-12-31 | 0.10744
Nox2PWFlow1 | 2000-01-01 | 2050-12-31 | 4.6721
Nox2PWFlow2 | 2000-01-01 | 2050-12-31 | 3.3264
Nox2PWFlow3 | 2000-01-01 | 2050-12-31 | 2.1015
Nox2PWHead1 | 2000-01-01 | 2050-12-31 | 0.31499
Nox2PWHead2 | 2000-01-01 | 2050-12-31 | 0.30755
Nox2PWHead3 | 2000-01-01 | 2050-12-31 | 0.10744
Nox3PWFlow1 | 2000-01-01 | 2050-12-31 | 4.6721
Nox3PWFlow2 | 2000-01-01 | 2050-12-31 | 3.3264
Nox3PWFlow3 | 2000-01-01 | 2050-12-31 | 2.1015
Nox3PWHead1 | 2000-01-01 | 2050-12-31 | 0.31499
Nox3PWHead2 | 2000-01-01 | 2050-12-31 | 0.30755
Nox3PWHead3 | 2000-01-01 | 2050-12-31 | 0.10744
Nox4PWFlow1 | 2000-01-01 | 2050-12-31 | 6
Nox4PWFlow2 | 2000-01-01 | 2050-12-31 | 3
Nox4PWFlow3 | 2000-01-01 | 2050-12-31 | 1.1
Nox4PWHead1 | 2000-01-01 | 2050-12-31 | 0.42
Nox4PWHead2 | 2000-01-01 | 2050-12-31 | 0.24
Nox4PWHead3 | 2000-01-01 | 2050-12-31 | 0
Nox5PWFlow1 | 2000-01-01 | 2050-12-31 | 6.8
Nox5PWFlow2 | 2000-01-01 | 2050-12-31 | 2
Nox5PWFlow3 | 2000-01-01 | 2050-12-31 | 2.23
Nox5PWHead1 | 2000-01-01 | 2050-12-31 | 0.45261
Nox5PWHead2 | 2000-01-01 | 2050-12-31 | 0.21943
Nox5PWHead3 | 2000-01-01 | 2050-12-31 | 0.14607

## 26 Nox4_2012
Cab1PWFlow1 | 2000-01-01 | 2050-12-31 | 3
Cab1PWFlow2 | 2000-01-01 | 2050-12-31 | 3
Cab1PWFlow3 | 2000-01-01 | 2050-12-31 | 3
Cab1PWHead1 | 2000-01-01 | 2050-12-31 | 0.22627
Cab1PWHead2 | 2000-01-01 | 2050-12-31 | 0.23369
Cab1PWHead3 | 2000-01-01 | 2050-12-31 | 0.20453
Cab2PWFlow1 | 2000-01-01 | 2050-12-31 | 5.5375
Cab2PWFlow2 | 2000-01-01 | 2050-12-31 | 3.4903
Cab2PWFlow3 | 2000-01-01 | 2050-12-31 | 0.74716
Cab2PWHead1 | 2000-01-01 | 2050-12-31 | 0.20156
Cab2PWHead2 | 2000-01-01 | 2050-12-31 | 0.43513
Cab2PWHead3 | 2000-01-01 | 2050-12-31 | 0.079854
Cab3PWFlow1 | 2000-01-01 | 2050-12-31 | 5.3282
Cab3PWFlow2 | 2000-01-01 | 2050-12-31 | 3.5098
Cab3PWFlow3 | 2000-01-01 | 2050-12-31 | 1.137
Cab3PWHead1 | 2000-01-01 | 2050-12-31 | 0.22359
Cab3PWHead2 | 2000-01-01 | 2050-12-31 | 0.41111
Cab3PWHead3 | 2000-01-01 | 2050-12-31 | 0.098243
Cab4PWFlow1 | 2000-01-01 | 2050-12-31 | 5.316
Cab4PWFlow2 | 2000-01-01 | 2050-12-31 | 1.8784
Cab4PWFlow3 | 2000-01-01 | 2050-12-31 | 1.3059
Cab4PWHead1 | 2000-01-01 | 2050-12-31 | 0.2916
Cab4PWHead2 | 2000-01-01 | 2050-12-31 | 0.2112
Cab4PWHead3 | 2000-01-01 | 2050-12-31 | 0.0718
LF1PWFlow1 | 2000-01-01 | 2050-12-31 | 1
LF1PWFlow2 | 2000-01-01 | 2050-12-31 | 0.55
LF1PWFlow3 | 2000-01-01 | 2050-12-31 | 0.25
LF1PWHead1 | 2000-01-01 | 2050-12-31 | 0.0042
LF1PWHead2 | 2000-01-01 | 2050-12-31 | 0.1024
LF1PWHead3 | 2000-01-01 | 2050-12-31 | 0.011
LF2PWFlow1 | 2000-01-01 | 2050-12-31 | 1
LF2PWFlow2 | 2000-01-01 | 2050-12-31 | 0.55
LF2PWFlow3 | 2000-01-01 | 2050-12-31 | 0.25
LF2PWHead1 | 2000-01-01 | 2050-12-31 | 0.0042
LF2PWHead2 | 2000-01-01 | 2050-12-31 | 0.1024
LF2PWHead3 | 2000-01-01 | 2050-12-31 | 0.011
LF3PWFlow1 | 2000-01-01 | 2050-12-31 | 1
LF3PWFlow2 | 2000-01-01 | 2050-12-31 | 0.55
LF3PWFlow3 | 2000-01-01 | 2050-12-31 | 0.25
LF3PWHead1 | 2000-01-01 | 2050-12-31 | 0.0042
LF3PWHead2 | 2000-01-01 | 2050-12-31 | 0.1024
LF3PWHead3 | 2000-01-01 | 2050-12-31 | 0.011
LF4PWFlow1 | 2000-01-01 | 2050-12-31 | 1
LF4PWFlow2 | 2000-01-01 | 2050-12-31 | 0.55
LF4PWFlow3 | 2000-01-01 | 2050-12-31 | 0.25
LF4PWHead1 | 2000-01-01 | 2050-12-31 | 0.0042
LF4PWHead2 | 2000-01-01 | 2050-12-31 | 0.1024
LF4PWHead3 | 2000-01-01 | 2050-12-31 | 0.011
LL1PWFlow1 | 2000-01-01 | 2050-12-31 | 0.3
LL1PWFlow2 | 2000-01-01 | 2050-12-31 | 0.933
LL1PWFlow3 | 2000-01-01 | 2050-12-31 | 0.467
LL1PWHead1 | 2000-01-01 | 2050-12-31 | 0.002419
LL1PWHead2 | 2000-01-01 | 2050-12-31 | 0.087903
LL1PWHead3 | 2000-01-01 | 2050-12-31 | 0.036011
LL2PWFlow1 | 2000-01-01 | 2050-12-31 | 0.3
LL2PWFlow2 | 2000-01-01 | 2050-12-31 | 0.999
LL2PWFlow3 | 2000-01-01 | 2050-12-31 | 0.401
LL2PWHead1 | 2000-01-01 | 2050-12-31 | 0.002965
LL2PWHead2 | 2000-01-01 | 2050-12-31 | 0.093809
LL2PWHead3 | 2000-01-01 | 2050-12-31 | 0.02961
LL3PWFlow1 | 2000-01-01 | 2050-12-31 | 0.3
LL3PWFlow2 | 2000-01-01 | 2050-12-31 | 0.846
LL3PWFlow3 | 2000-01-01 | 2050-12-31 | 0.554
LL3PWHead1 | 2000-01-01 | 2050-12-31 | 0.002516
LL3PWHead2 | 2000-01-01 | 2050-12-31 | 0.081355
LL3PWHead3 | 2000-01-01 | 2050-12-31 | 0.043211
LL4PWFlow1 | 2000-01-01 | 2050-12-31 | 0.3
LL4PWFlow2 | 2000-01-01 | 2050-12-31 | 0.908
LL4PWFlow3 | 2000-01-01 | 2050-12-31 | 0.492
LL4PWHead1 | 2000-01-01 | 2050-12-31 | 0.005543
LL4PWHead2 | 2000-01-01 | 2050-12-31 | 0.08478
LL4PWHead3 | 2000-01-01 | 2050-12-31 | 0.03827
Nox1PWFlow1 | 2000-01-01 | 2050-12-31 | 4.6721
Nox1PWFlow2 | 2000-01-01 | 2050-12-31 | 3.3264
Nox1PWFlow3 | 2000-01-01 | 2050-12-31 | 2.1015
Nox1PWHead1 | 2000-01-01 | 2050-12-31 | 0.31499
Nox1PWHead2 | 2000-01-01 | 2050-12-31 | 0.30755
Nox1PWHead3 | 2000-01-01 | 2050-12-31 | 0.10744
Nox2PWFlow1 | 2000-01-01 | 2050-12-31 | 4.6721
Nox2PWFlow2 | 2000-01-01 | 2050-12-31 | 3.3264
Nox2PWFlow3 | 2000-01-01 | 2050-12-31 | 2.1015
Nox2PWHead1 | 2000-01-01 | 2050-12-31 | 0.31499
Nox2PWHead2 | 2000-01-01 | 2050-12-31 | 0.30755
Nox2PWHead3 | 2000-01-01 | 2050-12-31 | 0.10744
Nox3PWFlow1 | 2000-01-01 | 2050-12-31 | 4.6721
Nox3PWFlow2 | 2000-01-01 | 2050-12-31 | 3.3264
Nox3PWFlow3 | 2000-01-01 | 2050-12-31 | 2.1015
Nox3PWHead1 | 2000-01-01 | 2050-12-31 | 0.31499
Nox3PWHead2 | 2000-01-01 | 2050-12-31 | 0.30755
Nox3PWHead3 | 2000-01-01 | 2050-12-31 | 0.10744
Nox4PWFlow1 | 2000-01-01 | 2050-12-31 | 4.6721
Nox4PWFlow2 | 2000-01-01 | 2050-12-31 | 3.3264
Nox4PWFlow3 | 2000-01-01 | 2050-12-31 | 2.1015
Nox4PWHead1 | 2000-01-01 | 2050-12-31 | 0.31499
Nox4PWHead2 | 2000-01-01 | 2050-12-31 | 0.30755
Nox4PWHead3 | 2000-01-01 | 2050-12-31 | 0.10744
Nox5PWFlow1 | 2000-01-01 | 2050-12-31 | 6.8
Nox5PWFlow2 | 2000-01-01 | 2050-12-31 | 2
Nox5PWFlow3 | 2000-01-01 | 2050-12-31 | 2.23
Nox5PWHead1 | 2000-01-01 | 2050-12-31 | 0.45261
Nox5PWHead2 | 2000-01-01 | 2050-12-31 | 0.21943
Nox5PWHead3 | 2000-01-01 | 2050-12-31 | 0.14607

## 27 PWL_PpH_spo
Upgrade Case: Setting curve to original
| Current | LF4 | LL3
Cab1HeadPW1 | 0.23 | 0.23 | 0.23
Cab1HeadPW2 | 0.23 | 0.23 | 0.23
Cab1HeadPW3 | 0.2 | 0.2 | 0.2
Cab2HeadPW1 | 0.2 | 0.2 | 0.2
Cab2HeadPW2 | 0.44 | 0.44 | 0.44
Cab2HeadPW3 | 0.08 | 0.08 | 0.08
Cab3HeadPW1 | 0.22 | 0.22 | 0.22
Cab3HeadPW2 | 0.41 | 0.41 | 0.41
Cab3HeadPW3 | 0.1 | 0.1 | 0.1
Cab4HeadPW1 | 0.29 | 0.29 | 0.29
Cab4HeadPW2 | 0.21 | 0.21 | 0.21
Cab4HeadPW3 | 0.07 | 0.07 | 0.07
LF1HeadPW1 | 0 | 0 | 0
LF1HeadPW2 | 0.1 | 0.1 | 0.1
LF1HeadPW3 | 0.01 | 0.01 | 0.01
LF2HeadPW1 | 0 | 0 | 0
LF2HeadPW2 | 0.1 | 0.1 | 0.1
LF2HeadPW3 | 0.01 | 0.01 | 0.01
LF3HeadPW1 | 0 | 0 | 0
LF3HeadPW2 | 0.1 | 0.1 | 0.1
LF3HeadPW3 | 0.01 | 0.01 | 0.01
LF4HeadPW1 | 0 | 0.064257 | 0.064257
LF4HeadPW2 | 0.1 | 0.024001 | 1.08
LF4HeadPW3 | 0.01 | 0.02317 | 0.32
LL1HeadPW1 | 0 | 0 | 0
LL1HeadPW2 | 0.09 | 0.09 | 0.09
LL1HeadPW3 | 0.04 | 0.04 | 0.04
LL2HeadPW1 | 0 | 0 | 0
LL2HeadPW2 | 0.09 | 0.09 | 0.09
LL2HeadPW3 | 0.03 | 0.03 | 0.03
LL3HeadPW1 | 0 | 0 | 0.0125
LL3HeadPW2 | 0.08 | 0.08 | 0.0844
LL3HeadPW3 | 0.04 | 0.04 | 0.01
LL4HeadPW1 | 0.01 | 0.01 | 0.01
LL4HeadPW2 | 0.08 | 0.08 | 0.08
LL4HeadPW3 | 0.04 | 0.04 | 0.04
Nox1HeadPW1 | 0.31 | 0.31 | 0.31
Nox1HeadPW2 | 0.31 | 0.31 | 0.31
Nox1HeadPW3 | 0.11 | 0.11 | 0.11
Nox2HeadPW1 | 0.31 | 0.31 | 0.31
Nox2HeadPW2 | 0.31 | 0.31 | 0.31
Nox2HeadPW3 | 0.11 | 0.11 | 0.11
Nox3HeadPW1 | 0.31 | 0.31 | 0.31
Nox3HeadPW2 | 0.31 | 0.31 | 0.31
Nox3HeadPW3 | 0.11 | 0.11 | 0.11
Nox4HeadPW1 | 0.31 | 0.31 | 0.31
Nox4HeadPW2 | 0.31 | 0.31 | 0.31
Nox4HeadPW3 | 0.11 | 0.11 | 0.11
Nox5HeadPW1 | 0.45 | 0.45 | 0.45
Nox5HeadPW2 | 0.22 | 0.22 | 0.22
Nox5HeadPW3 | 0.15 | 0.15 | 0.15

## 28 PWL_Flow_spo
Upgrade Case: Setting curve to original
| Current | LF4 | LL3
Cab1FlowPW1 | 3 | 3 | 3
Cab1FlowPW2 | 3 | 3 | 3
Cab1FlowPW3 | 3 | 3 | 3
Cab2FlowPW1 | 5.54 | 5.54 | 5.54
Cab2FlowPW2 | 3.49 | 3.49 | 3.49
Cab2FlowPW3 | 0.75 | 0.75 | 0.75
Cab3FlowPW1 | 5.33 | 5.33 | 5.33
Cab3FlowPW2 | 3.51 | 3.51 | 3.51
Cab3FlowPW3 | 1.14 | 1.14 | 1.14
Cab4FlowPW1 | 5.32 | 5.32 | 5.32
Cab4FlowPW2 | 1.88 | 1.88 | 1.88
Cab4FlowPW3 | 1.31 | 1.31 | 1.31
LF1FlowPW1 | 1 | 1 | 1
LF1FlowPW2 | 0.55 | 0.55 | 0.55
LF1FlowPW3 | 0.25 | 0.25 | 0.25
LF2FlowPW1 | 1 | 1 | 1
LF2FlowPW2 | 0.55 | 0.55 | 0.55
LF2FlowPW3 | 0.25 | 0.25 | 0.25
LF3FlowPW1 | 1 | 1 | 1
LF3FlowPW2 | 0.55 | 0.55 | 0.55
LF3FlowPW3 | 0.25 | 0.25 | 0.25
LF4FlowPW1 | 1 | 1 | 1
LF4FlowPW2 | 0.55 | 0.33 | 0.33
LF4FlowPW3 | 0.25 | 0.47 | 0.47
LL1FlowPW1 | 0.3 | 0.3 | 0.3
LL1FlowPW2 | 0.93 | 0.93 | 0.93
LL1FlowPW3 | 0.47 | 0.47 | 0.47
LL2FlowPW1 | 0.3 | 0.3 | 0.3
LL2FlowPW2 | 1 | 1 | 1
LL2FlowPW3 | 0.4 | 0.4 | 0.4
LL3FlowPW1 | 0.3 | 0.3 | 0.3
LL3FlowPW2 | 0.85 | 0.85 | 1.38
LL3FlowPW3 | 0.55 | 0.55 | 0.04
LL4FlowPW1 | 0.3 | 0.3 | 0.3
LL4FlowPW2 | 0.91 | 0.91 | 0.91
LL4FlowPW3 | 0.49 | 0.49 | 0.49
Nox1FlowPW1 | 4.67 | 4.67 | 4.67
Nox1FlowPW2 | 3.33 | 3.33 | 3.33
Nox1FlowPW3 | 2.1 | 2.1 | 2.1
Nox2FlowPW1 | 4.67 | 4.67 | 4.67
Nox2FlowPW2 | 3.33 | 3.33 | 3.33
Nox2FlowPW3 | 2.1 | 2.1 | 2.1
Nox3FlowPW1 | 4.67 | 4.67 | 4.67
Nox3FlowPW2 | 3.33 | 3.33 | 3.33
Nox3FlowPW3 | 2.1 | 2.1 | 2.1
Nox4FlowPW1 | 4.67 | 4.67 | 4.67
Nox4FlowPW2 | 3.33 | 3.33 | 3.33
Nox4FlowPW3 | 2.1 | 2.1 | 2.1
Nox5FlowPW1 | 6.8 | 6.8 | 6.8
Nox5FlowPW2 | 2 | 2 | 2
Nox5FlowPW3 | 2.23 | 2.23 | 2.23

## 29 PWL_PpH_cf
Upgrade Case: Setting curve to original
| Current | NOX4 | NOX2 | NOX3 | NOX1 | CAB4 | CAB2 | CAB3
Cab1HeadPW1 | 0.23 | 0.23 | 0.23 | 0.23 | 0.23 | 0.23 | 0.23 | 0.23
Cab1HeadPW2 | 0.23 | 0.23 | 0.23 | 0.23 | 0.23 | 0.23 | 0.23 | 0.23
Cab1HeadPW3 | 0.2 | 0.2 | 0.2 | 0.2 | 0.2 | 0.2 | 0.2 | 0.2
Cab2HeadPW1 | 0.2 | 0.2 | 0.2 | 0.2 | 0.2 | 0.2 | 0.28 | 0.28
Cab2HeadPW2 | 0.44 | 0.44 | 0.44 | 0.44 | 0.44 | 0.44 | 0.26 | 0.26
Cab2HeadPW3 | 0.08 | 0.08 | 0.08 | 0.08 | 0.08 | 0.08 | 0.03 | 0.03
Cab3HeadPW1 | 0.22 | 0.22 | 0.22 | 0.22 | 0.22 | 0.22 | 0.22 | 0.28
Cab3HeadPW2 | 0.41 | 0.41 | 0.41 | 0.41 | 0.41 | 0.41 | 0.41 | 0.26
Cab3HeadPW3 | 0.1 | 0.1 | 0.1 | 0.1 | 0.1 | 0.1 | 0.1 | 0.03
Cab4HeadPW1 | 0.29 | 0.29 | 0.29 | 0.29 | 0.29 | 0.23 | 0.23 | 0.23
Cab4HeadPW2 | 0.21 | 0.21 | 0.21 | 0.21 | 0.21 | 0.26 | 0.26 | 0.26
Cab4HeadPW3 | 0.07 | 0.07 | 0.07 | 0.07 | 0.07 | 0.08 | 0.08 | 0.08
LF1HeadPW1 | 0 | 0 | 0 | 0 | 0 | 0 | 0 | 0
LF1HeadPW2 | 0.1 | 0.1 | 0.1 | 0.1 | 0.1 | 0.1 | 0.1 | 0.1
LF1HeadPW3 | 0.01 | 0.01 | 0.01 | 0.01 | 0.01 | 0.01 | 0.01 | 0.01
LF2HeadPW1 | 0 | 0 | 0 | 0 | 0 | 0 | 0 | 0
LF2HeadPW2 | 0.1 | 0.1 | 0.1 | 0.1 | 0.1 | 0.1 | 0.1 | 0.1
LF2HeadPW3 | 0.01 | 0.01 | 0.01 | 0.01 | 0.01 | 0.01 | 0.01 | 0.01
LF3HeadPW1 | 0 | 0 | 0 | 0 | 0 | 0 | 0 | 0
LF3HeadPW2 | 0.1 | 0.1 | 0.1 | 0.1 | 0.1 | 0.1 | 0.1 | 0.1
LF3HeadPW3 | 0.01 | 0.01 | 0.01 | 0.01 | 0.01 | 0.01 | 0.01 | 0.01
LF4HeadPW1 | 0 | 0 | 0 | 0 | 0 | 0 | 0 | 0
LF4HeadPW2 | 0.1 | 0.1 | 0.1 | 0.1 | 0.1 | 0.1 | 0.1 | 0.1
LF4HeadPW3 | 0.01 | 0.01 | 0.01 | 0.01 | 0.01 | 0.01 | 0.01 | 0.01
LL1HeadPW1 | 0 | 0 | 0 | 0 | 0 | 0 | 0 | 0
LL1HeadPW2 | 0.09 | 0.09 | 0.09 | 0.09 | 0.09 | 0.09 | 0.09 | 0.09
LL1HeadPW3 | 0.04 | 0.04 | 0.04 | 0.04 | 0.04 | 0.04 | 0.04 | 0.04
LL2HeadPW1 | 0 | 0 | 0 | 0 | 0 | 0 | 0 | 0
LL2HeadPW2 | 0.09 | 0.09 | 0.09 | 0.09 | 0.09 | 0.09 | 0.09 | 0.09
LL2HeadPW3 | 0.03 | 0.03 | 0.03 | 0.03 | 0.03 | 0.03 | 0.03 | 0.03
LL3HeadPW1 | 0 | 0 | 0 | 0 | 0 | 0 | 0 | 0
LL3HeadPW2 | 0.08 | 0.08 | 0.08 | 0.08 | 0.08 | 0.08 | 0.08 | 0.08
LL3HeadPW3 | 0.04 | 0.04 | 0.04 | 0.04 | 0.04 | 0.04 | 0.04 | 0.04
LL4HeadPW1 | 0.01 | 0.01 | 0.01 | 0.01 | 0.01 | 0.01 | 0.01 | 0.01
LL4HeadPW2 | 0.08 | 0.08 | 0.08 | 0.08 | 0.08 | 0.08 | 0.08 | 0.08
LL4HeadPW3 | 0.04 | 0.04 | 0.04 | 0.04 | 0.04 | 0.04 | 0.04 | 0.04
Nox1HeadPW1 | 0.31 | 0.31 | 0.31 | 0.31 | 0.31 | 0.31 | 0.31 | 0.31
Nox1HeadPW2 | 0.31 | 0.31 | 0.31 | 0.31 | 0.29 | 0.29 | 0.29 | 0.29
Nox1HeadPW3 | 0.11 | 0.11 | 0.11 | 0.11 | 0.06 | 0.06 | 0.06 | 0.06
Nox2HeadPW1 | 0.31 | 0.31 | 0.36 | 0.28 | 0.28 | 0.28 | 0.28 | 0.28
Nox2HeadPW2 | 0.31 | 0.31 | 0.2576 | 0.39 | 0.39 | 0.39 | 0.39 | 0.39
Nox2HeadPW3 | 0.11 | 0.11 | 0.0647 | 0.05 | 0.05 | 0.05 | 0.05 | 0.05
Nox3HeadPW1 | 0.31 | 0.31 | 0.31 | 0.1942 | 0.37 | 0.37 | 0.37 | 0.37
Nox3HeadPW2 | 0.31 | 0.31 | 0.31 | 0.4219 | 0.66 | 0.66 | 0.66 | 0.66
Nox3HeadPW3 | 0.11 | 0.11 | 0.11 | 1e-05 | -0.01 | -0.01 | -0.01 | -0.01
Nox4HeadPW1 | 0.31 | 0.42 | 0.42 | 0.42 | 0.42 | 0.42 | 0.42 | 0.42
Nox4HeadPW2 | 0.31 | 0.24 | 0.24 | 0.24 | 0.24 | 0.24 | 0.24 | 0.24
Nox4HeadPW3 | 0.11 | 0 | -0.05 | -0.05 | -0.05 | -0.05 | -0.05 | -0.05
Nox5HeadPW1 | 0.45 | 0.45 | 0.45 | 0.45 | 0.45 | 0.45 | 0.45 | 0.45
Nox5HeadPW2 | 0.22 | 0.22 | 0.22 | 0.22 | 0.22 | 0.22 | 0.22 | 0.22
Nox5HeadPW3 | 0.15 | 0.15 | 0.15 | 0.15 | 0.15 | 0.15 | 0.15 | 0.15

## 30 PWL_Flow_cf
Upgrade Case: Setting curve to original
| Current | NOX4 | NOX2 | NOX3 | NOX1 | CAB4 | CAB2 | CAB3
Cab1FlowPW1 | 3 | 3 | 3 | 3 | 3 | 3 | 3 | 3
Cab1FlowPW2 | 3 | 3 | 3 | 3 | 3 | 3 | 3 | 3
Cab1FlowPW3 | 3 | 3 | 3 | 3 | 3 | 3 | 3 | 3
Cab2FlowPW1 | 5.54 | 5.54 | 5.54 | 5.54 | 5.54 | 5.54 | 5.2 | 3.2
Cab2FlowPW2 | 3.49 | 3.49 | 3.49 | 3.49 | 3.49 | 3.49 | 2.4 | 2.4
Cab2FlowPW3 | 0.75 | 0.75 | 0.75 | 0.75 | 0.75 | 0.75 | 0.8 | 0.8
Cab3FlowPW1 | 5.33 | 5.33 | 5.33 | 5.33 | 5.33 | 5.33 | 5.33 | 5.2
Cab3FlowPW2 | 3.51 | 3.51 | 3.51 | 3.51 | 3.51 | 3.51 | 3.51 | 2.4
Cab3FlowPW3 | 1.14 | 1.14 | 1.14 | 1.14 | 1.14 | 1.14 | 1.14 | 0.8
Cab4FlowPW1 | 5.32 | 5.32 | 5.32 | 5.32 | 5.32 | 4.81 | 4.81 | 4.81
Cab4FlowPW2 | 1.88 | 1.88 | 1.88 | 1.88 | 1.88 | 2.24 | 2.24 | 2.24
Cab4FlowPW3 | 1.31 | 1.31 | 1.31 | 1.31 | 1.31 | 1.3 | 1.3 | 1.3
LF1FlowPW1 | 1 | 1 | 1 | 1 | 1 | 1 | 1 | 1
LF1FlowPW2 | 0.55 | 0.55 | 0.55 | 0.55 | 0.55 | 0.55 | 0.55 | 0.55
LF1FlowPW3 | 0.25 | 0.25 | 0.25 | 0.25 | 0.25 | 0.25 | 0.25 | 0.25
LF2FlowPW1 | 1 | 1 | 1 | 1 | 1 | 1 | 1 | 1
LF2FlowPW2 | 0.55 | 0.55 | 0.55 | 0.55 | 0.55 | 0.55 | 0.55 | 0.55
LF2FlowPW3 | 0.25 | 0.25 | 0.25 | 0.25 | 0.25 | 0.25 | 0.25 | 0.25
LF3FlowPW1 | 1 | 1 | 1 | 1 | 1 | 1 | 1 | 1
LF3FlowPW2 | 0.55 | 0.55 | 0.55 | 0.55 | 0.55 | 0.55 | 0.55 | 0.55
LF3FlowPW3 | 0.25 | 0.25 | 0.25 | 0.25 | 0.25 | 0.25 | 0.25 | 0.25
LF4FlowPW1 | 1 | 1 | 1 | 1 | 1 | 1 | 1 | 1
LF4FlowPW2 | 0.55 | 0.55 | 0.55 | 0.55 | 0.55 | 0.55 | 0.55 | 0.55
LF4FlowPW3 | 0.25 | 0.25 | 0.25 | 0.25 | 0.25 | 0.25 | 0.25 | 0.25
LL1FlowPW1 | 0.3 | 0.3 | 0.3 | 0.3 | 0.3 | 0.3 | 0.3 | 0.3
LL1FlowPW2 | 0.93 | 0.93 | 0.93 | 0.93 | 0.93 | 0.93 | 0.93 | 0.93
LL1FlowPW3 | 0.47 | 0.47 | 0.47 | 0.47 | 0.47 | 0.47 | 0.47 | 0.47
LL2FlowPW1 | 0.3 | 0.3 | 0.3 | 0.3 | 0.3 | 0.3 | 0.3 | 0.3
LL2FlowPW2 | 1 | 1 | 1 | 1 | 1 | 1 | 1 | 1
LL2FlowPW3 | 0.4 | 0.4 | 0.4 | 0.4 | 0.4 | 0.4 | 0.4 | 0.4
LL3FlowPW1 | 0.3 | 0.3 | 0.3 | 0.3 | 0.3 | 0.3 | 0.3 | 0.3
LL3FlowPW2 | 0.85 | 0.85 | 0.85 | 0.85 | 0.85 | 0.85 | 0.85 | 0.85
LL3FlowPW3 | 0.55 | 0.55 | 0.55 | 0.55 | 0.55 | 0.55 | 0.55 | 0.55
LL4FlowPW1 | 0.3 | 0.3 | 0.3 | 0.3 | 0.3 | 0.3 | 0.3 | 0.3
LL4FlowPW2 | 0.91 | 0.91 | 0.91 | 0.91 | 0.91 | 0.91 | 0.91 | 0.91
LL4FlowPW3 | 0.49 | 0.49 | 0.49 | 0.49 | 0.49 | 0.49 | 0.49 | 0.49
Nox1FlowPW1 | 4.67 | 4.67 | 4.67 | 4.67 | 5 | 5 | 5 | 5
Nox1FlowPW2 | 3.33 | 3.33 | 3.33 | 3.33 | 3.2 | 3.2 | 3.2 | 3.2
Nox1FlowPW3 | 2.1 | 2.1 | 2.1 | 2.1 | 1.9 | 1.9 | 1.9 | 1.9
Nox2FlowPW1 | 4.67 | 4.67 | 5.8 | 4.8 | 4.8 | 4.8 | 4.8 | 4.8
Nox2FlowPW2 | 3.33 | 3.33 | 2.8 | 4 | 4 | 4 | 4 | 4
Nox2FlowPW3 | 2.1 | 2.1 | 0.8 | 1.3 | 1.3 | 1.3 | 1.3 | 1.3
Nox3FlowPW1 | 4.67 | 4.67 | 4.67 | 5.8 | 5.6 | 5.6 | 5.6 | 5.6
Nox3FlowPW2 | 3.33 | 3.33 | 3.33 | 3.2 | 3.6 | 3.6 | 3.6 | 3.6
Nox3FlowPW3 | 2.1 | 2.1 | 2.1 | 1.1 | 0.9 | 0.9 | 0.9 | 0.9
Nox4FlowPW1 | 4.67 | 6 | 6 | 6 | 6 | 6 | 6 | 6
Nox4FlowPW2 | 3.33 | 3 | 3 | 3 | 3 | 3 | 3 | 3
Nox4FlowPW3 | 2.1 | 1.1 | 1.1 | 1.1 | 1.1 | 1.1 | 1.1 | 1.1
Nox5FlowPW1 | 6.8 | 6.8 | 6.8 | 6.8 | 6.8 | 6.8 | 6.8 | 6.8
Nox5FlowPW2 | 2 | 2 | 2 | 2 | 2 | 2 | 2 | 2
Nox5FlowPW3 | 2.23 | 2.23 | 2.23 | 2.23 | 2.23 | 2.23 | 2.23 | 2.23

## 31 9 Mile Pre Upgrades
Element Name | Value | Granularity | Granularity Unit | Start Date Time | End Date Time
9M1GFlowMax | 1200 | 60 | Minute | 2010-01-01 | 1950-12-31 | Note: In this study we ran a lower Spokane (Long Lake and Little Falls) plus 9 Mile configuration instead of the entire system. This is because 9 Mile is not optimized in our production configuration and so a separate configuration was needed to emulate 9 Mile operations. For this run all loads were set to zero and the run was simply set to maximize value through sales to the Mid-C. In future years we might bring 9 Mile into our configuration to enable a single ADSS run for all upgraded turbines.
9M1PMax | 4.3 | 60 | Minute | 2010-01-01 | 1950-12-31
9M1PWFlow1 | 0.5 | 60 | Minute | 2010-01-01 | 1950-12-31
9M1PWFlow2 | 0.3 | 60 | Minute | 2010-01-01 | 1950-12-31
9M1PWFlow3 | 0.2 | 60 | Minute | 2010-01-01 | 1950-12-31
9M1PWFlow4 | 0.2 | 60 | Minute | 2010-01-01 | 1950-12-31
9M1PWHead1 | 0.024 | 60 | Minute | 2010-01-01 | 1950-12-31
9M1PWHead2 | 0.027 | 60 | Minute | 2010-01-01 | 1950-12-31
9M1PWHead3 | 0.026 | 60 | Minute | 2010-01-01 | 1950-12-31
9M1PWHead4 | 0.013 | 60 | Minute | 2010-01-01 | 1950-12-31
9M2GFlowMax | 1200 | 60 | Minute | 2010-01-01 | 1950-12-31
9M2PMax | 4.3 | 60 | Minute | 2010-01-01 | 1950-12-31
9M2PWFlow1 | 0.5 | 60 | Minute | 2010-01-01 | 1950-12-31
9M2PWFlow2 | 0.3 | 60 | Minute | 2010-01-01 | 1950-12-31
9M2PWFlow3 | 0.2 | 60 | Minute | 2010-01-01 | 1950-12-31
9M2PWFlow4 | 0.2 | 60 | Minute | 2010-01-01 | 1950-12-31
9M2PWHead1 | 0.024 | 60 | Minute | 2010-01-01 | 1950-12-31
9M2PWHead2 | 0.027 | 60 | Minute | 2010-01-01 | 1950-12-31
9M2PWHead3 | 0.026 | 60 | Minute | 2010-01-01 | 1950-12-31
9M2PWHead4 | 0.013 | 60 | Minute | 2010-01-01 | 1950-12-31
LindSolarGenFcst | 0 | 60 | Minute | 2010-01-01 | 1950-12-31
LoadAVAArLoCompCust | 0 | 1 | Minute | 2010-01-01 | 1950-12-31
LoadAVAEnNet | 0 | 60 | Minute | 2010-01-01 | 1950-12-31
LoadAVAEnNetGen | 0 | 60 | Minute | 2010-01-01 | 1950-12-31
LoadAVAEnNetPS | 0 | 60 | Minute | 2010-01-01 | 1950-12-31
LoadAVAEnNetRT | 0 | 60 | Minute | 2010-01-01 | 1950-12-31
LoadAVAFLoad | 0 | 60 | Minute | 2010-01-01 | 1950-12-31
LoadAVAFRRLoad | 0 | 60 | Minute | 2010-01-01 | 1950-12-31
LoadAVALFDnNet | 0 | 60 | Minute | 2010-01-01 | 1950-12-31
LoadAVALFUpNet | 0 | 60 | Minute | 2010-01-01 | 1950-12-31
LoadAVANSpinNet | 0 | 60 | Minute | 2010-01-01 | 1950-12-31
LoadAVAOpResGenBRate | 0 | 60 | Minute | 2010-01-01 | 1950-12-31
LoadAVAOpResLoadBRate | 0 | 60 | Minute | 2010-01-01 | 1950-12-31
LoadAVAPRTAcLoWRamp | 0 | 1 | Minute | 2010-01-01 | 1950-12-31
LoadAVAPRTAvg | 0 | 60 | Minute | 2010-01-01 | 1950-12-31
LoadAVAPRTEstArLoad | 0 | 60 | Minute | 2010-01-01 | 1950-12-31
LoadAVAPRTLoad | 0 | 60 | Minute | 2010-01-01 | 1950-12-31
LoadAVAPRTLoadRT | 0 | 60 | Minute | 2010-01-01 | 1950-12-31
LoadAVAPRTMax | 0 | 60 | Minute | 2010-01-01 | 1950-12-31
LoadAVAPRTMin | 0 | 60 | Minute | 2010-01-01 | 1950-12-31
LoadAVARegDnNet | 0 | 60 | Minute | 2020-04-14 | 2020-04-21
LoadAVARegDnNet | 0 | 60 | Minute | 2020-04-21 | 2020-04-28
LoadAVARegDnNet | 0 | 60 | Minute | 2020-04-28 | 2020-05-05
LoadAVARegDnNet | 0 | 60 | Minute | 2020-05-05 | 2020-05-12
LoadAVARegDnNet | 0 | 60 | Minute | 2020-05-12 | 2020-05-19
LoadAVARegDnNet | 0 | 60 | Minute | 2020-05-19 | 2020-05-26
LoadAVARegDnNet | 0 | 60 | Minute | 2020-05-26 | 2020-06-02
LoadAVARegDnNet | 0 | 60 | Minute | 2020-06-02 | 2020-06-09
LoadAVARegDnNet | 0 | 60 | Minute | 2020-06-09 | 2020-06-16
LoadAVARegDnNet | 0 | 60 | Minute | 2020-06-16 | 2020-06-23
LoadAVARegDnNet | 0 | 60 | Minute | 2019-11-26 | 2019-12-03
LoadAVARegDnNet | 0 | 60 | Minute | 2019-12-03 | 2019-12-10
LoadAVARegDnNet | 0 | 60 | Minute | 2019-12-10 | 2019-12-17
LoadAVARegDnNet | 0 | 60 | Minute | 2019-12-17 | 2019-12-24
LoadAVARegDnNet | 0 | 60 | Minute | 2019-12-24 | 2019-12-31
LoadAVARegDnNet | 0 | 60 | Minute | 2019-12-31 | 2020-01-07
LoadAVARegDnNet | 0 | 60 | Minute | 2020-01-07 | 2020-01-14
LoadAVARegDnNet | 0 | 60 | Minute | 2020-01-14 | 2020-01-21
LoadAVARegDnNet | 0 | 60 | Minute | 2020-01-21 | 2020-01-28
LoadAVARegDnNet | 0 | 60 | Minute | 2020-01-28 | 2020-02-04
LoadAVARegDnNet | 0 | 60 | Minute | 2020-02-04 | 2020-02-11
LoadAVARegDnNet | 0 | 60 | Minute | 2020-02-11 | 2020-02-18
LoadAVARegDnNet | 0 | 60 | Minute | 2020-02-18 | 2020-02-25
LoadAVARegDnNet | 0 | 60 | Minute | 2020-02-25 | 2020-03-03
LoadAVARegDnNet | 0 | 60 | Minute | 2020-03-03 | 2020-03-10
LoadAVARegDnNet | 0 | 60 | Minute | 2020-03-10 | 2020-03-17
LoadAVARegDnNet | 0 | 60 | Minute | 2020-03-17 | 2020-03-24
LoadAVARegDnNet | 0 | 60 | Minute | 2020-03-24 | 2020-03-31
LoadAVARegDnNet | 0 | 60 | Minute | 2020-03-31 | 2020-04-07
LoadAVARegDnNet | 0 | 60 | Minute | 2020-04-07 | 2020-04-14
LoadAVARegDnNet | -20 | 60 | Minute | 2010-01-01 | 2019-01-01
LoadAVARegDnNet | 0 | 60 | Minute | 2019-01-01 | 2019-01-08
LoadAVARegDnNet | 0 | 60 | Minute | 2019-01-08 | 2019-01-15
LoadAVARegDnNet | 0 | 60 | Minute | 2019-01-15 | 2019-01-22
LoadAVARegDnNet | 0 | 60 | Minute | 2019-01-22 | 2019-01-29
LoadAVARegDnNet | 0 | 60 | Minute | 2019-01-29 | 2019-02-05
LoadAVARegDnNet | 0 | 60 | Minute | 2019-02-05 | 2019-02-12
LoadAVARegDnNet | 0 | 60 | Minute | 2019-02-12 | 2019-02-19
LoadAVARegDnNet | 0 | 60 | Minute | 2019-02-19 | 2019-02-26
LoadAVARegDnNet | 0 | 60 | Minute | 2019-02-26 | 2019-03-05
LoadAVARegDnNet | 0 | 60 | Minute | 2019-03-05 | 2019-03-12
LoadAVARegDnNet | 0 | 60 | Minute | 2019-04-30 | 2019-05-07
LoadAVARegDnNet | 0 | 60 | Minute | 2019-03-12 | 2019-03-19
LoadAVARegDnNet | 0 | 60 | Minute | 2019-03-19 | 2019-03-26
LoadAVARegDnNet | 0 | 60 | Minute | 2019-03-26 | 2019-04-02
LoadAVARegDnNet | 0 | 60 | Minute | 2019-04-02 | 2019-04-09
LoadAVARegDnNet | 0 | 60 | Minute | 2019-04-09 | 2019-04-16
LoadAVARegDnNet | 0 | 60 | Minute | 2019-04-16 | 2019-04-23
LoadAVARegDnNet | 0 | 60 | Minute | 2019-04-23 | 2019-04-30
LoadAVARegDnNet | 0 | 60 | Minute | 2020-09-29 | 2020-10-06
LoadAVARegDnNet | 0 | 60 | Minute | 2020-10-06 | 2020-10-13
LoadAVARegDnNet | 0 | 60 | Minute | 2020-10-13 | 2020-10-20
LoadAVARegDnNet | 0 | 60 | Minute | 2020-10-20 | 2020-10-27
LoadAVARegDnNet | 0 | 60 | Minute | 2020-10-27 | 2020-11-03
LoadAVARegDnNet | 0 | 60 | Minute | 2020-11-03 | 2020-11-10
LoadAVARegDnNet | 0 | 60 | Minute | 2020-11-10 | 2020-11-17
LoadAVARegDnNet | 0 | 60 | Minute | 2020-11-17 | 2020-11-24
LoadAVARegDnNet | 0 | 60 | Minute | 2020-06-23 | 2020-06-30
LoadAVARegDnNet | 0 | 60 | Minute | 2020-06-30 | 2020-07-07
LoadAVARegDnNet | 0 | 60 | Minute | 2020-07-07 | 2020-07-14
LoadAVARegDnNet | 0 | 60 | Minute | 2020-07-14 | 2020-07-21
LoadAVARegDnNet | 0 | 60 | Minute | 2020-07-21 | 2020-07-28
LoadAVARegDnNet | 0 | 60 | Minute | 2020-07-28 | 2020-08-04
LoadAVARegDnNet | 0 | 60 | Minute | 2020-08-04 | 2020-08-11
LoadAVARegDnNet | 0 | 60 | Minute | 2020-08-11 | 2020-08-18
LoadAVARegDnNet | 0 | 60 | Minute | 2020-08-18 | 2020-08-25
LoadAVARegDnNet | 0 | 60 | Minute | 2020-08-25 | 2020-09-01
LoadAVARegDnNet | 0 | 60 | Minute | 2020-09-01 | 2020-09-08
LoadAVARegDnNet | 0 | 60 | Minute | 2020-09-08 | 2020-09-15
LoadAVARegDnNet | 0 | 60 | Minute | 2020-09-15 | 2020-09-22
LoadAVARegDnNet | 0 | 60 | Minute | 2020-09-22 | 2020-09-29
LoadAVARegDnNet | 0 | 60 | Minute | 2019-06-18 | 2019-06-25
LoadAVARegDnNet | 0 | 60 | Minute | 2019-06-25 | 2019-07-02
LoadAVARegDnNet | 0 | 60 | Minute | 2019-07-02 | 2019-07-09
LoadAVARegDnNet | 0 | 60 | Minute | 2019-07-09 | 2019-07-16
LoadAVARegDnNet | 0 | 60 | Minute | 2019-07-16 | 2019-07-23
LoadAVARegDnNet | 0 | 60 | Minute | 2019-07-23 | 2019-07-30
LoadAVARegDnNet | 0 | 60 | Minute | 2019-07-30 | 2019-08-06
LoadAVARegDnNet | 0 | 60 | Minute | 2019-08-06 | 2019-08-13
LoadAVARegDnNet | 0 | 60 | Minute | 2019-08-13 | 2019-08-20
LoadAVARegDnNet | 0 | 60 | Minute | 2019-08-20 | 2019-08-27
LoadAVARegDnNet | 0 | 60 | Minute | 2019-08-27 | 2019-09-03
LoadAVARegDnNet | 0 | 60 | Minute | 2019-09-03 | 2019-09-10
LoadAVARegDnNet | 0 | 60 | Minute | 2019-09-10 | 2019-09-17
LoadAVARegDnNet | 0 | 60 | Minute | 2019-09-17 | 2019-09-24
LoadAVARegDnNet | 0 | 60 | Minute | 2019-09-24 | 2019-10-01
LoadAVARegDnNet | 0 | 60 | Minute | 2019-10-01 | 2019-10-08
LoadAVARegDnNet | 0 | 60 | Minute | 2019-10-08 | 2019-10-15
LoadAVARegDnNet | 0 | 60 | Minute | 2019-10-15 | 2019-10-22
LoadAVARegDnNet | 0 | 60 | Minute | 2019-10-22 | 2019-10-29
LoadAVARegDnNet | 0 | 60 | Minute | 2019-10-29 | 2019-11-05
LoadAVARegDnNet | 0 | 60 | Minute | 2019-11-05 | 2019-11-12
LoadAVARegDnNet | 0 | 60 | Minute | 2019-11-12 | 2019-11-19
LoadAVARegDnNet | 0 | 60 | Minute | 2019-11-19 | 2019-11-26
LoadAVARegDnNet | 0 | 60 | Minute | 2021-02-09 | 2021-02-16
LoadAVARegDnNet | 0 | 60 | Minute | 2021-02-16 | 2021-02-23
LoadAVARegDnNet | 0 | 60 | Minute | 2021-02-23 | 2021-03-02
LoadAVARegDnNet | 0 | 60 | Minute | 2021-03-02 | 2021-03-09
LoadAVARegDnNet | 0 | 60 | Minute | 2021-03-09 | 2021-03-16
LoadAVARegDnNet | 0 | 60 | Minute | 2021-03-16 | 2021-03-23
LoadAVARegDnNet | 0 | 60 | Minute | 2021-03-23 | 2021-03-30
LoadAVARegDnNet | 0 | 60 | Minute | 2021-03-30 | 2021-04-06
LoadAVARegDnNet | 0 | 60 | Minute | 2021-04-06 | 2021-04-13
LoadAVARegDnNet | 0 | 60 | Minute | 2021-04-20 | 2021-04-27
LoadAVARegDnNet | 0 | 60 | Minute | 2021-04-27 | 2021-05-04
LoadAVARegDnNet | -20 | 60 | Minute | 2021-05-04 | 1950-12-31
LoadAVARegDnNet | 0 | 60 | Minute | 2021-04-13 | 2021-04-20
LoadAVARegDnNet | 0 | 60 | Minute | 2019-05-28 | 2019-06-04
LoadAVARegDnNet | 0 | 60 | Minute | 2019-05-21 | 2019-05-28
LoadAVARegDnNet | 0 | 60 | Minute | 2019-05-14 | 2019-05-21
LoadAVARegDnNet | 0 | 60 | Minute | 2019-05-07 | 2019-05-14
LoadAVARegDnNet | 0 | 60 | Minute | 2019-06-11 | 2019-06-18
LoadAVARegDnNet | 0 | 60 | Minute | 2019-06-04 | 2019-06-11
LoadAVARegDnNet | 0 | 60 | Minute | 2020-11-24 | 2020-12-01
LoadAVARegDnNet | 0 | 60 | Minute | 2020-12-01 | 2020-12-08
LoadAVARegDnNet | 0 | 60 | Minute | 2020-12-08 | 2020-12-15
LoadAVARegDnNet | 0 | 60 | Minute | 2020-12-15 | 2020-12-22
LoadAVARegDnNet | 0 | 60 | Minute | 2020-12-22 | 2020-12-29
LoadAVARegDnNet | 0 | 60 | Minute | 2020-12-29 | 2021-01-05
LoadAVARegDnNet | 0 | 60 | Minute | 2021-01-05 | 2021-01-12
LoadAVARegDnNet | 0 | 60 | Minute | 2021-01-12 | 2021-01-19
LoadAVARegDnNet | 0 | 60 | Minute | 2021-01-19 | 2021-01-26
LoadAVARegDnNet | 0 | 60 | Minute | 2021-01-26 | 2021-02-02
LoadAVARegDnNet | 0 | 60 | Minute | 2021-02-02 | 2021-02-09
LoadAVARegUpNet | 0 | 60 | Minute | 2020-04-14 | 2020-04-21
LoadAVARegUpNet | 0 | 60 | Minute | 2020-04-21 | 2020-04-28
LoadAVARegUpNet | 0 | 60 | Minute | 2020-04-28 | 2020-05-05
LoadAVARegUpNet | 0 | 60 | Minute | 2020-05-05 | 2020-05-12
LoadAVARegUpNet | 0 | 60 | Minute | 2020-05-12 | 2020-05-19
LoadAVARegUpNet | 0 | 60 | Minute | 2020-05-19 | 2020-05-26
LoadAVARegUpNet | 0 | 60 | Minute | 2020-05-26 | 2020-06-02
LoadAVARegUpNet | 0 | 60 | Minute | 2020-06-02 | 2020-06-09
LoadAVARegUpNet | 0 | 60 | Minute | 2020-06-09 | 2020-06-16
LoadAVARegUpNet | 0 | 60 | Minute | 2020-06-16 | 2020-06-23
LoadAVARegUpNet | 0 | 60 | Minute | 2019-11-26 | 2019-12-03
LoadAVARegUpNet | 0 | 60 | Minute | 2019-12-03 | 2019-12-10
LoadAVARegUpNet | 0 | 60 | Minute | 2019-12-10 | 2019-12-17
LoadAVARegUpNet | 0 | 60 | Minute | 2019-12-17 | 2019-12-24
LoadAVARegUpNet | 0 | 60 | Minute | 2019-12-24 | 2019-12-31
LoadAVARegUpNet | 0 | 60 | Minute | 2019-12-31 | 2020-01-07
LoadAVARegUpNet | 0 | 60 | Minute | 2020-01-07 | 2020-01-14
LoadAVARegUpNet | 0 | 60 | Minute | 2020-01-14 | 2020-01-21
LoadAVARegUpNet | 0 | 60 | Minute | 2020-01-21 | 2020-01-28
LoadAVARegUpNet | 0 | 60 | Minute | 2020-01-28 | 2020-02-04
LoadAVARegUpNet | 0 | 60 | Minute | 2020-02-04 | 2020-02-11
LoadAVARegUpNet | 0 | 60 | Minute | 2020-02-11 | 2020-02-18
LoadAVARegUpNet | 0 | 60 | Minute | 2020-02-18 | 2020-02-25
LoadAVARegUpNet | 0 | 60 | Minute | 2020-02-25 | 2020-03-03
LoadAVARegUpNet | 0 | 60 | Minute | 2020-03-03 | 2020-03-10
LoadAVARegUpNet | 0 | 60 | Minute | 2020-03-10 | 2020-03-17
LoadAVARegUpNet | 0 | 60 | Minute | 2020-03-17 | 2020-03-24
LoadAVARegUpNet | 0 | 60 | Minute | 2020-03-24 | 2020-03-31
LoadAVARegUpNet | 0 | 60 | Minute | 2020-03-31 | 2020-04-07
LoadAVARegUpNet | 0 | 60 | Minute | 2020-04-07 | 2020-04-14
LoadAVARegUpNet | -20 | 60 | Minute | 2010-01-01 | 2019-01-01
LoadAVARegUpNet | 0 | 60 | Minute | 2019-01-01 | 2019-01-08
LoadAVARegUpNet | 0 | 60 | Minute | 2019-01-08 | 2019-01-15
LoadAVARegUpNet | 0 | 60 | Minute | 2019-01-15 | 2019-01-22
LoadAVARegUpNet | 0 | 60 | Minute | 2019-01-22 | 2019-01-29
LoadAVARegUpNet | 0 | 60 | Minute | 2019-01-29 | 2019-02-05
LoadAVARegUpNet | 0 | 60 | Minute | 2019-02-05 | 2019-02-12
LoadAVARegUpNet | 0 | 60 | Minute | 2019-02-12 | 2019-02-19
LoadAVARegUpNet | 0 | 60 | Minute | 2019-02-19 | 2019-02-26
LoadAVARegUpNet | 0 | 60 | Minute | 2019-02-26 | 2019-03-05
LoadAVARegUpNet | 0 | 60 | Minute | 2019-03-05 | 2019-03-12
LoadAVARegUpNet | 0 | 60 | Minute | 2019-04-30 | 2019-05-07
LoadAVARegUpNet | 0 | 60 | Minute | 2019-03-12 | 2019-03-19
LoadAVARegUpNet | 0 | 60 | Minute | 2019-03-19 | 2019-03-26
LoadAVARegUpNet | 0 | 60 | Minute | 2019-03-26 | 2019-04-02
LoadAVARegUpNet | 0 | 60 | Minute | 2019-04-02 | 2019-04-09
LoadAVARegUpNet | 0 | 60 | Minute | 2019-04-09 | 2019-04-16
LoadAVARegUpNet | 0 | 60 | Minute | 2019-04-16 | 2019-04-23
LoadAVARegUpNet | 0 | 60 | Minute | 2019-04-23 | 2019-04-30
LoadAVARegUpNet | 0 | 60 | Minute | 2020-09-29 | 2020-10-06
LoadAVARegUpNet | 0 | 60 | Minute | 2020-10-06 | 2020-10-13
LoadAVARegUpNet | 0 | 60 | Minute | 2020-10-13 | 2020-10-20
LoadAVARegUpNet | 0 | 60 | Minute | 2020-10-20 | 2020-10-27
LoadAVARegUpNet | 0 | 60 | Minute | 2020-10-27 | 2020-11-03
LoadAVARegUpNet | 0 | 60 | Minute | 2020-11-03 | 2020-11-10
LoadAVARegUpNet | 0 | 60 | Minute | 2020-11-10 | 2020-11-17
LoadAVARegUpNet | 0 | 60 | Minute | 2020-11-17 | 2020-11-24
LoadAVARegUpNet | 0 | 60 | Minute | 2020-06-23 | 2020-06-30
LoadAVARegUpNet | 0 | 60 | Minute | 2020-06-30 | 2020-07-07
LoadAVARegUpNet | 0 | 60 | Minute | 2020-07-07 | 2020-07-14
LoadAVARegUpNet | 0 | 60 | Minute | 2020-07-14 | 2020-07-21
LoadAVARegUpNet | 0 | 60 | Minute | 2020-07-21 | 2020-07-28
LoadAVARegUpNet | 0 | 60 | Minute | 2020-07-28 | 2020-08-04
LoadAVARegUpNet | 0 | 60 | Minute | 2020-08-04 | 2020-08-11
LoadAVARegUpNet | 0 | 60 | Minute | 2020-08-11 | 2020-08-18
LoadAVARegUpNet | 0 | 60 | Minute | 2020-08-18 | 2020-08-25
LoadAVARegUpNet | 0 | 60 | Minute | 2020-08-25 | 2020-09-01
LoadAVARegUpNet | 0 | 60 | Minute | 2020-09-01 | 2020-09-08
LoadAVARegUpNet | 0 | 60 | Minute | 2020-09-08 | 2020-09-15
LoadAVARegUpNet | 0 | 60 | Minute | 2020-09-15 | 2020-09-22
LoadAVARegUpNet | 0 | 60 | Minute | 2020-09-22 | 2020-09-29
LoadAVARegUpNet | 0 | 60 | Minute | 2019-06-18 | 2019-06-25
LoadAVARegUpNet | 0 | 60 | Minute | 2019-06-25 | 2019-07-02
LoadAVARegUpNet | 0 | 60 | Minute | 2019-07-02 | 2019-07-09
LoadAVARegUpNet | 0 | 60 | Minute | 2019-07-09 | 2019-07-16
LoadAVARegUpNet | 0 | 60 | Minute | 2019-07-16 | 2019-07-23
LoadAVARegUpNet | 0 | 60 | Minute | 2019-07-23 | 2019-07-30
LoadAVARegUpNet | 0 | 60 | Minute | 2019-07-30 | 2019-08-06
LoadAVARegUpNet | 0 | 60 | Minute | 2019-08-06 | 2019-08-13
LoadAVARegUpNet | 0 | 60 | Minute | 2019-08-13 | 2019-08-20
LoadAVARegUpNet | 0 | 60 | Minute | 2019-08-20 | 2019-08-27
LoadAVARegUpNet | 0 | 60 | Minute | 2019-08-27 | 2019-09-03
LoadAVARegUpNet | 0 | 60 | Minute | 2019-09-03 | 2019-09-10
LoadAVARegUpNet | 0 | 60 | Minute | 2019-09-10 | 2019-09-17
LoadAVARegUpNet | 0 | 60 | Minute | 2019-09-17 | 2019-09-24
LoadAVARegUpNet | 0 | 60 | Minute | 2019-09-24 | 2019-10-01
LoadAVARegUpNet | 0 | 60 | Minute | 2019-10-01 | 2019-10-08
LoadAVARegUpNet | 0 | 60 | Minute | 2019-10-08 | 2019-10-15
LoadAVARegUpNet | 0 | 60 | Minute | 2019-10-15 | 2019-10-22
LoadAVARegUpNet | 0 | 60 | Minute | 2019-10-22 | 2019-10-29
LoadAVARegUpNet | 0 | 60 | Minute | 2019-10-29 | 2019-11-05
LoadAVARegUpNet | 0 | 60 | Minute | 2019-11-05 | 2019-11-12
LoadAVARegUpNet | 0 | 60 | Minute | 2019-11-12 | 2019-11-19
LoadAVARegUpNet | 0 | 60 | Minute | 2019-11-19 | 2019-11-26
LoadAVARegUpNet | 0 | 60 | Minute | 2021-02-09 | 2021-02-16
LoadAVARegUpNet | 0 | 60 | Minute | 2021-02-16 | 2021-02-23
LoadAVARegUpNet | 0 | 60 | Minute | 2021-02-23 | 2021-03-02
LoadAVARegUpNet | 0 | 60 | Minute | 2021-03-02 | 2021-03-09
LoadAVARegUpNet | 0 | 60 | Minute | 2021-03-09 | 2021-03-16
LoadAVARegUpNet | 0 | 60 | Minute | 2021-03-16 | 2021-03-23
LoadAVARegUpNet | 0 | 60 | Minute | 2021-03-23 | 2021-03-30
LoadAVARegUpNet | 0 | 60 | Minute | 2021-03-30 | 2021-04-06
LoadAVARegUpNet | 0 | 60 | Minute | 2021-04-06 | 2021-04-13
LoadAVARegUpNet | 0 | 60 | Minute | 2021-04-20 | 2021-04-27
LoadAVARegUpNet | 0 | 60 | Minute | 2021-04-27 | 2021-05-04
LoadAVARegUpNet | -20 | 60 | Minute | 2021-05-04 | 1950-12-31
LoadAVARegUpNet | 0 | 60 | Minute | 2021-04-13 | 2021-04-20
LoadAVARegUpNet | 0 | 60 | Minute | 2019-05-28 | 2019-06-04
LoadAVARegUpNet | 0 | 60 | Minute | 2019-05-21 | 2019-05-28
LoadAVARegUpNet | 0 | 60 | Minute | 2019-05-14 | 2019-05-21
LoadAVARegUpNet | 0 | 60 | Minute | 2019-05-07 | 2019-05-14
LoadAVARegUpNet | 0 | 60 | Minute | 2019-06-11 | 2019-06-18
LoadAVARegUpNet | 0 | 60 | Minute | 2019-06-04 | 2019-06-11
LoadAVARegUpNet | 0 | 60 | Minute | 2020-11-24 | 2020-12-01
LoadAVARegUpNet | 0 | 60 | Minute | 2020-12-01 | 2020-12-08
LoadAVARegUpNet | 0 | 60 | Minute | 2020-12-08 | 2020-12-15
LoadAVARegUpNet | 0 | 60 | Minute | 2020-12-15 | 2020-12-22
LoadAVARegUpNet | 0 | 60 | Minute | 2020-12-22 | 2020-12-29
LoadAVARegUpNet | 0 | 60 | Minute | 2020-12-29 | 2021-01-05
LoadAVARegUpNet | 0 | 60 | Minute | 2021-01-05 | 2021-01-12
LoadAVARegUpNet | 0 | 60 | Minute | 2021-01-12 | 2021-01-19
LoadAVARegUpNet | 0 | 60 | Minute | 2021-01-19 | 2021-01-26
LoadAVARegUpNet | 0 | 60 | Minute | 2021-01-26 | 2021-02-02
LoadAVARegUpNet | 0 | 60 | Minute | 2021-02-02 | 2021-02-09
LoadAVARTDADelta | 0 | 60 | Minute | 2010-01-01 | 1950-12-31
LoadAVASBLoad | 0 | 60 | Minute | 2010-01-01 | 1950-12-31
LoadAVASpinNet | 0 | 60 | Minute | 2010-01-01 | 1950-12-31
LoadAVATotalLoadAct | 0 | 1 | Minute | 2010-01-01 | 1950-12-31
LoadAVAWsArLoad | 0 | 1 | Minute | 2010-01-01 | 1950-12-31
LoadAVAWsArLoCompCust | 0 | 1 | Minute | 2010-01-01 | 1950-12-31
LoadAVAWsArLoWRamp | 0 | 1 | Minute | 2010-01-01 | 1950-12-31
LoadAVAWSLoadAct | 0 | 1 | Minute | 2010-01-01 | 1950-12-31
LoadAVAWsLoRamp | 0 | 1 | Minute | 2010-01-01 | 1950-12-31
LoadAVAWsPRTLoad | 0 | 1 | Minute | 2010-01-01 | 1950-12-31
LoadMCEnNet | 0 | 60 | Minute | 2010-01-01 | 1950-12-31
LoadMCEnNetPS | 0 | 60 | Minute | 2010-01-01 | 1950-12-31
LoadMCEnNetRT | 0 | 60 | Minute | 2010-01-01 | 1950-12-31
LoadMCFLoad | 0 | 60 | Minute | 2010-01-01 | 1950-12-31
LoadMCFRRLoad | 0 | 60 | Minute | 2010-01-01 | 1950-12-31
LoadMCLFDnLoad | 0 | 60 | Minute | 2010-01-01 | 1950-12-31
LoadMCLFDnNet | 0 | 60 | Minute | 2010-01-01 | 1950-12-31
LoadMCLFUpLoad | 0 | 60 | Minute | 2010-01-01 | 1950-12-31
LoadMCLFUpNet | 0 | 60 | Minute | 2010-01-01 | 1950-12-31
LoadMCNSpinNet | 0 | 60 | Minute | 2010-01-01 | 1950-12-31
LoadMCOpResGenBRate | 0 | 60 | Minute | 2010-01-01 | 1950-12-31
LoadMCOpResLoadBRate | 0 | 60 | Minute | 2010-01-01 | 1950-12-31
LoadMCRegDnLoad | 0 | 60 | Minute | 2010-01-01 | 1950-12-31
LoadMCRegDnNet | 0 | 60 | Minute | 2010-01-01 | 1950-12-31
LoadMCRegUpLoad | 0 | 60 | Minute | 2010-01-01 | 1950-12-31
LoadMCRegUpNet | 0 | 60 | Minute | 2010-01-01 | 1950-12-31
LoadMCSpinNet | 0 | 60 | Minute | 2010-01-01 | 1950-12-31
ProdMCHourlyBuyCap | 0 | 60 | Minute | 2010-01-01 | 1950-12-31
ProdMCHourlySellCap | 3000 | 60 | Minute | 2010-01-01 | 1950-12-31
SysAVA9MileGen | 0 | 60 | Minute | 2010-01-01 | 1950-12-31
SysAVABoxCanyonGen | 0 | 60 | Minute | 2010-01-01 | 1950-12-31
SysAVAClearwaterGen | 0 | 60 | Minute | 2010-01-01 | 1950-12-31
SysAVAMonroeGen | 0 | 60 | Minute | 2010-01-01 | 1950-12-31
SysAVAPostFallsGen | 0 | 60 | Minute | 2010-01-01 | 1950-12-31
SysAVASmallPwr | 0 | 60 | Minute | 2010-01-01 | 1950-12-31
SysAVAStimson | 0 | 60 | Minute | 2010-01-01 | 1950-12-31
SysAVAUpperFallsGen | 0 | 60 | Minute | 2010-01-01 | 1950-12-31
SysAVAUpriverGen | 0 | 60 | Minute | 2010-01-01 | 1950-12-31
SysAVAWASTE2ENERGY | 0 | 60 | Minute | 2010-01-01 | 1950-12-31

## 32 9 Mile Unit 1 Upgraded
Element Name | Value | Granularity | Granularity Unit | Start Date Time | End Date Time
9M1GFlowMax | 1850 | 60 | Minute | 2010-01-01 | 1950-12-31 | Note: In this study we ran a lower Spokane (Long Lake and Little Falls) plus 9 Mile configuration instead of the entire system. This is because 9 Mile is not optimized in our production configuration and so a separate configuration was needed to emulate 9 Mile operations. For this run all loads were set to zero and the run was simply set to maximize value through sales to the Mid-C. In future years we might bring 9 Mile into our configuration to enable a single ADSS run for all upgraded turbines.
9M2GFlowMax | 1200 | 60 | Minute | 2010-01-01 | 1950-12-31
9M2PMax | 4.3 | 60 | Minute | 2010-01-01 | 1950-12-31
9M2PWFlow1 | 0.5 | 60 | Minute | 2010-01-01 | 1950-12-31
9M2PWFlow2 | 0.3 | 60 | Minute | 2010-01-01 | 1950-12-31
9M2PWFlow3 | 0.2 | 60 | Minute | 2010-01-01 | 1950-12-31
9M2PWFlow4 | 0.2 | 60 | Minute | 2010-01-01 | 1950-12-31
9M2PWHead1 | 0.024 | 60 | Minute | 2010-01-01 | 1950-12-31
9M2PWHead2 | 0.027 | 60 | Minute | 2010-01-01 | 1950-12-31
9M2PWHead3 | 0.026 | 60 | Minute | 2010-01-01 | 1950-12-31
9M2PWHead4 | 0.013 | 60 | Minute | 2010-01-01 | 1950-12-31
LindSolarGenFcst | 0 | 60 | Minute | 2010-01-01 | 1950-12-31
LoadAVAArLoCompCust | 0 | 1 | Minute | 2010-01-01 | 1950-12-31
LoadAVAEnNet | 0 | 60 | Minute | 2010-01-01 | 1950-12-31
LoadAVAEnNetGen | 0 | 60 | Minute | 2010-01-01 | 1950-12-31
LoadAVAEnNetPS | 0 | 60 | Minute | 2010-01-01 | 1950-12-31
LoadAVAEnNetRT | 0 | 60 | Minute | 2010-01-01 | 1950-12-31
LoadAVAFLoad | 0 | 60 | Minute | 2010-01-01 | 1950-12-31
LoadAVAFRRLoad | 0 | 60 | Minute | 2010-01-01 | 1950-12-31
LoadAVALFDnNet | 0 | 60 | Minute | 2010-01-01 | 1950-12-31
LoadAVALFUpNet | 0 | 60 | Minute | 2010-01-01 | 1950-12-31
LoadAVANSpinNet | 0 | 60 | Minute | 2010-01-01 | 1950-12-31
LoadAVAOpResGenBRate | 0 | 60 | Minute | 2010-01-01 | 1950-12-31
LoadAVAOpResLoadBRate | 0 | 60 | Minute | 2010-01-01 | 1950-12-31
LoadAVAPRTAcLoWRamp | 0 | 1 | Minute | 2010-01-01 | 1950-12-31
LoadAVAPRTAvg | 0 | 60 | Minute | 2010-01-01 | 1950-12-31
LoadAVAPRTEstArLoad | 0 | 60 | Minute | 2010-01-01 | 1950-12-31
LoadAVAPRTLoad | 0 | 60 | Minute | 2010-01-01 | 1950-12-31
LoadAVAPRTLoadRT | 0 | 60 | Minute | 2010-01-01 | 1950-12-31
LoadAVAPRTMax | 0 | 60 | Minute | 2010-01-01 | 1950-12-31
LoadAVAPRTMin | 0 | 60 | Minute | 2010-01-01 | 1950-12-31
LoadAVARegDnNet | 0 | 60 | Minute | 2021-02-02 | 2021-02-09
LoadAVARegDnNet | 0 | 60 | Minute | 2021-01-26 | 2021-02-02
LoadAVARegDnNet | 0 | 60 | Minute | 2021-01-19 | 2021-01-26
LoadAVARegDnNet | 0 | 60 | Minute | 2021-01-12 | 2021-01-19
LoadAVARegDnNet | 0 | 60 | Minute | 2021-01-05 | 2021-01-12
LoadAVARegDnNet | 0 | 60 | Minute | 2020-12-29 | 2021-01-05
LoadAVARegDnNet | 0 | 60 | Minute | 2020-12-22 | 2020-12-29
LoadAVARegDnNet | 0 | 60 | Minute | 2020-12-15 | 2020-12-22
LoadAVARegDnNet | 0 | 60 | Minute | 2020-12-08 | 2020-12-15
LoadAVARegDnNet | 0 | 60 | Minute | 2020-12-01 | 2020-12-08
LoadAVARegDnNet | 0 | 60 | Minute | 2020-11-24 | 2020-12-01
LoadAVARegDnNet | 0 | 60 | Minute | 2019-06-04 | 2019-06-11
LoadAVARegDnNet | 0 | 60 | Minute | 2019-06-11 | 2019-06-18
LoadAVARegDnNet | 0 | 60 | Minute | 2019-05-07 | 2019-05-14
LoadAVARegDnNet | 0 | 60 | Minute | 2019-05-14 | 2019-05-21
LoadAVARegDnNet | 0 | 60 | Minute | 2019-05-21 | 2019-05-28
LoadAVARegDnNet | 0 | 60 | Minute | 2019-05-28 | 2019-06-04
LoadAVARegDnNet | 0 | 60 | Minute | 2021-04-13 | 2021-04-20
LoadAVARegDnNet | 0 | 60 | Minute | 2021-04-20 | 2021-04-27
LoadAVARegDnNet | 0 | 60 | Minute | 2021-04-27 | 2021-05-04
LoadAVARegDnNet | -20 | 60 | Minute | 2021-05-04 | 1950-12-31
LoadAVARegDnNet | 0 | 60 | Minute | 2021-04-06 | 2021-04-13
LoadAVARegDnNet | 0 | 60 | Minute | 2021-03-30 | 2021-04-06
LoadAVARegDnNet | 0 | 60 | Minute | 2021-03-23 | 2021-03-30
LoadAVARegDnNet | 0 | 60 | Minute | 2021-03-16 | 2021-03-23
LoadAVARegDnNet | 0 | 60 | Minute | 2021-03-09 | 2021-03-16
LoadAVARegDnNet | 0 | 60 | Minute | 2021-03-02 | 2021-03-09
LoadAVARegDnNet | 0 | 60 | Minute | 2021-02-23 | 2021-03-02
LoadAVARegDnNet | 0 | 60 | Minute | 2021-02-16 | 2021-02-23
LoadAVARegDnNet | 0 | 60 | Minute | 2021-02-09 | 2021-02-16
LoadAVARegDnNet | 0 | 60 | Minute | 2019-11-19 | 2019-11-26
LoadAVARegDnNet | 0 | 60 | Minute | 2019-11-12 | 2019-11-19
LoadAVARegDnNet | 0 | 60 | Minute | 2019-11-05 | 2019-11-12
LoadAVARegDnNet | 0 | 60 | Minute | 2019-10-29 | 2019-11-05
LoadAVARegDnNet | 0 | 60 | Minute | 2019-10-22 | 2019-10-29
LoadAVARegDnNet | 0 | 60 | Minute | 2019-10-15 | 2019-10-22
LoadAVARegDnNet | 0 | 60 | Minute | 2019-10-08 | 2019-10-15
LoadAVARegDnNet | 0 | 60 | Minute | 2019-10-01 | 2019-10-08
LoadAVARegDnNet | 0 | 60 | Minute | 2019-09-24 | 2019-10-01
LoadAVARegDnNet | 0 | 60 | Minute | 2019-09-17 | 2019-09-24
LoadAVARegDnNet | 0 | 60 | Minute | 2019-09-10 | 2019-09-17
LoadAVARegDnNet | 0 | 60 | Minute | 2019-09-03 | 2019-09-10
LoadAVARegDnNet | 0 | 60 | Minute | 2019-08-27 | 2019-09-03
LoadAVARegDnNet | 0 | 60 | Minute | 2019-08-20 | 2019-08-27
LoadAVARegDnNet | 0 | 60 | Minute | 2019-08-13 | 2019-08-20
LoadAVARegDnNet | 0 | 60 | Minute | 2019-08-06 | 2019-08-13
LoadAVARegDnNet | 0 | 60 | Minute | 2019-07-30 | 2019-08-06
LoadAVARegDnNet | 0 | 60 | Minute | 2019-07-23 | 2019-07-30
LoadAVARegDnNet | 0 | 60 | Minute | 2019-07-16 | 2019-07-23
LoadAVARegDnNet | 0 | 60 | Minute | 2019-07-09 | 2019-07-16
LoadAVARegDnNet | 0 | 60 | Minute | 2019-07-02 | 2019-07-09
LoadAVARegDnNet | 0 | 60 | Minute | 2019-06-25 | 2019-07-02
LoadAVARegDnNet | 0 | 60 | Minute | 2019-06-18 | 2019-06-25
LoadAVARegDnNet | 0 | 60 | Minute | 2020-09-22 | 2020-09-29
LoadAVARegDnNet | 0 | 60 | Minute | 2020-09-15 | 2020-09-22
LoadAVARegDnNet | 0 | 60 | Minute | 2020-09-08 | 2020-09-15
LoadAVARegDnNet | 0 | 60 | Minute | 2020-09-01 | 2020-09-08
LoadAVARegDnNet | 0 | 60 | Minute | 2020-08-25 | 2020-09-01
LoadAVARegDnNet | 0 | 60 | Minute | 2020-08-18 | 2020-08-25
LoadAVARegDnNet | 0 | 60 | Minute | 2020-08-11 | 2020-08-18
LoadAVARegDnNet | 0 | 60 | Minute | 2020-08-04 | 2020-08-11
LoadAVARegDnNet | 0 | 60 | Minute | 2020-07-28 | 2020-08-04
LoadAVARegDnNet | 0 | 60 | Minute | 2020-07-21 | 2020-07-28
LoadAVARegDnNet | 0 | 60 | Minute | 2020-07-14 | 2020-07-21
LoadAVARegDnNet | 0 | 60 | Minute | 2020-07-07 | 2020-07-14
LoadAVARegDnNet | 0 | 60 | Minute | 2020-06-30 | 2020-07-07
LoadAVARegDnNet | 0 | 60 | Minute | 2020-06-23 | 2020-06-30
LoadAVARegDnNet | 0 | 60 | Minute | 2020-11-17 | 2020-11-24
LoadAVARegDnNet | 0 | 60 | Minute | 2020-11-10 | 2020-11-17
LoadAVARegDnNet | 0 | 60 | Minute | 2020-11-03 | 2020-11-10
LoadAVARegDnNet | 0 | 60 | Minute | 2020-10-27 | 2020-11-03
LoadAVARegDnNet | 0 | 60 | Minute | 2020-10-20 | 2020-10-27
LoadAVARegDnNet | 0 | 60 | Minute | 2020-10-13 | 2020-10-20
LoadAVARegDnNet | 0 | 60 | Minute | 2020-10-06 | 2020-10-13
LoadAVARegDnNet | 0 | 60 | Minute | 2020-09-29 | 2020-10-06
LoadAVARegDnNet | 0 | 60 | Minute | 2019-04-23 | 2019-04-30
LoadAVARegDnNet | 0 | 60 | Minute | 2019-04-16 | 2019-04-23
LoadAVARegDnNet | 0 | 60 | Minute | 2019-04-09 | 2019-04-16
LoadAVARegDnNet | 0 | 60 | Minute | 2019-04-02 | 2019-04-09
LoadAVARegDnNet | 0 | 60 | Minute | 2019-03-26 | 2019-04-02
LoadAVARegDnNet | 0 | 60 | Minute | 2019-03-19 | 2019-03-26
LoadAVARegDnNet | 0 | 60 | Minute | 2019-03-12 | 2019-03-19
LoadAVARegDnNet | 0 | 60 | Minute | 2019-04-30 | 2019-05-07
LoadAVARegDnNet | 0 | 60 | Minute | 2019-03-05 | 2019-03-12
LoadAVARegDnNet | 0 | 60 | Minute | 2019-02-26 | 2019-03-05
LoadAVARegDnNet | 0 | 60 | Minute | 2019-02-19 | 2019-02-26
LoadAVARegDnNet | 0 | 60 | Minute | 2019-02-12 | 2019-02-19
LoadAVARegDnNet | 0 | 60 | Minute | 2019-02-05 | 2019-02-12
LoadAVARegDnNet | 0 | 60 | Minute | 2019-01-29 | 2019-02-05
LoadAVARegDnNet | 0 | 60 | Minute | 2019-01-22 | 2019-01-29
LoadAVARegDnNet | 0 | 60 | Minute | 2019-01-15 | 2019-01-22
LoadAVARegDnNet | 0 | 60 | Minute | 2019-01-08 | 2019-01-15
LoadAVARegDnNet | 0 | 60 | Minute | 2019-01-01 | 2019-01-08
LoadAVARegDnNet | -20 | 60 | Minute | 2010-01-01 | 2019-01-01
LoadAVARegDnNet | 0 | 60 | Minute | 2020-04-07 | 2020-04-14
LoadAVARegDnNet | 0 | 60 | Minute | 2020-03-31 | 2020-04-07
LoadAVARegDnNet | 0 | 60 | Minute | 2020-03-24 | 2020-03-31
LoadAVARegDnNet | 0 | 60 | Minute | 2020-03-17 | 2020-03-24
LoadAVARegDnNet | 0 | 60 | Minute | 2020-03-10 | 2020-03-17
LoadAVARegDnNet | 0 | 60 | Minute | 2020-03-03 | 2020-03-10
LoadAVARegDnNet | 0 | 60 | Minute | 2020-02-25 | 2020-03-03
LoadAVARegDnNet | 0 | 60 | Minute | 2020-02-18 | 2020-02-25
LoadAVARegDnNet | 0 | 60 | Minute | 2020-02-11 | 2020-02-18
LoadAVARegDnNet | 0 | 60 | Minute | 2020-02-04 | 2020-02-11
LoadAVARegDnNet | 0 | 60 | Minute | 2020-01-28 | 2020-02-04
LoadAVARegDnNet | 0 | 60 | Minute | 2020-01-21 | 2020-01-28
LoadAVARegDnNet | 0 | 60 | Minute | 2020-01-14 | 2020-01-21
LoadAVARegDnNet | 0 | 60 | Minute | 2020-01-07 | 2020-01-14
LoadAVARegDnNet | 0 | 60 | Minute | 2019-12-31 | 2020-01-07
LoadAVARegDnNet | 0 | 60 | Minute | 2019-12-24 | 2019-12-31
LoadAVARegDnNet | 0 | 60 | Minute | 2019-12-17 | 2019-12-24
LoadAVARegDnNet | 0 | 60 | Minute | 2019-12-10 | 2019-12-17
LoadAVARegDnNet | 0 | 60 | Minute | 2019-12-03 | 2019-12-10
LoadAVARegDnNet | 0 | 60 | Minute | 2019-11-26 | 2019-12-03
LoadAVARegDnNet | 0 | 60 | Minute | 2020-06-16 | 2020-06-23
LoadAVARegDnNet | 0 | 60 | Minute | 2020-06-09 | 2020-06-16
LoadAVARegDnNet | 0 | 60 | Minute | 2020-06-02 | 2020-06-09
LoadAVARegDnNet | 0 | 60 | Minute | 2020-05-26 | 2020-06-02
LoadAVARegDnNet | 0 | 60 | Minute | 2020-05-19 | 2020-05-26
LoadAVARegDnNet | 0 | 60 | Minute | 2020-05-12 | 2020-05-19
LoadAVARegDnNet | 0 | 60 | Minute | 2020-05-05 | 2020-05-12
LoadAVARegDnNet | 0 | 60 | Minute | 2020-04-28 | 2020-05-05
LoadAVARegDnNet | 0 | 60 | Minute | 2020-04-21 | 2020-04-28
LoadAVARegDnNet | 0 | 60 | Minute | 2020-04-14 | 2020-04-21
LoadAVARegUpNet | 0 | 60 | Minute | 2021-02-02 | 2021-02-09
LoadAVARegUpNet | 0 | 60 | Minute | 2021-01-26 | 2021-02-02
LoadAVARegUpNet | 0 | 60 | Minute | 2021-01-19 | 2021-01-26
LoadAVARegUpNet | 0 | 60 | Minute | 2021-01-12 | 2021-01-19
LoadAVARegUpNet | 0 | 60 | Minute | 2021-01-05 | 2021-01-12
LoadAVARegUpNet | 0 | 60 | Minute | 2020-12-29 | 2021-01-05
LoadAVARegUpNet | 0 | 60 | Minute | 2020-12-22 | 2020-12-29
LoadAVARegUpNet | 0 | 60 | Minute | 2020-12-15 | 2020-12-22
LoadAVARegUpNet | 0 | 60 | Minute | 2020-12-08 | 2020-12-15
LoadAVARegUpNet | 0 | 60 | Minute | 2020-12-01 | 2020-12-08
LoadAVARegUpNet | 0 | 60 | Minute | 2020-11-24 | 2020-12-01
LoadAVARegUpNet | 0 | 60 | Minute | 2019-06-04 | 2019-06-11
LoadAVARegUpNet | 0 | 60 | Minute | 2019-06-11 | 2019-06-18
LoadAVARegUpNet | 0 | 60 | Minute | 2019-05-07 | 2019-05-14
LoadAVARegUpNet | 0 | 60 | Minute | 2019-05-14 | 2019-05-21
LoadAVARegUpNet | 0 | 60 | Minute | 2019-05-21 | 2019-05-28
LoadAVARegUpNet | 0 | 60 | Minute | 2019-05-28 | 2019-06-04
LoadAVARegUpNet | 0 | 60 | Minute | 2021-04-13 | 2021-04-20
LoadAVARegUpNet | 0 | 60 | Minute | 2021-04-20 | 2021-04-27
LoadAVARegUpNet | 0 | 60 | Minute | 2021-04-27 | 2021-05-04
LoadAVARegUpNet | -20 | 60 | Minute | 2021-05-04 | 1950-12-31
LoadAVARegUpNet | 0 | 60 | Minute | 2021-04-06 | 2021-04-13
LoadAVARegUpNet | 0 | 60 | Minute | 2021-03-30 | 2021-04-06
LoadAVARegUpNet | 0 | 60 | Minute | 2021-03-23 | 2021-03-30
LoadAVARegUpNet | 0 | 60 | Minute | 2021-03-16 | 2021-03-23
LoadAVARegUpNet | 0 | 60 | Minute | 2021-03-09 | 2021-03-16
LoadAVARegUpNet | 0 | 60 | Minute | 2021-03-02 | 2021-03-09
LoadAVARegUpNet | 0 | 60 | Minute | 2021-02-23 | 2021-03-02
LoadAVARegUpNet | 0 | 60 | Minute | 2021-02-16 | 2021-02-23
LoadAVARegUpNet | 0 | 60 | Minute | 2021-02-09 | 2021-02-16
LoadAVARegUpNet | 0 | 60 | Minute | 2019-11-19 | 2019-11-26
LoadAVARegUpNet | 0 | 60 | Minute | 2019-11-12 | 2019-11-19
LoadAVARegUpNet | 0 | 60 | Minute | 2019-11-05 | 2019-11-12
LoadAVARegUpNet | 0 | 60 | Minute | 2019-10-29 | 2019-11-05
LoadAVARegUpNet | 0 | 60 | Minute | 2019-10-22 | 2019-10-29
LoadAVARegUpNet | 0 | 60 | Minute | 2019-10-15 | 2019-10-22
LoadAVARegUpNet | 0 | 60 | Minute | 2019-10-08 | 2019-10-15
LoadAVARegUpNet | 0 | 60 | Minute | 2019-10-01 | 2019-10-08
LoadAVARegUpNet | 0 | 60 | Minute | 2019-09-24 | 2019-10-01
LoadAVARegUpNet | 0 | 60 | Minute | 2019-09-17 | 2019-09-24
LoadAVARegUpNet | 0 | 60 | Minute | 2019-09-10 | 2019-09-17
LoadAVARegUpNet | 0 | 60 | Minute | 2019-09-03 | 2019-09-10
LoadAVARegUpNet | 0 | 60 | Minute | 2019-08-27 | 2019-09-03
LoadAVARegUpNet | 0 | 60 | Minute | 2019-08-20 | 2019-08-27
LoadAVARegUpNet | 0 | 60 | Minute | 2019-08-13 | 2019-08-20
LoadAVARegUpNet | 0 | 60 | Minute | 2019-08-06 | 2019-08-13
LoadAVARegUpNet | 0 | 60 | Minute | 2019-07-30 | 2019-08-06
LoadAVARegUpNet | 0 | 60 | Minute | 2019-07-23 | 2019-07-30
LoadAVARegUpNet | 0 | 60 | Minute | 2019-07-16 | 2019-07-23
LoadAVARegUpNet | 0 | 60 | Minute | 2019-07-09 | 2019-07-16
LoadAVARegUpNet | 0 | 60 | Minute | 2019-07-02 | 2019-07-09
LoadAVARegUpNet | 0 | 60 | Minute | 2019-06-25 | 2019-07-02
LoadAVARegUpNet | 0 | 60 | Minute | 2019-06-18 | 2019-06-25
LoadAVARegUpNet | 0 | 60 | Minute | 2020-09-22 | 2020-09-29
LoadAVARegUpNet | 0 | 60 | Minute | 2020-09-15 | 2020-09-22
LoadAVARegUpNet | 0 | 60 | Minute | 2020-09-08 | 2020-09-15
LoadAVARegUpNet | 0 | 60 | Minute | 2020-09-01 | 2020-09-08
LoadAVARegUpNet | 0 | 60 | Minute | 2020-08-25 | 2020-09-01
LoadAVARegUpNet | 0 | 60 | Minute | 2020-08-18 | 2020-08-25
LoadAVARegUpNet | 0 | 60 | Minute | 2020-08-11 | 2020-08-18
LoadAVARegUpNet | 0 | 60 | Minute | 2020-08-04 | 2020-08-11
LoadAVARegUpNet | 0 | 60 | Minute | 2020-07-28 | 2020-08-04
LoadAVARegUpNet | 0 | 60 | Minute | 2020-07-21 | 2020-07-28
LoadAVARegUpNet | 0 | 60 | Minute | 2020-07-14 | 2020-07-21
LoadAVARegUpNet | 0 | 60 | Minute | 2020-07-07 | 2020-07-14
LoadAVARegUpNet | 0 | 60 | Minute | 2020-06-30 | 2020-07-07
LoadAVARegUpNet | 0 | 60 | Minute | 2020-06-23 | 2020-06-30
LoadAVARegUpNet | 0 | 60 | Minute | 2020-11-17 | 2020-11-24
LoadAVARegUpNet | 0 | 60 | Minute | 2020-11-10 | 2020-11-17
LoadAVARegUpNet | 0 | 60 | Minute | 2020-11-03 | 2020-11-10
LoadAVARegUpNet | 0 | 60 | Minute | 2020-10-27 | 2020-11-03
LoadAVARegUpNet | 0 | 60 | Minute | 2020-10-20 | 2020-10-27
LoadAVARegUpNet | 0 | 60 | Minute | 2020-10-13 | 2020-10-20
LoadAVARegUpNet | 0 | 60 | Minute | 2020-10-06 | 2020-10-13
LoadAVARegUpNet | 0 | 60 | Minute | 2020-09-29 | 2020-10-06
LoadAVARegUpNet | 0 | 60 | Minute | 2019-04-23 | 2019-04-30
LoadAVARegUpNet | 0 | 60 | Minute | 2019-04-16 | 2019-04-23
LoadAVARegUpNet | 0 | 60 | Minute | 2019-04-09 | 2019-04-16
LoadAVARegUpNet | 0 | 60 | Minute | 2019-04-02 | 2019-04-09
LoadAVARegUpNet | 0 | 60 | Minute | 2019-03-26 | 2019-04-02
LoadAVARegUpNet | 0 | 60 | Minute | 2019-03-19 | 2019-03-26
LoadAVARegUpNet | 0 | 60 | Minute | 2019-03-12 | 2019-03-19
LoadAVARegUpNet | 0 | 60 | Minute | 2019-04-30 | 2019-05-07
LoadAVARegUpNet | 0 | 60 | Minute | 2019-03-05 | 2019-03-12
LoadAVARegUpNet | 0 | 60 | Minute | 2019-02-26 | 2019-03-05
LoadAVARegUpNet | 0 | 60 | Minute | 2019-02-19 | 2019-02-26
LoadAVARegUpNet | 0 | 60 | Minute | 2019-02-12 | 2019-02-19
LoadAVARegUpNet | 0 | 60 | Minute | 2019-02-05 | 2019-02-12
LoadAVARegUpNet | 0 | 60 | Minute | 2019-01-29 | 2019-02-05
LoadAVARegUpNet | 0 | 60 | Minute | 2019-01-22 | 2019-01-29
LoadAVARegUpNet | 0 | 60 | Minute | 2019-01-15 | 2019-01-22
LoadAVARegUpNet | 0 | 60 | Minute | 2019-01-08 | 2019-01-15
LoadAVARegUpNet | 0 | 60 | Minute | 2019-01-01 | 2019-01-08
LoadAVARegUpNet | -20 | 60 | Minute | 2010-01-01 | 2019-01-01
LoadAVARegUpNet | 0 | 60 | Minute | 2020-04-07 | 2020-04-14
LoadAVARegUpNet | 0 | 60 | Minute | 2020-03-31 | 2020-04-07
LoadAVARegUpNet | 0 | 60 | Minute | 2020-03-24 | 2020-03-31
LoadAVARegUpNet | 0 | 60 | Minute | 2020-03-17 | 2020-03-24
LoadAVARegUpNet | 0 | 60 | Minute | 2020-03-10 | 2020-03-17
LoadAVARegUpNet | 0 | 60 | Minute | 2020-03-03 | 2020-03-10
LoadAVARegUpNet | 0 | 60 | Minute | 2020-02-25 | 2020-03-03
LoadAVARegUpNet | 0 | 60 | Minute | 2020-02-18 | 2020-02-25
LoadAVARegUpNet | 0 | 60 | Minute | 2020-02-11 | 2020-02-18
LoadAVARegUpNet | 0 | 60 | Minute | 2020-02-04 | 2020-02-11
LoadAVARegUpNet | 0 | 60 | Minute | 2020-01-28 | 2020-02-04
LoadAVARegUpNet | 0 | 60 | Minute | 2020-01-21 | 2020-01-28
LoadAVARegUpNet | 0 | 60 | Minute | 2020-01-14 | 2020-01-21
LoadAVARegUpNet | 0 | 60 | Minute | 2020-01-07 | 2020-01-14
LoadAVARegUpNet | 0 | 60 | Minute | 2019-12-31 | 2020-01-07
LoadAVARegUpNet | 0 | 60 | Minute | 2019-12-24 | 2019-12-31
LoadAVARegUpNet | 0 | 60 | Minute | 2019-12-17 | 2019-12-24
LoadAVARegUpNet | 0 | 60 | Minute | 2019-12-10 | 2019-12-17
LoadAVARegUpNet | 0 | 60 | Minute | 2019-12-03 | 2019-12-10
LoadAVARegUpNet | 0 | 60 | Minute | 2019-11-26 | 2019-12-03
LoadAVARegUpNet | 0 | 60 | Minute | 2020-06-16 | 2020-06-23
LoadAVARegUpNet | 0 | 60 | Minute | 2020-06-09 | 2020-06-16
LoadAVARegUpNet | 0 | 60 | Minute | 2020-06-02 | 2020-06-09
LoadAVARegUpNet | 0 | 60 | Minute | 2020-05-26 | 2020-06-02
LoadAVARegUpNet | 0 | 60 | Minute | 2020-05-19 | 2020-05-26
LoadAVARegUpNet | 0 | 60 | Minute | 2020-05-12 | 2020-05-19
LoadAVARegUpNet | 0 | 60 | Minute | 2020-05-05 | 2020-05-12
LoadAVARegUpNet | 0 | 60 | Minute | 2020-04-28 | 2020-05-05
LoadAVARegUpNet | 0 | 60 | Minute | 2020-04-21 | 2020-04-28
LoadAVARegUpNet | 0 | 60 | Minute | 2020-04-14 | 2020-04-21
LoadAVARTDADelta | 0 | 60 | Minute | 2010-01-01 | 1950-12-31
LoadAVASBLoad | 0 | 60 | Minute | 2010-01-01 | 1950-12-31
LoadAVASpinNet | 0 | 60 | Minute | 2010-01-01 | 1950-12-31
LoadAVATotalLoadAct | 0 | 1 | Minute | 2010-01-01 | 1950-12-31
LoadAVAWsArLoad | 0 | 1 | Minute | 2010-01-01 | 1950-12-31
LoadAVAWsArLoCompCust | 0 | 1 | Minute | 2010-01-01 | 1950-12-31
LoadAVAWsArLoWRamp | 0 | 1 | Minute | 2010-01-01 | 1950-12-31
LoadAVAWSLoadAct | 0 | 1 | Minute | 2010-01-01 | 1950-12-31
LoadAVAWsLoRamp | 0 | 1 | Minute | 2010-01-01 | 1950-12-31
LoadAVAWsPRTLoad | 0 | 1 | Minute | 2010-01-01 | 1950-12-31
LoadMCEnNet | 0 | 60 | Minute | 2010-01-01 | 1950-12-31
LoadMCEnNetPS | 0 | 60 | Minute | 2010-01-01 | 1950-12-31
LoadMCEnNetRT | 0 | 60 | Minute | 2010-01-01 | 1950-12-31
LoadMCFLoad | 0 | 60 | Minute | 2010-01-01 | 1950-12-31
LoadMCFRRLoad | 0 | 60 | Minute | 2010-01-01 | 1950-12-31
LoadMCLFDnLoad | 0 | 60 | Minute | 2010-01-01 | 1950-12-31
LoadMCLFDnNet | 0 | 60 | Minute | 2010-01-01 | 1950-12-31
LoadMCLFUpLoad | 0 | 60 | Minute | 2010-01-01 | 1950-12-31
LoadMCLFUpNet | 0 | 60 | Minute | 2010-01-01 | 1950-12-31
LoadMCNSpinNet | 0 | 60 | Minute | 2010-01-01 | 1950-12-31
LoadMCOpResGenBRate | 0 | 60 | Minute | 2010-01-01 | 1950-12-31
LoadMCOpResLoadBRate | 0 | 60 | Minute | 2010-01-01 | 1950-12-31
LoadMCRegDnLoad | 0 | 60 | Minute | 2010-01-01 | 1950-12-31
LoadMCRegDnNet | 0 | 60 | Minute | 2010-01-01 | 1950-12-31
LoadMCRegUpLoad | 0 | 60 | Minute | 2010-01-01 | 1950-12-31
LoadMCRegUpNet | 0 | 60 | Minute | 2010-01-01 | 1950-12-31
LoadMCSpinNet | 0 | 60 | Minute | 2010-01-01 | 1950-12-31
ProdMCHourlyBuyCap | 0 | 60 | Minute | 2010-01-01 | 1950-12-31
ProdMCHourlySellCap | 3000 | 60 | Minute | 2010-01-01 | 1950-12-31
SysAVA9MileGen | 0 | 60 | Minute | 2010-01-01 | 1950-12-31
SysAVABoxCanyonGen | 0 | 60 | Minute | 2010-01-01 | 1950-12-31
SysAVAClearwaterGen | 0 | 60 | Minute | 2010-01-01 | 1950-12-31
SysAVAMonroeGen | 0 | 60 | Minute | 2010-01-01 | 1950-12-31
SysAVAPostFallsGen | 0 | 60 | Minute | 2010-01-01 | 1950-12-31
SysAVASmallPwr | 0 | 60 | Minute | 2010-01-01 | 1950-12-31
SysAVAStimson | 0 | 60 | Minute | 2010-01-01 | 1950-12-31
SysAVAUpperFallsGen | 0 | 60 | Minute | 2010-01-01 | 1950-12-31
SysAVAUpriverGen | 0 | 60 | Minute | 2010-01-01 | 1950-12-31
SysAVAWASTE2ENERGY | 0 | 60 | Minute | 2010-01-01 | 1950-12-31
0
0
0
0
0
0
0
0

## 33 9 Mile Unit 1&2 Upgraded
Element Name | Value | Granularity | Granularity Unit | Start Date Time | End Date Time
9M1GFlowMax | 1850 | 60 | Minute | 2010-01-01 | 1950-12-31 | Note: In this study we ran a lower Spokane (Long Lake and Little Falls) plus 9 Mile configuration instead of the entire system. This is because 9 Mile is not optimized in our production configuration and so a separate configuration was needed to emulate 9 Mile operations. For this run all loads were set to zero and the run was simply set to maximize value through sales to the Mid-C. In future years we might bring 9 Mile into our configuration to enable a single ADSS run for all upgraded turbines.
9M2GFlowMax | 1200 | 60 | Minute | 2010-01-01 | 1950-12-31
9M2PMax | 4.3 | 60 | Minute | 2010-01-01 | 1950-12-31
9M2PWFlow1 | 0.5 | 60 | Minute | 2010-01-01 | 1950-12-31
9M2PWFlow2 | 0.3 | 60 | Minute | 2010-01-01 | 1950-12-31
9M2PWFlow3 | 0.2 | 60 | Minute | 2010-01-01 | 1950-12-31
9M2PWFlow4 | 0.2 | 60 | Minute | 2010-01-01 | 1950-12-31
9M2PWHead1 | 0.024 | 60 | Minute | 2010-01-01 | 1950-12-31
9M2PWHead2 | 0.027 | 60 | Minute | 2010-01-01 | 1950-12-31
9M2PWHead3 | 0.026 | 60 | Minute | 2010-01-01 | 1950-12-31
9M2PWHead4 | 0.013 | 60 | Minute | 2010-01-01 | 1950-12-31
LindSolarGenFcst | 0 | 60 | Minute | 2010-01-01 | 1950-12-31
LoadAVAArLoCompCust | 0 | 1 | Minute | 2010-01-01 | 1950-12-31
LoadAVAEnNet | 0 | 60 | Minute | 2010-01-01 | 1950-12-31
LoadAVAEnNetGen | 0 | 60 | Minute | 2010-01-01 | 1950-12-31
LoadAVAEnNetPS | 0 | 60 | Minute | 2010-01-01 | 1950-12-31
LoadAVAEnNetRT | 0 | 60 | Minute | 2010-01-01 | 1950-12-31
LoadAVAFLoad | 0 | 60 | Minute | 2010-01-01 | 1950-12-31
LoadAVAFRRLoad | 0 | 60 | Minute | 2010-01-01 | 1950-12-31
LoadAVALFDnNet | 0 | 60 | Minute | 2010-01-01 | 1950-12-31
LoadAVALFUpNet | 0 | 60 | Minute | 2010-01-01 | 1950-12-31
LoadAVANSpinNet | 0 | 60 | Minute | 2010-01-01 | 1950-12-31
LoadAVAOpResGenBRate | 0 | 60 | Minute | 2010-01-01 | 1950-12-31
LoadAVAOpResLoadBRate | 0 | 60 | Minute | 2010-01-01 | 1950-12-31
LoadAVAPRTAcLoWRamp | 0 | 1 | Minute | 2010-01-01 | 1950-12-31
LoadAVAPRTAvg | 0 | 60 | Minute | 2010-01-01 | 1950-12-31
LoadAVAPRTEstArLoad | 0 | 60 | Minute | 2010-01-01 | 1950-12-31
LoadAVAPRTLoad | 0 | 60 | Minute | 2010-01-01 | 1950-12-31
LoadAVAPRTLoadRT | 0 | 60 | Minute | 2010-01-01 | 1950-12-31
LoadAVAPRTMax | 0 | 60 | Minute | 2010-01-01 | 1950-12-31
LoadAVAPRTMin | 0 | 60 | Minute | 2010-01-01 | 1950-12-31
LoadAVARegDnNet | 0 | 60 | Minute | 2021-02-02 | 2021-02-09
LoadAVARegDnNet | 0 | 60 | Minute | 2021-01-26 | 2021-02-02
LoadAVARegDnNet | 0 | 60 | Minute | 2021-01-19 | 2021-01-26
LoadAVARegDnNet | 0 | 60 | Minute | 2021-01-12 | 2021-01-19
LoadAVARegDnNet | 0 | 60 | Minute | 2021-01-05 | 2021-01-12
LoadAVARegDnNet | 0 | 60 | Minute | 2020-12-29 | 2021-01-05
LoadAVARegDnNet | 0 | 60 | Minute | 2020-12-22 | 2020-12-29
LoadAVARegDnNet | 0 | 60 | Minute | 2020-12-15 | 2020-12-22
LoadAVARegDnNet | 0 | 60 | Minute | 2020-12-08 | 2020-12-15
LoadAVARegDnNet | 0 | 60 | Minute | 2020-12-01 | 2020-12-08
LoadAVARegDnNet | 0 | 60 | Minute | 2020-11-24 | 2020-12-01
LoadAVARegDnNet | 0 | 60 | Minute | 2019-06-04 | 2019-06-11
LoadAVARegDnNet | 0 | 60 | Minute | 2019-06-11 | 2019-06-18
LoadAVARegDnNet | 0 | 60 | Minute | 2019-05-07 | 2019-05-14
LoadAVARegDnNet | 0 | 60 | Minute | 2019-05-14 | 2019-05-21
LoadAVARegDnNet | 0 | 60 | Minute | 2019-05-21 | 2019-05-28
LoadAVARegDnNet | 0 | 60 | Minute | 2019-05-28 | 2019-06-04
LoadAVARegDnNet | 0 | 60 | Minute | 2021-04-13 | 2021-04-20
LoadAVARegDnNet | 0 | 60 | Minute | 2021-04-20 | 2021-04-27
LoadAVARegDnNet | 0 | 60 | Minute | 2021-04-27 | 2021-05-04
LoadAVARegDnNet | -20 | 60 | Minute | 2021-05-04 | 1950-12-31
LoadAVARegDnNet | 0 | 60 | Minute | 2021-04-06 | 2021-04-13
LoadAVARegDnNet | 0 | 60 | Minute | 2021-03-30 | 2021-04-06
LoadAVARegDnNet | 0 | 60 | Minute | 2021-03-23 | 2021-03-30
LoadAVARegDnNet | 0 | 60 | Minute | 2021-03-16 | 2021-03-23
LoadAVARegDnNet | 0 | 60 | Minute | 2021-03-09 | 2021-03-16
LoadAVARegDnNet | 0 | 60 | Minute | 2021-03-02 | 2021-03-09
LoadAVARegDnNet | 0 | 60 | Minute | 2021-02-23 | 2021-03-02
LoadAVARegDnNet | 0 | 60 | Minute | 2021-02-16 | 2021-02-23
LoadAVARegDnNet | 0 | 60 | Minute | 2021-02-09 | 2021-02-16
LoadAVARegDnNet | 0 | 60 | Minute | 2019-11-19 | 2019-11-26
LoadAVARegDnNet | 0 | 60 | Minute | 2019-11-12 | 2019-11-19
LoadAVARegDnNet | 0 | 60 | Minute | 2019-11-05 | 2019-11-12
LoadAVARegDnNet | 0 | 60 | Minute | 2019-10-29 | 2019-11-05
LoadAVARegDnNet | 0 | 60 | Minute | 2019-10-22 | 2019-10-29
LoadAVARegDnNet | 0 | 60 | Minute | 2019-10-15 | 2019-10-22
LoadAVARegDnNet | 0 | 60 | Minute | 2019-10-08 | 2019-10-15
LoadAVARegDnNet | 0 | 60 | Minute | 2019-10-01 | 2019-10-08
LoadAVARegDnNet | 0 | 60 | Minute | 2019-09-24 | 2019-10-01
LoadAVARegDnNet | 0 | 60 | Minute | 2019-09-17 | 2019-09-24
LoadAVARegDnNet | 0 | 60 | Minute | 2019-09-10 | 2019-09-17
LoadAVARegDnNet | 0 | 60 | Minute | 2019-09-03 | 2019-09-10
LoadAVARegDnNet | 0 | 60 | Minute | 2019-08-27 | 2019-09-03
LoadAVARegDnNet | 0 | 60 | Minute | 2019-08-20 | 2019-08-27
LoadAVARegDnNet | 0 | 60 | Minute | 2019-08-13 | 2019-08-20
LoadAVARegDnNet | 0 | 60 | Minute | 2019-08-06 | 2019-08-13
LoadAVARegDnNet | 0 | 60 | Minute | 2019-07-30 | 2019-08-06
LoadAVARegDnNet | 0 | 60 | Minute | 2019-07-23 | 2019-07-30
LoadAVARegDnNet | 0 | 60 | Minute | 2019-07-16 | 2019-07-23
LoadAVARegDnNet | 0 | 60 | Minute | 2019-07-09 | 2019-07-16
LoadAVARegDnNet | 0 | 60 | Minute | 2019-07-02 | 2019-07-09
LoadAVARegDnNet | 0 | 60 | Minute | 2019-06-25 | 2019-07-02
LoadAVARegDnNet | 0 | 60 | Minute | 2019-06-18 | 2019-06-25
LoadAVARegDnNet | 0 | 60 | Minute | 2020-09-22 | 2020-09-29
LoadAVARegDnNet | 0 | 60 | Minute | 2020-09-15 | 2020-09-22
LoadAVARegDnNet | 0 | 60 | Minute | 2020-09-08 | 2020-09-15
LoadAVARegDnNet | 0 | 60 | Minute | 2020-09-01 | 2020-09-08
LoadAVARegDnNet | 0 | 60 | Minute | 2020-08-25 | 2020-09-01
LoadAVARegDnNet | 0 | 60 | Minute | 2020-08-18 | 2020-08-25
LoadAVARegDnNet | 0 | 60 | Minute | 2020-08-11 | 2020-08-18
LoadAVARegDnNet | 0 | 60 | Minute | 2020-08-04 | 2020-08-11
LoadAVARegDnNet | 0 | 60 | Minute | 2020-07-28 | 2020-08-04
LoadAVARegDnNet | 0 | 60 | Minute | 2020-07-21 | 2020-07-28
LoadAVARegDnNet | 0 | 60 | Minute | 2020-07-14 | 2020-07-21
LoadAVARegDnNet | 0 | 60 | Minute | 2020-07-07 | 2020-07-14
LoadAVARegDnNet | 0 | 60 | Minute | 2020-06-30 | 2020-07-07
LoadAVARegDnNet | 0 | 60 | Minute | 2020-06-23 | 2020-06-30
LoadAVARegDnNet | 0 | 60 | Minute | 2020-11-17 | 2020-11-24
LoadAVARegDnNet | 0 | 60 | Minute | 2020-11-10 | 2020-11-17
LoadAVARegDnNet | 0 | 60 | Minute | 2020-11-03 | 2020-11-10
LoadAVARegDnNet | 0 | 60 | Minute | 2020-10-27 | 2020-11-03
LoadAVARegDnNet | 0 | 60 | Minute | 2020-10-20 | 2020-10-27
LoadAVARegDnNet | 0 | 60 | Minute | 2020-10-13 | 2020-10-20
LoadAVARegDnNet | 0 | 60 | Minute | 2020-10-06 | 2020-10-13
LoadAVARegDnNet | 0 | 60 | Minute | 2020-09-29 | 2020-10-06
LoadAVARegDnNet | 0 | 60 | Minute | 2019-04-23 | 2019-04-30
LoadAVARegDnNet | 0 | 60 | Minute | 2019-04-16 | 2019-04-23
LoadAVARegDnNet | 0 | 60 | Minute | 2019-04-09 | 2019-04-16
LoadAVARegDnNet | 0 | 60 | Minute | 2019-04-02 | 2019-04-09
LoadAVARegDnNet | 0 | 60 | Minute | 2019-03-26 | 2019-04-02
LoadAVARegDnNet | 0 | 60 | Minute | 2019-03-19 | 2019-03-26
LoadAVARegDnNet | 0 | 60 | Minute | 2019-03-12 | 2019-03-19
LoadAVARegDnNet | 0 | 60 | Minute | 2019-04-30 | 2019-05-07
LoadAVARegDnNet | 0 | 60 | Minute | 2019-03-05 | 2019-03-12
LoadAVARegDnNet | 0 | 60 | Minute | 2019-02-26 | 2019-03-05
LoadAVARegDnNet | 0 | 60 | Minute | 2019-02-19 | 2019-02-26
LoadAVARegDnNet | 0 | 60 | Minute | 2019-02-12 | 2019-02-19
LoadAVARegDnNet | 0 | 60 | Minute | 2019-02-05 | 2019-02-12
LoadAVARegDnNet | 0 | 60 | Minute | 2019-01-29 | 2019-02-05
LoadAVARegDnNet | 0 | 60 | Minute | 2019-01-22 | 2019-01-29
LoadAVARegDnNet | 0 | 60 | Minute | 2019-01-15 | 2019-01-22
LoadAVARegDnNet | 0 | 60 | Minute | 2019-01-08 | 2019-01-15
LoadAVARegDnNet | 0 | 60 | Minute | 2019-01-01 | 2019-01-08
LoadAVARegDnNet | -20 | 60 | Minute | 2010-01-01 | 2019-01-01
LoadAVARegDnNet | 0 | 60 | Minute | 2020-04-07 | 2020-04-14
LoadAVARegDnNet | 0 | 60 | Minute | 2020-03-31 | 2020-04-07
LoadAVARegDnNet | 0 | 60 | Minute | 2020-03-24 | 2020-03-31
LoadAVARegDnNet | 0 | 60 | Minute | 2020-03-17 | 2020-03-24
LoadAVARegDnNet | 0 | 60 | Minute | 2020-03-10 | 2020-03-17
LoadAVARegDnNet | 0 | 60 | Minute | 2020-03-03 | 2020-03-10
LoadAVARegDnNet | 0 | 60 | Minute | 2020-02-25 | 2020-03-03
LoadAVARegDnNet | 0 | 60 | Minute | 2020-02-18 | 2020-02-25
LoadAVARegDnNet | 0 | 60 | Minute | 2020-02-11 | 2020-02-18
LoadAVARegDnNet | 0 | 60 | Minute | 2020-02-04 | 2020-02-11
LoadAVARegDnNet | 0 | 60 | Minute | 2020-01-28 | 2020-02-04
LoadAVARegDnNet | 0 | 60 | Minute | 2020-01-21 | 2020-01-28
LoadAVARegDnNet | 0 | 60 | Minute | 2020-01-14 | 2020-01-21
LoadAVARegDnNet | 0 | 60 | Minute | 2020-01-07 | 2020-01-14
LoadAVARegDnNet | 0 | 60 | Minute | 2019-12-31 | 2020-01-07
LoadAVARegDnNet | 0 | 60 | Minute | 2019-12-24 | 2019-12-31
LoadAVARegDnNet | 0 | 60 | Minute | 2019-12-17 | 2019-12-24
LoadAVARegDnNet | 0 | 60 | Minute | 2019-12-10 | 2019-12-17
LoadAVARegDnNet | 0 | 60 | Minute | 2019-12-03 | 2019-12-10
LoadAVARegDnNet | 0 | 60 | Minute | 2019-11-26 | 2019-12-03
LoadAVARegDnNet | 0 | 60 | Minute | 2020-06-16 | 2020-06-23
LoadAVARegDnNet | 0 | 60 | Minute | 2020-06-09 | 2020-06-16
LoadAVARegDnNet | 0 | 60 | Minute | 2020-06-02 | 2020-06-09
LoadAVARegDnNet | 0 | 60 | Minute | 2020-05-26 | 2020-06-02
LoadAVARegDnNet | 0 | 60 | Minute | 2020-05-19 | 2020-05-26
LoadAVARegDnNet | 0 | 60 | Minute | 2020-05-12 | 2020-05-19
LoadAVARegDnNet | 0 | 60 | Minute | 2020-05-05 | 2020-05-12
LoadAVARegDnNet | 0 | 60 | Minute | 2020-04-28 | 2020-05-05
LoadAVARegDnNet | 0 | 60 | Minute | 2020-04-21 | 2020-04-28
LoadAVARegDnNet | 0 | 60 | Minute | 2020-04-14 | 2020-04-21
LoadAVARegUpNet | 0 | 60 | Minute | 2021-02-02 | 2021-02-09
LoadAVARegUpNet | 0 | 60 | Minute | 2021-01-26 | 2021-02-02
LoadAVARegUpNet | 0 | 60 | Minute | 2021-01-19 | 2021-01-26
LoadAVARegUpNet | 0 | 60 | Minute | 2021-01-12 | 2021-01-19
LoadAVARegUpNet | 0 | 60 | Minute | 2021-01-05 | 2021-01-12
LoadAVARegUpNet | 0 | 60 | Minute | 2020-12-29 | 2021-01-05
LoadAVARegUpNet | 0 | 60 | Minute | 2020-12-22 | 2020-12-29
LoadAVARegUpNet | 0 | 60 | Minute | 2020-12-15 | 2020-12-22
LoadAVARegUpNet | 0 | 60 | Minute | 2020-12-08 | 2020-12-15
LoadAVARegUpNet | 0 | 60 | Minute | 2020-12-01 | 2020-12-08
LoadAVARegUpNet | 0 | 60 | Minute | 2020-11-24 | 2020-12-01
LoadAVARegUpNet | 0 | 60 | Minute | 2019-06-04 | 2019-06-11
LoadAVARegUpNet | 0 | 60 | Minute | 2019-06-11 | 2019-06-18
LoadAVARegUpNet | 0 | 60 | Minute | 2019-05-07 | 2019-05-14
LoadAVARegUpNet | 0 | 60 | Minute | 2019-05-14 | 2019-05-21
LoadAVARegUpNet | 0 | 60 | Minute | 2019-05-21 | 2019-05-28
LoadAVARegUpNet | 0 | 60 | Minute | 2019-05-28 | 2019-06-04
LoadAVARegUpNet | 0 | 60 | Minute | 2021-04-13 | 2021-04-20
LoadAVARegUpNet | 0 | 60 | Minute | 2021-04-20 | 2021-04-27
LoadAVARegUpNet | 0 | 60 | Minute | 2021-04-27 | 2021-05-04
LoadAVARegUpNet | -20 | 60 | Minute | 2021-05-04 | 1950-12-31
LoadAVARegUpNet | 0 | 60 | Minute | 2021-04-06 | 2021-04-13
LoadAVARegUpNet | 0 | 60 | Minute | 2021-03-30 | 2021-04-06
LoadAVARegUpNet | 0 | 60 | Minute | 2021-03-23 | 2021-03-30
LoadAVARegUpNet | 0 | 60 | Minute | 2021-03-16 | 2021-03-23
LoadAVARegUpNet | 0 | 60 | Minute | 2021-03-09 | 2021-03-16
LoadAVARegUpNet | 0 | 60 | Minute | 2021-03-02 | 2021-03-09
LoadAVARegUpNet | 0 | 60 | Minute | 2021-02-23 | 2021-03-02
LoadAVARegUpNet | 0 | 60 | Minute | 2021-02-16 | 2021-02-23
LoadAVARegUpNet | 0 | 60 | Minute | 2021-02-09 | 2021-02-16
LoadAVARegUpNet | 0 | 60 | Minute | 2019-11-19 | 2019-11-26
LoadAVARegUpNet | 0 | 60 | Minute | 2019-11-12 | 2019-11-19
LoadAVARegUpNet | 0 | 60 | Minute | 2019-11-05 | 2019-11-12
LoadAVARegUpNet | 0 | 60 | Minute | 2019-10-29 | 2019-11-05
LoadAVARegUpNet | 0 | 60 | Minute | 2019-10-22 | 2019-10-29
LoadAVARegUpNet | 0 | 60 | Minute | 2019-10-15 | 2019-10-22
LoadAVARegUpNet | 0 | 60 | Minute | 2019-10-08 | 2019-10-15
LoadAVARegUpNet | 0 | 60 | Minute | 2019-10-01 | 2019-10-08
LoadAVARegUpNet | 0 | 60 | Minute | 2019-09-24 | 2019-10-01
LoadAVARegUpNet | 0 | 60 | Minute | 2019-09-17 | 2019-09-24
LoadAVARegUpNet | 0 | 60 | Minute | 2019-09-10 | 2019-09-17
LoadAVARegUpNet | 0 | 60 | Minute | 2019-09-03 | 2019-09-10
LoadAVARegUpNet | 0 | 60 | Minute | 2019-08-27 | 2019-09-03
LoadAVARegUpNet | 0 | 60 | Minute | 2019-08-20 | 2019-08-27
LoadAVARegUpNet | 0 | 60 | Minute | 2019-08-13 | 2019-08-20
LoadAVARegUpNet | 0 | 60 | Minute | 2019-08-06 | 2019-08-13
LoadAVARegUpNet | 0 | 60 | Minute | 2019-07-30 | 2019-08-06
LoadAVARegUpNet | 0 | 60 | Minute | 2019-07-23 | 2019-07-30
LoadAVARegUpNet | 0 | 60 | Minute | 2019-07-16 | 2019-07-23
LoadAVARegUpNet | 0 | 60 | Minute | 2019-07-09 | 2019-07-16
LoadAVARegUpNet | 0 | 60 | Minute | 2019-07-02 | 2019-07-09
LoadAVARegUpNet | 0 | 60 | Minute | 2019-06-25 | 2019-07-02
LoadAVARegUpNet | 0 | 60 | Minute | 2019-06-18 | 2019-06-25
LoadAVARegUpNet | 0 | 60 | Minute | 2020-09-22 | 2020-09-29
LoadAVARegUpNet | 0 | 60 | Minute | 2020-09-15 | 2020-09-22
LoadAVARegUpNet | 0 | 60 | Minute | 2020-09-08 | 2020-09-15
LoadAVARegUpNet | 0 | 60 | Minute | 2020-09-01 | 2020-09-08
LoadAVARegUpNet | 0 | 60 | Minute | 2020-08-25 | 2020-09-01
LoadAVARegUpNet | 0 | 60 | Minute | 2020-08-18 | 2020-08-25
LoadAVARegUpNet | 0 | 60 | Minute | 2020-08-11 | 2020-08-18
LoadAVARegUpNet | 0 | 60 | Minute | 2020-08-04 | 2020-08-11
LoadAVARegUpNet | 0 | 60 | Minute | 2020-07-28 | 2020-08-04
LoadAVARegUpNet | 0 | 60 | Minute | 2020-07-21 | 2020-07-28
LoadAVARegUpNet | 0 | 60 | Minute | 2020-07-14 | 2020-07-21
LoadAVARegUpNet | 0 | 60 | Minute | 2020-07-07 | 2020-07-14
LoadAVARegUpNet | 0 | 60 | Minute | 2020-06-30 | 2020-07-07
LoadAVARegUpNet | 0 | 60 | Minute | 2020-06-23 | 2020-06-30
LoadAVARegUpNet | 0 | 60 | Minute | 2020-11-17 | 2020-11-24
LoadAVARegUpNet | 0 | 60 | Minute | 2020-11-10 | 2020-11-17
LoadAVARegUpNet | 0 | 60 | Minute | 2020-11-03 | 2020-11-10
LoadAVARegUpNet | 0 | 60 | Minute | 2020-10-27 | 2020-11-03
LoadAVARegUpNet | 0 | 60 | Minute | 2020-10-20 | 2020-10-27
LoadAVARegUpNet | 0 | 60 | Minute | 2020-10-13 | 2020-10-20
LoadAVARegUpNet | 0 | 60 | Minute | 2020-10-06 | 2020-10-13
LoadAVARegUpNet | 0 | 60 | Minute | 2020-09-29 | 2020-10-06
LoadAVARegUpNet | 0 | 60 | Minute | 2019-04-23 | 2019-04-30
LoadAVARegUpNet | 0 | 60 | Minute | 2019-04-16 | 2019-04-23
LoadAVARegUpNet | 0 | 60 | Minute | 2019-04-09 | 2019-04-16
LoadAVARegUpNet | 0 | 60 | Minute | 2019-04-02 | 2019-04-09
LoadAVARegUpNet | 0 | 60 | Minute | 2019-03-26 | 2019-04-02
LoadAVARegUpNet | 0 | 60 | Minute | 2019-03-19 | 2019-03-26
LoadAVARegUpNet | 0 | 60 | Minute | 2019-03-12 | 2019-03-19
LoadAVARegUpNet | 0 | 60 | Minute | 2019-04-30 | 2019-05-07
LoadAVARegUpNet | 0 | 60 | Minute | 2019-03-05 | 2019-03-12
LoadAVARegUpNet | 0 | 60 | Minute | 2019-02-26 | 2019-03-05
LoadAVARegUpNet | 0 | 60 | Minute | 2019-02-19 | 2019-02-26
LoadAVARegUpNet | 0 | 60 | Minute | 2019-02-12 | 2019-02-19
LoadAVARegUpNet | 0 | 60 | Minute | 2019-02-05 | 2019-02-12
LoadAVARegUpNet | 0 | 60 | Minute | 2019-01-29 | 2019-02-05
LoadAVARegUpNet | 0 | 60 | Minute | 2019-01-22 | 2019-01-29
LoadAVARegUpNet | 0 | 60 | Minute | 2019-01-15 | 2019-01-22
LoadAVARegUpNet | 0 | 60 | Minute | 2019-01-08 | 2019-01-15
LoadAVARegUpNet | 0 | 60 | Minute | 2019-01-01 | 2019-01-08
LoadAVARegUpNet | -20 | 60 | Minute | 2010-01-01 | 2019-01-01
LoadAVARegUpNet | 0 | 60 | Minute | 2020-04-07 | 2020-04-14
LoadAVARegUpNet | 0 | 60 | Minute | 2020-03-31 | 2020-04-07
LoadAVARegUpNet | 0 | 60 | Minute | 2020-03-24 | 2020-03-31
LoadAVARegUpNet | 0 | 60 | Minute | 2020-03-17 | 2020-03-24
LoadAVARegUpNet | 0 | 60 | Minute | 2020-03-10 | 2020-03-17
LoadAVARegUpNet | 0 | 60 | Minute | 2020-03-03 | 2020-03-10
LoadAVARegUpNet | 0 | 60 | Minute | 2020-02-25 | 2020-03-03
LoadAVARegUpNet | 0 | 60 | Minute | 2020-02-18 | 2020-02-25
LoadAVARegUpNet | 0 | 60 | Minute | 2020-02-11 | 2020-02-18
LoadAVARegUpNet | 0 | 60 | Minute | 2020-02-04 | 2020-02-11
LoadAVARegUpNet | 0 | 60 | Minute | 2020-01-28 | 2020-02-04
LoadAVARegUpNet | 0 | 60 | Minute | 2020-01-21 | 2020-01-28
LoadAVARegUpNet | 0 | 60 | Minute | 2020-01-14 | 2020-01-21
LoadAVARegUpNet | 0 | 60 | Minute | 2020-01-07 | 2020-01-14
LoadAVARegUpNet | 0 | 60 | Minute | 2019-12-31 | 2020-01-07
LoadAVARegUpNet | 0 | 60 | Minute | 2019-12-24 | 2019-12-31
LoadAVARegUpNet | 0 | 60 | Minute | 2019-12-17 | 2019-12-24
LoadAVARegUpNet | 0 | 60 | Minute | 2019-12-10 | 2019-12-17
LoadAVARegUpNet | 0 | 60 | Minute | 2019-12-03 | 2019-12-10
LoadAVARegUpNet | 0 | 60 | Minute | 2019-11-26 | 2019-12-03
LoadAVARegUpNet | 0 | 60 | Minute | 2020-06-16 | 2020-06-23
LoadAVARegUpNet | 0 | 60 | Minute | 2020-06-09 | 2020-06-16
LoadAVARegUpNet | 0 | 60 | Minute | 2020-06-02 | 2020-06-09
LoadAVARegUpNet | 0 | 60 | Minute | 2020-05-26 | 2020-06-02
LoadAVARegUpNet | 0 | 60 | Minute | 2020-05-19 | 2020-05-26
LoadAVARegUpNet | 0 | 60 | Minute | 2020-05-12 | 2020-05-19
LoadAVARegUpNet | 0 | 60 | Minute | 2020-05-05 | 2020-05-12
LoadAVARegUpNet | 0 | 60 | Minute | 2020-04-28 | 2020-05-05
LoadAVARegUpNet | 0 | 60 | Minute | 2020-04-21 | 2020-04-28
LoadAVARegUpNet | 0 | 60 | Minute | 2020-04-14 | 2020-04-21
LoadAVARTDADelta | 0 | 60 | Minute | 2010-01-01 | 1950-12-31
LoadAVASBLoad | 0 | 60 | Minute | 2010-01-01 | 1950-12-31
LoadAVASpinNet | 0 | 60 | Minute | 2010-01-01 | 1950-12-31
LoadAVATotalLoadAct | 0 | 1 | Minute | 2010-01-01 | 1950-12-31
LoadAVAWsArLoad | 0 | 1 | Minute | 2010-01-01 | 1950-12-31
LoadAVAWsArLoCompCust | 0 | 1 | Minute | 2010-01-01 | 1950-12-31
LoadAVAWsArLoWRamp | 0 | 1 | Minute | 2010-01-01 | 1950-12-31
LoadAVAWSLoadAct | 0 | 1 | Minute | 2010-01-01 | 1950-12-31
LoadAVAWsLoRamp | 0 | 1 | Minute | 2010-01-01 | 1950-12-31
LoadAVAWsPRTLoad | 0 | 1 | Minute | 2010-01-01 | 1950-12-31
LoadMCEnNet | 0 | 60 | Minute | 2010-01-01 | 1950-12-31
LoadMCEnNetPS | 0 | 60 | Minute | 2010-01-01 | 1950-12-31
LoadMCEnNetRT | 0 | 60 | Minute | 2010-01-01 | 1950-12-31
LoadMCFLoad | 0 | 60 | Minute | 2010-01-01 | 1950-12-31
LoadMCFRRLoad | 0 | 60 | Minute | 2010-01-01 | 1950-12-31
LoadMCLFDnLoad | 0 | 60 | Minute | 2010-01-01 | 1950-12-31
LoadMCLFDnNet | 0 | 60 | Minute | 2010-01-01 | 1950-12-31
LoadMCLFUpLoad | 0 | 60 | Minute | 2010-01-01 | 1950-12-31
LoadMCLFUpNet | 0 | 60 | Minute | 2010-01-01 | 1950-12-31
LoadMCNSpinNet | 0 | 60 | Minute | 2010-01-01 | 1950-12-31
LoadMCOpResGenBRate | 0 | 60 | Minute | 2010-01-01 | 1950-12-31
LoadMCOpResLoadBRate | 0 | 60 | Minute | 2010-01-01 | 1950-12-31
LoadMCRegDnLoad | 0 | 60 | Minute | 2010-01-01 | 1950-12-31
LoadMCRegDnNet | 0 | 60 | Minute | 2010-01-01 | 1950-12-31
LoadMCRegUpLoad | 0 | 60 | Minute | 2010-01-01 | 1950-12-31
LoadMCRegUpNet | 0 | 60 | Minute | 2010-01-01 | 1950-12-31
LoadMCSpinNet | 0 | 60 | Minute | 2010-01-01 | 1950-12-31
ProdMCHourlyBuyCap | 0 | 60 | Minute | 2010-01-01 | 1950-12-31
ProdMCHourlySellCap | 3000 | 60 | Minute | 2010-01-01 | 1950-12-31
SysAVA9MileGen | 0 | 60 | Minute | 2010-01-01 | 1950-12-31
SysAVABoxCanyonGen | 0 | 60 | Minute | 2010-01-01 | 1950-12-31
SysAVAClearwaterGen | 0 | 60 | Minute | 2010-01-01 | 1950-12-31
SysAVAMonroeGen | 0 | 60 | Minute | 2010-01-01 | 1950-12-31
SysAVAPostFallsGen | 0 | 60 | Minute | 2010-01-01 | 1950-12-31
SysAVASmallPwr | 0 | 60 | Minute | 2010-01-01 | 1950-12-31
SysAVAStimson | 0 | 60 | Minute | 2010-01-01 | 1950-12-31
SysAVAUpperFallsGen | 0 | 60 | Minute | 2010-01-01 | 1950-12-31
SysAVAUpriverGen | 0 | 60 | Minute | 2010-01-01 | 1950-12-31
SysAVAWASTE2ENERGY | 0 | 60 | Minute | 2010-01-01 | 1950-12-31
0
0
0
0
0
0
0
0